## bus
| name | vn_kv | type | zone | in_service
0 | bus_LV_6461-10_0_4_node_0 | 0.4 | n |  | TRUE
1 | bus_LV_6461-10_0_4_node_1 | 0.4 | n |  | TRUE
2 | bus_LV_6461-10_0_4_node_3 | 0.4 | n |  | TRUE
3 | bus_LV_6461-10_0_4_node_21 | 0.4 | n |  | TRUE
4 | bus_LV_6461-10_0_4_node_19 | 0.4 | n |  | TRUE
5 | bus_LV_6461-10_0_4_node_4 | 0.4 | n |  | TRUE
6 | bus_LV_6461-10_0_4_node_8 | 0.4 | n |  | TRUE
7 | bus_LV_6461-10_0_4_node_6 | 0.4 | n |  | TRUE
8 | bus_LV_6461-10_0_4_node_22 | 0.4 | n |  | TRUE
9 | bus_LV_6461-10_0_4_node_17 | 0.4 | n |  | TRUE
10 | bus_LV_6461-10_0_4_node_7 | 0.4 | n |  | TRUE
11 | bus_LV_6461-10_0_4_node_60 | 0.4 | n |  | TRUE
12 | bus_LV_6461-10_0_4_node_56 | 0.4 | n |  | TRUE
13 | bus_LV_6461-10_0_4_node_144 | 0.4 | n |  | TRUE
14 | bus_LV_6461-10_0_4_node_153 | 0.4 | n |  | TRUE
15 | bus_LV_6461-10_0_4_node_9 | 0.4 | n |  | TRUE
16 | bus_LV_6461-10_0_4_node_145 | 0.4 | n |  | TRUE
17 | bus_LV_6461-10_0_4_node_12 | 0.4 | n |  | TRUE
18 | bus_LV_6461-10_0_4_node_143 | 0.4 | n |  | TRUE
19 | bus_LV_6461-10_0_4_node_177 | 0.4 | n |  | TRUE
20 | bus_LV_6461-10_0_4_node_176 | 0.4 | n |  | TRUE
21 | bus_LV_6461-10_0_4_node_152 | 0.4 | n |  | TRUE
22 | bus_LV_6461-10_0_4_node_148 | 0.4 | n |  | TRUE
23 | bus_LV_6461-10_0_4_node_150 | 0.4 | n |  | TRUE
24 | bus_LV_6461-10_0_4_node_209 | 0.4 | n |  | TRUE
25 | bus_LV_6461-10_0_4_node_147 | 0.4 | n |  | TRUE
26 | bus_LV_6461-10_0_4_node_146 | 0.4 | n |  | TRUE
27 | bus_LV_6461-10_0_4_node_14 | 0.4 | n |  | TRUE
28 | bus_LV_6461-10_0_4_node_15 | 0.4 | n |  | TRUE
29 | bus_LV_6461-10_0_4_node_16 | 0.4 | n |  | TRUE
30 | bus_LV_6461-10_0_4_node_18 | 0.4 | n |  | TRUE
31 | bus_LV_6461-10_0_4_node_20 | 0.4 | n |  | TRUE
32 | bus_LV_6461-10_0_4_node_25 | 0.4 | n |  | TRUE
33 | bus_LV_6461-10_0_4_node_23 | 0.4 | n |  | TRUE
34 | bus_LV_6461-10_0_4_node_26 | 0.4 | n |  | TRUE
35 | bus_LV_6461-10_0_4_node_24 | 0.4 | n |  | TRUE
36 | bus_LV_6461-10_0_4_node_53 | 0.4 | n |  | TRUE
37 | bus_LV_6461-10_0_4_node_27 | 0.4 | n |  | TRUE
38 | bus_LV_6461-10_0_4_node_28 | 0.4 | n |  | TRUE
39 | bus_LV_6461-10_0_4_node_29 | 0.4 | n |  | TRUE
40 | bus_LV_6461-10_0_4_node_30 | 0.4 | n |  | TRUE
41 | bus_LV_6461-10_0_4_node_31 | 0.4 | n |  | TRUE
42 | bus_LV_6461-10_0_4_node_32 | 0.4 | n |  | TRUE
43 | bus_LV_6461-10_0_4_node_33 | 0.4 | n |  | TRUE
44 | bus_LV_6461-10_0_4_node_34 | 0.4 | n |  | TRUE
45 | bus_LV_6461-10_0_4_node_41 | 0.4 | n |  | TRUE
46 | bus_LV_6461-10_0_4_node_35 | 0.4 | n |  | TRUE
47 | bus_LV_6461-10_0_4_node_42 | 0.4 | n |  | TRUE
48 | bus_LV_6461-10_0_4_node_39 | 0.4 | n |  | TRUE
49 | bus_LV_6461-10_0_4_node_43 | 0.4 | n |  | TRUE
50 | bus_LV_6461-10_0_4_node_44 | 0.4 | n |  | TRUE
51 | bus_LV_6461-10_0_4_node_167 | 0.4 | n |  | TRUE
52 | bus_LV_6461-10_0_4_node_36 | 0.4 | n |  | TRUE
53 | bus_LV_6461-10_0_4_node_37 | 0.4 | n |  | TRUE
54 | bus_LV_6461-10_0_4_node_38 | 0.4 | n |  | TRUE
55 | bus_LV_6461-10_0_4_node_40 | 0.4 | n |  | TRUE
56 | bus_LV_6461-10_0_4_node_78 | 0.4 | n |  | TRUE
57 | bus_LV_6461-10_0_4_node_67 | 0.4 | n |  | TRUE
58 | bus_LV_6461-10_0_4_node_75 | 0.4 | n |  | TRUE
59 | bus_LV_6461-10_0_4_node_76 | 0.4 | n |  | TRUE
60 | bus_LV_6461-10_0_4_node_66 | 0.4 | n |  | TRUE
61 | bus_LV_6461-10_0_4_node_45 | 0.4 | n |  | TRUE
62 | bus_LV_6461-10_0_4_node_154 | 0.4 | n |  | TRUE
63 | bus_LV_6461-10_0_4_node_156 | 0.4 | n |  | TRUE
64 | bus_LV_6461-10_0_4_node_168 | 0.4 | n |  | TRUE
65 | bus_LV_6461-10_0_4_node_169 | 0.4 | n |  | TRUE
66 | bus_LV_6461-10_0_4_node_170 | 0.4 | n |  | TRUE
67 | bus_LV_6461-10_0_4_node_46 | 0.4 | n |  | TRUE
68 | bus_LV_6461-10_0_4_node_48 | 0.4 | n |  | TRUE
69 | bus_LV_6461-10_0_4_node_158 | 0.4 | n |  | TRUE
70 | bus_LV_6461-10_0_4_node_159 | 0.4 | n |  | TRUE
71 | bus_LV_6461-10_0_4_node_157 | 0.4 | n |  | TRUE
72 | bus_LV_6461-10_0_4_node_160 | 0.4 | n |  | TRUE
73 | bus_LV_6461-10_0_4_node_163 | 0.4 | n |  | TRUE
74 | bus_LV_6461-10_0_4_node_162 | 0.4 | n |  | TRUE
75 | bus_LV_6461-10_0_4_node_210 | 0.4 | n |  | TRUE
76 | bus_LV_6461-10_0_4_node_161 | 0.4 | n |  | TRUE
77 | bus_LV_6461-10_0_4_node_50 | 0.4 | n |  | TRUE
78 | bus_LV_6461-10_0_4_node_49 | 0.4 | n |  | TRUE
79 | bus_LV_6461-10_0_4_node_51 | 0.4 | n |  | TRUE
80 | bus_LV_6461-10_0_4_node_52 | 0.4 | n |  | TRUE
81 | bus_LV_6461-10_0_4_node_119 | 0.4 | n |  | TRUE
82 | bus_LV_6461-10_0_4_node_82 | 0.4 | n |  | TRUE
83 | bus_LV_6461-10_0_4_node_104 | 0.4 | n |  | TRUE
84 | bus_LV_6461-10_0_4_node_83 | 0.4 | n |  | TRUE
85 | bus_LV_6461-10_0_4_node_80 | 0.4 | n |  | TRUE
86 | bus_LV_6461-10_0_4_node_54 | 0.4 | n |  | TRUE
87 | bus_LV_6461-10_0_4_node_55 | 0.4 | n |  | TRUE
88 | bus_LV_6461-10_0_4_node_73 | 0.4 | n |  | TRUE
89 | bus_LV_6461-10_0_4_node_74 | 0.4 | n |  | TRUE
90 | bus_LV_6461-10_0_4_node_65 | 0.4 | n |  | TRUE
91 | bus_LV_6461-10_0_4_node_139 | 0.4 | n |  | TRUE
92 | bus_LV_6461-10_0_4_node_179 | 0.4 | n |  | TRUE
93 | bus_LV_6461-10_0_4_node_58 | 0.4 | n |  | TRUE
94 | bus_LV_6461-10_0_4_node_140 | 0.4 | n |  | TRUE
95 | bus_LV_6461-10_0_4_node_59 | 0.4 | n |  | TRUE
96 | bus_LV_6461-10_0_4_node_136 | 0.4 | n |  | TRUE
97 | bus_LV_6461-10_0_4_node_141 | 0.4 | n |  | TRUE
98 | bus_LV_6461-10_0_4_node_137 | 0.4 | n |  | TRUE
99 | bus_LV_6461-10_0_4_node_61 | 0.4 | n |  | TRUE
100 | bus_LV_6461-10_0_4_node_62 | 0.4 | n |  | TRUE
101 | bus_LV_6461-10_0_4_node_63 | 0.4 | n |  | TRUE
102 | bus_LV_6461-10_0_4_node_64 | 0.4 | n |  | TRUE
103 | bus_LV_6461-10_0_4_node_72 | 0.4 | n |  | TRUE
104 | bus_LV_6461-10_0_4_node_70 | 0.4 | n |  | TRUE
105 | bus_LV_6461-10_0_4_node_68 | 0.4 | n |  | TRUE
106 | bus_LV_6461-10_0_4_node_69 | 0.4 | n |  | TRUE
107 | bus_LV_6461-10_0_4_node_71 | 0.4 | n |  | TRUE
108 | bus_LV_6461-10_0_4_node_95 | 0.4 | n |  | TRUE
109 | bus_LV_6461-10_0_4_node_77 | 0.4 | n |  | TRUE
110 | bus_LV_6461-10_0_4_node_89 | 0.4 | n |  | TRUE
111 | bus_LV_6461-10_0_4_node_90 | 0.4 | n |  | TRUE
112 | bus_LV_6461-10_0_4_node_91 | 0.4 | n |  | TRUE
113 | bus_LV_6461-10_0_4_node_92 | 0.4 | n |  | TRUE
114 | bus_LV_6461-10_0_4_node_79 | 0.4 | n |  | TRUE
115 | bus_LV_6461-10_0_4_node_81 | 0.4 | n |  | TRUE
116 | bus_LV_6461-10_0_4_node_97 | 0.4 | n |  | TRUE
117 | bus_LV_6461-10_0_4_node_84 | 0.4 | n |  | TRUE
118 | bus_LV_6461-10_0_4_node_85 | 0.4 | n |  | TRUE
119 | bus_LV_6461-10_0_4_node_86 | 0.4 | n |  | TRUE
120 | bus_LV_6461-10_0_4_node_87 | 0.4 | n |  | TRUE
121 | bus_LV_6461-10_0_4_node_88 | 0.4 | n |  | TRUE
122 | bus_LV_6461-10_0_4_node_100 | 0.4 | n |  | TRUE
123 | bus_LV_6461-10_0_4_node_98 | 0.4 | n |  | TRUE
124 | bus_LV_6461-10_0_4_node_99 | 0.4 | n |  | TRUE
125 | bus_LV_6461-10_0_4_node_103 | 0.4 | n |  | TRUE
126 | bus_LV_6461-10_0_4_node_93 | 0.4 | n |  | TRUE
127 | bus_LV_6461-10_0_4_node_112 | 0.4 | n |  | TRUE
128 | bus_LV_6461-10_0_4_node_111 | 0.4 | n |  | TRUE
129 | bus_LV_6461-10_0_4_node_123 | 0.4 | n |  | TRUE
130 | bus_LV_6461-10_0_4_node_94 | 0.4 | n |  | TRUE
131 | bus_LV_6461-10_0_4_node_109 | 0.4 | n |  | TRUE
132 | bus_LV_6461-10_0_4_node_96 | 0.4 | n |  | TRUE
133 | bus_LV_6461-10_0_4_node_178 | 0.4 | n |  | TRUE
134 | bus_LV_6461-10_0_4_node_128 | 0.4 | n |  | TRUE
135 | bus_LV_6461-10_0_4_node_133 | 0.4 | n |  | TRUE
136 | bus_LV_6461-10_0_4_node_122 | 0.4 | n |  | TRUE
137 | bus_LV_6461-10_0_4_node_101 | 0.4 | n |  | TRUE
138 | bus_LV_6461-10_0_4_node_102 | 0.4 | n |  | TRUE
139 | bus_LV_6461-10_0_4_node_105 | 0.4 | n |  | TRUE
140 | bus_LV_6461-10_0_4_node_106 | 0.4 | n |  | TRUE
141 | bus_LV_6461-10_0_4_node_107 | 0.4 | n |  | TRUE
142 | bus_LV_6461-10_0_4_node_108 | 0.4 | n |  | TRUE
143 | bus_LV_6461-10_0_4_node_110 | 0.4 | n |  | TRUE
144 | bus_LV_6461-10_0_4_node_113 | 0.4 | n |  | TRUE
145 | bus_LV_6461-10_0_4_node_114 | 0.4 | n |  | TRUE
146 | bus_LV_6461-10_0_4_node_115 | 0.4 | n |  | TRUE
147 | bus_LV_6461-10_0_4_node_174 | 0.4 | n |  | TRUE
148 | bus_LV_6461-10_0_4_node_204 | 0.4 | n |  | TRUE
149 | bus_LV_6461-10_0_4_node_206 | 0.4 | n |  | TRUE
150 | bus_LV_6461-10_0_4_node_173 | 0.4 | n |  | TRUE
151 | bus_LV_6461-10_0_4_node_203 | 0.4 | n |  | TRUE
152 | bus_LV_6461-10_0_4_node_116 | 0.4 | n |  | TRUE
153 | bus_LV_6461-10_0_4_node_117 | 0.4 | n |  | TRUE
154 | bus_LV_6461-10_0_4_node_118 | 0.4 | n |  | TRUE
155 | bus_LV_6461-10_0_4_node_131 | 0.4 | n |  | TRUE
156 | bus_LV_6461-10_0_4_node_130 | 0.4 | n |  | TRUE
157 | bus_LV_6461-10_0_4_node_121 | 0.4 | n |  | TRUE
158 | bus_LV_6461-10_0_4_node_127 | 0.4 | n |  | TRUE
159 | bus_LV_6461-10_0_4_node_124 | 0.4 | n |  | TRUE
160 | bus_LV_6461-10_0_4_node_125 | 0.4 | n |  | TRUE
161 | bus_LV_6461-10_0_4_node_126 | 0.4 | n |  | TRUE
162 | bus_LV_6461-10_0_4_node_129 | 0.4 | n |  | TRUE
163 | bus_LV_6461-10_0_4_node_132 | 0.4 | n |  | TRUE
164 | bus_LV_6461-10_0_4_node_134 | 0.4 | n |  | TRUE
165 | bus_LV_6461-10_0_4_node_135 | 0.4 | n |  | TRUE
166 | bus_LV_6461-10_0_4_node_138 | 0.4 | n |  | TRUE
167 | bus_LV_6461-10_0_4_node_142 | 0.4 | n |  | TRUE
168 | bus_LV_6461-10_0_4_node_151 | 0.4 | n |  | TRUE
169 | bus_LV_6461-10_0_4_node_149 | 0.4 | n |  | TRUE
170 | bus_LV_6461-10_0_4_node_164 | 0.4 | n |  | TRUE
171 | bus_LV_6461-10_0_4_node_165 | 0.4 | n |  | TRUE
172 | bus_LV_6461-10_0_4_node_175 | 0.4 | n |  | TRUE
173 | bus_LV_6461-10_0_4_node_207 | 0.4 | n |  | TRUE
174 | bus_LV_6461-10_0_4_node_171 | 0.4 | n |  | TRUE
175 | bus_LV_6461-10_0_4_node_172 | 0.4 | n |  | TRUE
176 | bus_LV_6461-10_0_4_node_205 | 0.4 | n |  | TRUE
177 | bus_LV_6461-10_0_4_node_180 | 0.4 | n |  | TRUE
178 | bus_LV_6461-10_0_4_node_181 | 0.4 | n |  | TRUE
179 | bus_LV_6461-10_0_4_node_182 | 0.4 | n |  | TRUE
180 | bus_LV_6461-10_0_4_node_184 | 0.4 | n |  | TRUE
181 | bus_LV_6461-10_0_4_node_186 | 0.4 | n |  | TRUE
182 | bus_LV_6461-10_0_4_node_185 | 0.4 | n |  | TRUE
183 | bus_LV_6461-10_0_4_node_188 | 0.4 | n |  | TRUE
184 | bus_LV_6461-10_0_4_node_187 | 0.4 | n |  | TRUE
185 | bus_LV_6461-10_0_4_node_189 | 0.4 | n |  | TRUE
186 | bus_LV_6461-10_0_4_node_190 | 0.4 | n |  | TRUE
187 | bus_LV_6461-10_0_4_node_191 | 0.4 | n |  | TRUE
188 | bus_LV_6461-10_0_4_node_194 | 0.4 | n |  | TRUE
189 | bus_LV_6461-10_0_4_node_195 | 0.4 | n |  | TRUE
190 | bus_LV_6461-10_0_4_node_192 | 0.4 | n |  | TRUE
191 | bus_LV_6461-10_0_4_node_193 | 0.4 | n |  | TRUE
192 | bus_LV_6461-10_0_4_node_198 | 0.4 | n |  | TRUE
193 | bus_LV_6461-10_0_4_node_199 | 0.4 | n |  | TRUE
194 | bus_LV_6461-10_0_4_node_196 | 0.4 | n |  | TRUE
195 | bus_LV_6461-10_0_4_node_200 | 0.4 | n |  | TRUE
196 | bus_LV_6461-10_0_4_node_197 | 0.4 | n |  | TRUE
197 | bus_LV_6461-10_0_4_node_201 | 0.4 | n |  | TRUE
198 | bus_LV_6461-10_0_4_node_202 | 0.4 | n |  | TRUE
199 | bus_MV_444_1_node_59 | 20 | n |  | TRUE

## load
| name | bus | p_mw | q_mvar | const_z_percent | const_i_percent | sn_mva | scaling | in_service | type
0 | LV_6461-10_0_4_load_0 | 0 | 0.001879 | 0.00047092 | 0 | 0 |  | 1 | TRUE | wye
1 | LV_6461-10_0_4_load_21 | 3 | 0.0034749 | 0.0008709 | 0 | 0 |  | 1 | TRUE | wye
2 | LV_6461-10_0_4_load_19 | 4 | 0.0041882 | 0.0010497 | 0 | 0 |  | 1 | TRUE | wye
3 | LV_6461-10_0_4_load_6 | 7 | 0.0020051 | 0.00050252 | 0 | 0 |  | 1 | TRUE | wye
4 | LV_6461-10_0_4_load_22 | 8 | 0.0026847 | 0.00067284 | 0 | 0 |  | 1 | TRUE | wye
5 | LV_6461-10_0_4_load_60 | 11 | 0.0045314 | 0.0011357 | 0 | 0 |  | 1 | TRUE | wye
6 | LV_6461-10_0_4_load_56 | 12 | 0.0039579 | 0.00099195 | 0 | 0 |  | 1 | TRUE | wye
7 | LV_6461-10_0_4_load_144 | 13 | 0.00081233 | 0.00020359 | 0 | 0 |  | 1 | TRUE | wye
8 | LV_6461-10_0_4_load_153 | 14 | 0.0023542 | 0.00059001 | 0 | 0 |  | 1 | TRUE | wye
9 | LV_6461-10_0_4_load_145 | 16 | 0.0021802 | 0.00054642 | 0 | 0 |  | 1 | TRUE | wye
10 | LV_6461-10_0_4_load_143 | 18 | 0.00053801 | 0.00013484 | 0 | 0 |  | 1 | TRUE | wye
11 | LV_6461-10_0_4_load_177 | 19 | 0.00039097 | 9.7987e-05 | 0 | 0 |  | 1 | TRUE | wye
12 | LV_6461-10_0_4_load_176 | 20 | 0.00038057 | 9.5379e-05 | 0 | 0 |  | 1 | TRUE | wye
13 | LV_6461-10_0_4_load_152 | 21 | 0.0023733 | 0.00059481 | 0 | 0 |  | 1 | TRUE | wye
14 | LV_6461-10_0_4_load_150 | 23 | 0.0096067 | 0.0024077 | 0 | 0 |  | 1 | TRUE | wye
15 | LV_6461-10_0_4_load_209 | 24 | 0.005098 | 0.0012777 | 0 | 0 |  | 1 | TRUE | wye
16 | LV_6461-10_0_4_load_147 | 25 | 0.0019495 | 0.00048859 | 0 | 0 |  | 1 | TRUE | wye
17 | LV_6461-10_0_4_load_146 | 26 | 0.0022533 | 0.00056473 | 0 | 0 |  | 1 | TRUE | wye
18 | LV_6461-10_0_4_load_14 | 27 | 0.0020729 | 0.00051953 | 0 | 0 |  | 1 | TRUE | wye
19 | LV_6461-10_0_4_load_15 | 28 | 0.0025135 | 0.00062993 | 0 | 0 |  | 1 | TRUE | wye
20 | LV_6461-10_0_4_load_16 | 29 | 0.0024395 | 0.00061141 | 0 | 0 |  | 1 | TRUE | wye
21 | LV_6461-10_0_4_load_18 | 30 | 0.0015454 | 0.00038731 | 0 | 0 |  | 1 | TRUE | wye
22 | LV_6461-10_0_4_load_20 | 31 | 0.0024131 | 0.00060477 | 0 | 0 |  | 1 | TRUE | wye
23 | LV_6461-10_0_4_load_25 | 32 | 0.0025008 | 0.00062676 | 0 | 0 |  | 1 | TRUE | wye
24 | LV_6461-10_0_4_load_23 | 33 | 0.0042655 | 0.001069 | 0 | 0 |  | 1 | TRUE | wye
25 | LV_6461-10_0_4_load_26 | 34 | 0.0021982 | 0.00055092 | 0 | 0 |  | 1 | TRUE | wye
26 | LV_6461-10_0_4_load_24 | 35 | 0.001971 | 0.00049397 | 0 | 0 |  | 1 | TRUE | wye
27 | LV_6461-10_0_4_load_53 | 36 | 0.0040408 | 0.0010127 | 0 | 0 |  | 1 | TRUE | wye
28 | LV_6461-10_0_4_load_27 | 37 | 0.0020627 | 0.00051695 | 0 | 0 |  | 1 | TRUE | wye
29 | LV_6461-10_0_4_load_28 | 38 | 0.0053242 | 0.0013344 | 0 | 0 |  | 1 | TRUE | wye
30 | LV_6461-10_0_4_load_29 | 39 | 0.0023412 | 0.00058676 | 0 | 0 |  | 1 | TRUE | wye
31 | LV_6461-10_0_4_load_30 | 40 | 0.0060891 | 0.0015261 | 0 | 0 |  | 1 | TRUE | wye
32 | LV_6461-10_0_4_load_32 | 42 | 0.0020957 | 0.00052523 | 0 | 0 |  | 1 | TRUE | wye
33 | LV_6461-10_0_4_load_33 | 43 | 0.0011759 | 0.0002947 | 0 | 0 |  | 1 | TRUE | wye
34 | LV_6461-10_0_4_load_34 | 44 | 0.0010307 | 0.00025833 | 0 | 0 |  | 1 | TRUE | wye
35 | LV_6461-10_0_4_load_35 | 46 | 0.0021717 | 0.00054428 | 0 | 0 |  | 1 | TRUE | wye
36 | LV_6461-10_0_4_load_39 | 48 | 0.002402 | 0.000602 | 0 | 0 |  | 1 | TRUE | wye
37 | LV_6461-10_0_4_load_43 | 49 | 0.0015263 | 0.00038252 | 0 | 0 |  | 1 | TRUE | wye
38 | LV_6461-10_0_4_load_44 | 50 | 0.0015321 | 0.00038399 | 0 | 0 |  | 1 | TRUE | wye
39 | LV_6461-10_0_4_load_167 | 51 | 0.002126 | 0.00053282 | 0 | 0 |  | 1 | TRUE | wye
40 | LV_6461-10_0_4_load_36 | 52 | 0.0015771 | 0.00039527 | 0 | 0 |  | 1 | TRUE | wye
41 | LV_6461-10_0_4_load_37 | 53 | 0.001434 | 0.00035939 | 0 | 0 |  | 1 | TRUE | wye
42 | LV_6461-10_0_4_load_38 | 54 | 0.0013451 | 0.00033711 | 0 | 0 |  | 1 | TRUE | wye
43 | LV_6461-10_0_4_load_40 | 55 | 0.0015641 | 0.00039201 | 0 | 0 |  | 1 | TRUE | wye
44 | LV_6461-10_0_4_load_78 | 56 | 0.0010969 | 0.0002749 | 0 | 0 |  | 1 | TRUE | wye
45 | LV_6461-10_0_4_load_67 | 57 | 0.0022373 | 0.00056072 | 0 | 0 |  | 1 | TRUE | wye
46 | LV_6461-10_0_4_load_75 | 58 | 0.0028499 | 0.00071425 | 0 | 0 |  | 1 | TRUE | wye
47 | LV_6461-10_0_4_load_76 | 59 | 0.0010194 | 0.00025548 | 0 | 0 |  | 1 | TRUE | wye
48 | LV_6461-10_0_4_load_66 | 60 | 0.0016224 | 0.00040662 | 0 | 0 |  | 1 | TRUE | wye
49 | LV_6461-10_0_4_load_154 | 62 | 0.0032193 | 0.00080682 | 0 | 0 |  | 1 | TRUE | wye
50 | LV_6461-10_0_4_load_168 | 64 | 0.0022089 | 0.0005536 | 0 | 0 |  | 1 | TRUE | wye
51 | LV_6461-10_0_4_load_169 | 65 | 0.00089755 | 0.00022495 | 0 | 0 |  | 1 | TRUE | wye
52 | LV_6461-10_0_4_load_170 | 66 | 0.0033679 | 0.00084407 | 0 | 0 |  | 1 | TRUE | wye
53 | LV_6461-10_0_4_load_46 | 67 | 0.0062348 | 0.0015626 | 0 | 0 |  | 1 | TRUE | wye
54 | LV_6461-10_0_4_load_158 | 69 | 0.012892 | 0.003231 | 0 | 0 |  | 1 | TRUE | wye
55 | LV_6461-10_0_4_load_159 | 70 | 0.0086342 | 0.0021639 | 0 | 0 |  | 1 | TRUE | wye
56 | LV_6461-10_0_4_load_157 | 71 | 0.0026247 | 0.00065781 | 0 | 0 |  | 1 | TRUE | wye
57 | LV_6461-10_0_4_load_160 | 72 | 0.0021959 | 0.00055036 | 0 | 0 |  | 1 | TRUE | wye
58 | LV_6461-10_0_4_load_162 | 74 | 0.001911 | 0.00047894 | 0 | 0 |  | 1 | TRUE | wye
59 | LV_6461-10_0_4_load_210 | 75 | 0.0077934 | 0.0019532 | 0 | 0 |  | 1 | TRUE | wye
60 | LV_6461-10_0_4_load_161 | 76 | 0.0042057 | 0.0010541 | 0 | 0 |  | 1 | TRUE | wye
61 | LV_6461-10_0_4_load_50 | 77 | 0.0077441 | 0.0019408 | 0 | 0 |  | 1 | TRUE | wye
62 | LV_6461-10_0_4_load_49 | 78 | 0.0037363 | 0.0009364 | 0 | 0 |  | 1 | TRUE | wye
63 | LV_6461-10_0_4_load_51 | 79 | 0.0067262 | 0.0016857 | 0 | 0 |  | 1 | TRUE | wye
64 | LV_6461-10_0_4_load_119 | 81 | 0.0030001 | 0.00075189 | 0 | 0 |  | 1 | TRUE | wye
65 | LV_6461-10_0_4_load_83 | 84 | 0.0036985 | 0.00092692 | 0 | 0 |  | 1 | TRUE | wye
66 | LV_6461-10_0_4_load_80 | 85 | 0.0018373 | 0.00046048 | 0 | 0 |  | 1 | TRUE | wye
67 | LV_6461-10_0_4_load_54 | 86 | 0.0018864 | 0.00047277 | 0 | 0 |  | 1 | TRUE | wye
68 | LV_6461-10_0_4_load_73 | 88 | 0.00208 | 0.00052129 | 0 | 0 |  | 1 | TRUE | wye
69 | LV_6461-10_0_4_load_179 | 92 | 0.0012047 | 0.00030193 | 0 | 0 |  | 1 | TRUE | wye
70 | LV_6461-10_0_4_load_58 | 93 | 0.0023159 | 0.00058041 | 0 | 0 |  | 1 | TRUE | wye
71 | LV_6461-10_0_4_load_140 | 94 | 0.0019924 | 0.00049934 | 0 | 0 |  | 1 | TRUE | wye
72 | LV_6461-10_0_4_load_136 | 96 | 0.0033485 | 0.00083922 | 0 | 0 |  | 1 | TRUE | wye
73 | LV_6461-10_0_4_load_141 | 97 | 0.00235 | 0.00058898 | 0 | 0 |  | 1 | TRUE | wye
74 | LV_6461-10_0_4_load_137 | 98 | 0.0021954 | 0.00055021 | 0 | 0 |  | 1 | TRUE | wye
75 | LV_6461-10_0_4_load_61 | 99 | 0.0019368 | 0.00048542 | 0 | 0 |  | 1 | TRUE | wye
76 | LV_6461-10_0_4_load_62 | 100 | 0.0019359 | 0.00048518 | 0 | 0 |  | 1 | TRUE | wye
77 | LV_6461-10_0_4_load_63 | 101 | 0.001129 | 0.00028295 | 0 | 0 |  | 1 | TRUE | wye
78 | LV_6461-10_0_4_load_64 | 102 | 0.0021067 | 0.00052799 | 0 | 0 |  | 1 | TRUE | wye
79 | LV_6461-10_0_4_load_72 | 103 | 0.0021957 | 0.00055029 | 0 | 0 |  | 1 | TRUE | wye
80 | LV_6461-10_0_4_load_70 | 104 | 0.0022781 | 0.00057095 | 0 | 0 |  | 1 | TRUE | wye
81 | LV_6461-10_0_4_load_69 | 106 | 0.0020376 | 0.00051067 | 0 | 0 |  | 1 | TRUE | wye
82 | LV_6461-10_0_4_load_71 | 107 | 0.0032044 | 0.00080309 | 0 | 0 |  | 1 | TRUE | wye
83 | LV_6461-10_0_4_load_77 | 109 | 0.0023251 | 0.00058272 | 0 | 0 |  | 1 | TRUE | wye
84 | LV_6461-10_0_4_load_90 | 111 | 0.0030677 | 0.00076883 | 0 | 0 |  | 1 | TRUE | wye
85 | LV_6461-10_0_4_load_79 | 114 | 0.0020155 | 0.00050514 | 0 | 0 |  | 1 | TRUE | wye
86 | LV_6461-10_0_4_load_81 | 115 | 0.0020234 | 0.00050712 | 0 | 0 |  | 1 | TRUE | wye
87 | LV_6461-10_0_4_load_97 | 116 | 0.0016789 | 0.00042077 | 0 | 0 |  | 1 | TRUE | wye
88 | LV_6461-10_0_4_load_84 | 117 | 0.0021433 | 0.00053717 | 0 | 0 |  | 1 | TRUE | wye
89 | LV_6461-10_0_4_load_86 | 119 | 0.0019551 | 0.00049 | 0 | 0 |  | 1 | TRUE | wye
90 | LV_6461-10_0_4_load_100 | 122 | 0.004451 | 0.0011155 | 0 | 0 |  | 1 | TRUE | wye
91 | LV_6461-10_0_4_load_98 | 123 | 0.0018886 | 0.00047333 | 0 | 0 |  | 1 | TRUE | wye
92 | LV_6461-10_0_4_load_99 | 124 | 0.0026713 | 0.0006695 | 0 | 0 |  | 1 | TRUE | wye
93 | LV_6461-10_0_4_load_93 | 126 | 0.0011298 | 0.00028315 | 0 | 0 |  | 1 | TRUE | wye
94 | LV_6461-10_0_4_load_112 | 127 | 0.0039983 | 0.0010021 | 0 | 0 |  | 1 | TRUE | wye
95 | LV_6461-10_0_4_load_111 | 128 | 0.0015046 | 0.00037709 | 0 | 0 |  | 1 | TRUE | wye
96 | LV_6461-10_0_4_load_109 | 131 | 0.0014936 | 0.00037433 | 0 | 0 |  | 1 | TRUE | wye
97 | LV_6461-10_0_4_load_96 | 132 | 0.0014596 | 0.0003658 | 0 | 0 |  | 1 | TRUE | wye
98 | LV_6461-10_0_4_load_178 | 133 | 0.0009379 | 0.00023506 | 0 | 0 |  | 1 | TRUE | wye
99 | LV_6461-10_0_4_load_128 | 134 | 0.00093718 | 0.00023488 | 0 | 0 |  | 1 | TRUE | wye
100 | LV_6461-10_0_4_load_133 | 135 | 0.0018192 | 0.00045593 | 0 | 0 |  | 1 | TRUE | wye
101 | LV_6461-10_0_4_load_122 | 136 | 0.0016634 | 0.00041688 | 0 | 0 |  | 1 | TRUE | wye
102 | LV_6461-10_0_4_load_101 | 137 | 0.0048483 | 0.0012151 | 0 | 0 |  | 1 | TRUE | wye
103 | LV_6461-10_0_4_load_102 | 138 | 0.0028393 | 0.00071159 | 0 | 0 |  | 1 | TRUE | wye
104 | LV_6461-10_0_4_load_105 | 139 | 0.0047988 | 0.0012027 | 0 | 0 |  | 1 | TRUE | wye
105 | LV_6461-10_0_4_load_106 | 140 | 0.0017079 | 0.00042805 | 0 | 0 |  | 1 | TRUE | wye
106 | LV_6461-10_0_4_load_107 | 141 | 0.0017727 | 0.00044427 | 0 | 0 |  | 1 | TRUE | wye
107 | LV_6461-10_0_4_load_108 | 142 | 0.0004256 | 0.00010667 | 0 | 0 |  | 1 | TRUE | wye
108 | LV_6461-10_0_4_load_110 | 143 | 0.00040904 | 0.00010251 | 0 | 0 |  | 1 | TRUE | wye
109 | LV_6461-10_0_4_load_113 | 144 | 0.00039371 | 9.8674e-05 | 0 | 0 |  | 1 | TRUE | wye
110 | LV_6461-10_0_4_load_204 | 148 | 0.0022923 | 0.00057451 | 0 | 0 |  | 1 | TRUE | wye
111 | LV_6461-10_0_4_load_206 | 149 | 0.0026247 | 0.00065782 | 0 | 0 |  | 1 | TRUE | wye
112 | LV_6461-10_0_4_load_203 | 151 | 0.0021251 | 0.00053259 | 0 | 0 |  | 1 | TRUE | wye
113 | LV_6461-10_0_4_load_116 | 152 | 0.0018534 | 0.00046451 | 0 | 0 |  | 1 | TRUE | wye
114 | LV_6461-10_0_4_load_118 | 154 | 0.0009103 | 0.00022814 | 0 | 0 |  | 1 | TRUE | wye
115 | LV_6461-10_0_4_load_131 | 155 | 0.0017172 | 0.00043037 | 0 | 0 |  | 1 | TRUE | wye
116 | LV_6461-10_0_4_load_121 | 157 | 0.0019816 | 0.00049664 | 0 | 0 |  | 1 | TRUE | wye
117 | LV_6461-10_0_4_load_127 | 158 | 0.00094044 | 0.0002357 | 0 | 0 |  | 1 | TRUE | wye
118 | LV_6461-10_0_4_load_124 | 159 | 0.00091541 | 0.00022942 | 0 | 0 |  | 1 | TRUE | wye
119 | LV_6461-10_0_4_load_125 | 160 | 0.00096691 | 0.00024233 | 0 | 0 |  | 1 | TRUE | wye
120 | LV_6461-10_0_4_load_126 | 161 | 0.0050473 | 0.001265 | 0 | 0 |  | 1 | TRUE | wye
121 | LV_6461-10_0_4_load_129 | 162 | 0.0010289 | 0.00025786 | 0 | 0 |  | 1 | TRUE | wye
122 | LV_6461-10_0_4_load_132 | 163 | 0.0015969 | 0.00040021 | 0 | 0 |  | 1 | TRUE | wye
123 | LV_6461-10_0_4_load_134 | 164 | 0.0016965 | 0.00042517 | 0 | 0 |  | 1 | TRUE | wye
124 | LV_6461-10_0_4_load_135 | 165 | 0.0016054 | 0.00040236 | 0 | 0 |  | 1 | TRUE | wye
125 | LV_6461-10_0_4_load_138 | 166 | 0.0022123 | 0.00055446 | 0 | 0 |  | 1 | TRUE | wye
126 | LV_6461-10_0_4_load_142 | 167 | 0.0021492 | 0.00053864 | 0 | 0 |  | 1 | TRUE | wye
127 | LV_6461-10_0_4_load_149 | 169 | 0.0021737 | 0.00054479 | 0 | 0 |  | 1 | TRUE | wye
128 | LV_6461-10_0_4_load_164 | 170 | 0.0086039 | 0.0021564 | 0 | 0 |  | 1 | TRUE | wye
129 | LV_6461-10_0_4_load_165 | 171 | 0.040101 | 0.01005 | 0 | 0 |  | 1 | TRUE | wye
130 | LV_6461-10_0_4_load_207 | 173 | 0.0023256 | 0.00058285 | 0 | 0 |  | 1 | TRUE | wye
131 | LV_6461-10_0_4_load_171 | 174 | 0.013953 | 0.003497 | 0 | 0 |  | 1 | TRUE | wye
132 | LV_6461-10_0_4_load_172 | 175 | 0.032789 | 0.0082177 | 0 | 0 |  | 1 | TRUE | wye
133 | LV_6461-10_0_4_load_205 | 176 | 0.0023265 | 0.00058308 | 0 | 0 |  | 1 | TRUE | wye
134 | LV_6461-10_0_4_load_180 | 177 | 0.00028255 | 7.0814e-05 | 0 | 0 |  | 1 | TRUE | wye
135 | LV_6461-10_0_4_load_181 | 178 | 0.00024295 | 6.0888e-05 | 0 | 0 |  | 1 | TRUE | wye
136 | LV_6461-10_0_4_load_182 | 179 | 0.00024345 | 6.1014e-05 | 0 | 0 |  | 1 | TRUE | wye
137 | LV_6461-10_0_4_load_184 | 180 | 0.00025148 | 6.3027e-05 | 0 | 0 |  | 1 | TRUE | wye
138 | LV_6461-10_0_4_load_186 | 181 | 0.00024978 | 6.26e-05 | 0 | 0 |  | 1 | TRUE | wye
139 | LV_6461-10_0_4_load_185 | 182 | 0.00027526 | 6.8986e-05 | 0 | 0 |  | 1 | TRUE | wye
140 | LV_6461-10_0_4_load_188 | 183 | 0.00028699 | 7.1925e-05 | 0 | 0 |  | 1 | TRUE | wye
141 | LV_6461-10_0_4_load_187 | 184 | 0.00024538 | 6.1499e-05 | 0 | 0 |  | 1 | TRUE | wye
142 | LV_6461-10_0_4_load_189 | 185 | 0.00035467 | 8.8888e-05 | 0 | 0 |  | 1 | TRUE | wye
143 | LV_6461-10_0_4_load_190 | 186 | 0.00026113 | 6.5445e-05 | 0 | 0 |  | 1 | TRUE | wye
144 | LV_6461-10_0_4_load_191 | 187 | 0.00023749 | 5.9521e-05 | 0 | 0 |  | 1 | TRUE | wye
145 | LV_6461-10_0_4_load_194 | 188 | 0.00026565 | 6.6578e-05 | 0 | 0 |  | 1 | TRUE | wye
146 | LV_6461-10_0_4_load_192 | 190 | 0.00028439 | 7.1276e-05 | 0 | 0 |  | 1 | TRUE | wye
147 | LV_6461-10_0_4_load_193 | 191 | 0.00023605 | 5.9159e-05 | 0 | 0 |  | 1 | TRUE | wye
148 | LV_6461-10_0_4_load_198 | 192 | 0.00024121 | 6.0452e-05 | 0 | 0 |  | 1 | TRUE | wye
149 | LV_6461-10_0_4_load_196 | 194 | 0.0030126 | 0.00075502 | 0 | 0 |  | 1 | TRUE | wye
150 | LV_6461-10_0_4_load_200 | 195 | 0.00026481 | 6.6368e-05 | 0 | 0 |  | 1 | TRUE | wye
151 | LV_6461-10_0_4_load_197 | 196 | 0.0024383 | 0.00061108 | 0 | 0 |  | 1 | TRUE | wye
152 | LV_6461-10_0_4_load_201 | 197 | 0.00039599 | 9.9243e-05 | 0 | 0 |  | 1 | TRUE | wye
153 | LV_6461-10_0_4_load_202 | 198 | 0.0032442 | 0.00081307 | 0 | 0 |  | 1 | TRUE | wye

## ext_grid
| name | bus | vm_pu | va_degree | slack_weight | in_service
0 |  | 138 | 1 | 0 | 1 | TRUE

## line
| name | std_type | from_bus | to_bus | length_km | r_ohm_per_km | x_ohm_per_km | c_nf_per_km | g_us_per_km | max_i_ka | df | parallel | type | in_service
0 | LV_6461-10_0_4_line_0 |  | 0 | 1 | 0.016936 | 0.125 | 0.08 | 261 | 0 | 0.364 | 1 | 1 | cs | TRUE
1 | LV_6461-10_0_4_line_1 |  | 1 | 2 | 0.00688 | 0.125 | 0.08 | 261 | 0 | 0.364 | 1 | 1 | cs | TRUE
2 | LV_6461-10_0_4_line_2 |  | 2 | 3 | 0.032664 | 0.125 | 0.08 | 261 | 0 | 0.364 | 1 | 1 | cs | TRUE
3 | LV_6461-10_0_4_line_3 |  | 2 | 4 | 0.0036299 | 0.125 | 0.08 | 261 | 0 | 0.364 | 1 | 1 | cs | TRUE
4 | LV_6461-10_0_4_line_4 |  | 3 | 8 | 0.010793 | 0.125 | 0.08 | 261 | 0 | 0.364 | 1 | 1 | cs | TRUE
5 | LV_6461-10_0_4_line_5 |  | 4 | 9 | 0.0097546 | 0.125 | 0.08 | 261 | 0 | 0.364 | 1 | 1 | cs | TRUE
6 | LV_6461-10_0_4_line_6 |  | 5 | 6 | 0.036565 | 0.125 | 0.08 | 261 | 0 | 0.364 | 1 | 1 | cs | TRUE
7 | LV_6461-10_0_4_line_7 |  | 5 | 7 | 0.02655 | 0.125 | 0.08 | 261 | 0 | 0.364 | 1 | 1 | cs | TRUE
8 | LV_6461-10_0_4_line_8 |  | 6 | 13 | 0.0020708 | 0.125 | 0.08 | 261 | 0 | 0.364 | 1 | 1 | cs | TRUE
9 | LV_6461-10_0_4_line_9 |  | 6 | 14 | 0.0081954 | 0.125 | 0.08 | 261 | 0 | 0.364 | 1 | 1 | cs | TRUE
10 | LV_6461-10_0_4_line_10 |  | 6 | 10 | 0.021071 | 0.125 | 0.08 | 261 | 0 | 0.364 | 1 | 1 | cs | TRUE
11 | LV_6461-10_0_4_line_11 |  | 9 | 31 | 0.021231 | 0.125 | 0.08 | 261 | 0 | 0.364 | 1 | 1 | cs | TRUE
12 | LV_6461-10_0_4_line_12 |  | 9 | 28 | 0.034608 | 0.125 | 0.08 | 261 | 0 | 0.364 | 1 | 1 | cs | TRUE
13 | LV_6461-10_0_4_line_13 |  | 10 | 11 | 0.013378 | 0.125 | 0.08 | 261 | 0 | 0.364 | 1 | 1 | cs | TRUE
14 | LV_6461-10_0_4_line_14 |  | 10 | 12 | 0.026039 | 0.125 | 0.08 | 261 | 0 | 0.364 | 1 | 1 | cs | TRUE
15 | LV_6461-10_0_4_line_15 |  | 13 | 18 | 0.012744 | 0.125 | 0.08 | 261 | 0 | 0.364 | 1 | 1 | cs | TRUE
16 | LV_6461-10_0_4_line_16 |  | 14 | 21 | 0.010706 | 0.125 | 0.08 | 261 | 0 | 0.364 | 1 | 1 | cs | TRUE
17 | LV_6461-10_0_4_line_17 |  | 15 | 16 | 0.015305 | 0.125 | 0.08 | 261 | 0 | 0.364 | 1 | 1 | cs | TRUE
18 | LV_6461-10_0_4_line_18 |  | 15 | 17 | 0.021954 | 0.125 | 0.08 | 261 | 0 | 0.364 | 1 | 1 | cs | TRUE
19 | LV_6461-10_0_4_line_19 |  | 15 | 18 | 0.010214 | 0.125 | 0.08 | 261 | 0 | 0.364 | 1 | 1 | cs | TRUE
20 | LV_6461-10_0_4_line_20 |  | 16 | 22 | 0.012429 | 0.125 | 0.08 | 261 | 0 | 0.364 | 1 | 1 | cs | TRUE
21 | LV_6461-10_0_4_line_21 |  | 17 | 19 | 0.013939 | 0.125 | 0.08 | 261 | 0 | 0.364 | 1 | 1 | cs | TRUE
22 | LV_6461-10_0_4_line_22 |  | 17 | 20 | 0.0072514 | 0.125 | 0.08 | 261 | 0 | 0.364 | 1 | 1 | cs | TRUE
23 | LV_6461-10_0_4_line_23 |  | 21 | 168 | 0.0078531 | 0.125 | 0.08 | 261 | 0 | 0.364 | 1 | 1 | cs | TRUE
24 | LV_6461-10_0_4_line_24 |  | 22 | 26 | 0.010822 | 0.125 | 0.08 | 261 | 0 | 0.364 | 1 | 1 | cs | TRUE
25 | LV_6461-10_0_4_line_25 |  | 22 | 166 | 0.0171 | 0.125 | 0.08 | 261 | 0 | 0.364 | 1 | 1 | cs | TRUE
26 | LV_6461-10_0_4_line_26 |  | 23 | 24 | 0.0047149 | 0.125 | 0.08 | 261 | 0 | 0.364 | 1 | 1 | cs | TRUE
27 | LV_6461-10_0_4_line_27 |  | 24 | 91 | 0.012146 | 0.125 | 0.08 | 261 | 0 | 0.364 | 1 | 1 | cs | TRUE
28 | LV_6461-10_0_4_line_28 |  | 25 | 26 | 0.0083797 | 0.125 | 0.08 | 261 | 0 | 0.364 | 1 | 1 | cs | TRUE
29 | LV_6461-10_0_4_line_29 |  | 27 | 28 | 0.0020698 | 0.125 | 0.08 | 261 | 0 | 0.364 | 1 | 1 | cs | TRUE
30 | LV_6461-10_0_4_line_30 |  | 27 | 29 | 0.017765 | 0.125 | 0.08 | 261 | 0 | 0.364 | 1 | 1 | cs | TRUE
31 | LV_6461-10_0_4_line_31 |  | 29 | 30 | 0.00067393 | 0.125 | 0.08 | 261 | 0 | 0.364 | 1 | 1 | cs | TRUE
32 | LV_6461-10_0_4_line_32 |  | 30 | 32 | 0.019775 | 0.125 | 0.08 | 261 | 0 | 0.364 | 1 | 1 | cs | TRUE
33 | LV_6461-10_0_4_line_33 |  | 31 | 33 | 0.015536 | 0.125 | 0.08 | 261 | 0 | 0.364 | 1 | 1 | cs | TRUE
34 | LV_6461-10_0_4_line_34 |  | 32 | 34 | 0.0049937 | 0.125 | 0.08 | 261 | 0 | 0.364 | 1 | 1 | cs | TRUE
35 | LV_6461-10_0_4_line_35 |  | 33 | 35 | 0.016924 | 0.125 | 0.08 | 261 | 0 | 0.364 | 1 | 1 | cs | TRUE
36 | LV_6461-10_0_4_line_36 |  | 34 | 37 | 0.024948 | 0.125 | 0.08 | 261 | 0 | 0.364 | 1 | 1 | cs | TRUE
37 | LV_6461-10_0_4_line_37 |  | 35 | 36 | 0.012516 | 0.125 | 0.08 | 261 | 0 | 0.364 | 1 | 1 | cs | TRUE
38 | LV_6461-10_0_4_line_38 |  | 37 | 38 | 0.0036399 | 0.125 | 0.08 | 261 | 0 | 0.364 | 1 | 1 | cs | TRUE
39 | LV_6461-10_0_4_line_39 |  | 38 | 39 | 0.031246 | 0.125 | 0.08 | 261 | 0 | 0.364 | 1 | 1 | cs | TRUE
40 | LV_6461-10_0_4_line_40 |  | 39 | 40 | 0.00033403 | 0.125 | 0.08 | 261 | 0 | 0.364 | 1 | 1 | cs | TRUE
41 | LV_6461-10_0_4_line_41 |  | 40 | 41 | 0.036105 | 0.125 | 0.08 | 261 | 0 | 0.364 | 1 | 2 | cs | TRUE
42 | LV_6461-10_0_4_line_42 |  | 41 | 42 | 0.046832 | 0.125 | 0.08 | 261 | 0 | 0.364 | 1 | 4 | cs | TRUE
43 | LV_6461-10_0_4_line_43 |  | 41 | 43 | 0.021739 | 0.125 | 0.08 | 261 | 0 | 0.364 | 1 | 4 | cs | TRUE
44 | LV_6461-10_0_4_line_44 |  | 42 | 44 | 0.035872 | 0.125 | 0.08 | 261 | 0 | 0.364 | 1 | 4 | cs | TRUE
45 | LV_6461-10_0_4_line_45 |  | 43 | 45 | 0.016068 | 0.125 | 0.08 | 261 | 0 | 0.364 | 1 | 4 | cs | TRUE
46 | LV_6461-10_0_4_line_46 |  | 44 | 46 | 0.023964 | 0.125 | 0.08 | 261 | 0 | 0.364 | 1 | 4 | cs | TRUE
47 | LV_6461-10_0_4_line_47 |  | 45 | 47 | 0.020053 | 0.125 | 0.08 | 261 | 0 | 0.364 | 1 | 4 | cs | TRUE
48 | LV_6461-10_0_4_line_48 |  | 45 | 48 | 0.0076112 | 0.125 | 0.08 | 261 | 0 | 0.364 | 1 | 1 | cs | TRUE
49 | LV_6461-10_0_4_line_49 |  | 46 | 49 | 0.023337 | 0.125 | 0.08 | 261 | 0 | 0.364 | 1 | 4 | cs | TRUE
50 | LV_6461-10_0_4_line_50 |  | 47 | 57 | 0.0073777 | 0.125 | 0.08 | 261 | 0 | 0.364 | 1 | 4 | cs | TRUE
51 | LV_6461-10_0_4_line_51 |  | 48 | 53 | 0.02633 | 0.125 | 0.08 | 261 | 0 | 0.364 | 1 | 1 | cs | TRUE
52 | LV_6461-10_0_4_line_52 |  | 49 | 50 | 0.049911 | 0.125 | 0.08 | 261 | 0 | 0.364 | 1 | 1 | cs | TRUE
53 | LV_6461-10_0_4_line_53 |  | 49 | 51 | 0.053089 | 0.125 | 0.08 | 261 | 0 | 0.364 | 1 | 4 | cs | TRUE
54 | LV_6461-10_0_4_line_54 |  | 50 | 61 | 0.035166 | 0.125 | 0.08 | 261 | 0 | 0.364 | 1 | 1 | cs | TRUE
55 | LV_6461-10_0_4_line_55 |  | 51 | 64 | 0.012069 | 0.125 | 0.08 | 261 | 0 | 0.364 | 1 | 4 | cs | TRUE
56 | LV_6461-10_0_4_line_56 |  | 52 | 53 | 0.0041688 | 0.125 | 0.08 | 261 | 0 | 0.364 | 1 | 1 | cs | TRUE
57 | LV_6461-10_0_4_line_57 |  | 52 | 54 | 0.0050758 | 0.125 | 0.08 | 261 | 0 | 0.364 | 1 | 1 | cs | TRUE
58 | LV_6461-10_0_4_line_58 |  | 54 | 55 | 0.023681 | 0.125 | 0.08 | 261 | 0 | 0.364 | 1 | 1 | cs | TRUE
59 | LV_6461-10_0_4_line_59 |  | 55 | 56 | 0.01021 | 0.125 | 0.08 | 261 | 0 | 0.364 | 1 | 1 | cs | TRUE
60 | LV_6461-10_0_4_line_60 |  | 57 | 60 | 0.012659 | 0.125 | 0.08 | 261 | 0 | 0.364 | 1 | 4 | cs | TRUE
61 | LV_6461-10_0_4_line_61 |  | 58 | 59 | 0.027087 | 0.125 | 0.08 | 261 | 0 | 0.364 | 1 | 1 | cs | TRUE
62 | LV_6461-10_0_4_line_62 |  | 59 | 109 | 0.0052246 | 0.125 | 0.08 | 261 | 0 | 0.364 | 1 | 1 | cs | TRUE
63 | LV_6461-10_0_4_line_63 |  | 60 | 105 | 0.018372 | 0.125 | 0.08 | 261 | 0 | 0.364 | 1 | 4 | cs | TRUE
64 | LV_6461-10_0_4_line_64 |  | 61 | 67 | 0.016293 | 0.125 | 0.08 | 261 | 0 | 0.364 | 1 | 1 | cs | TRUE
65 | LV_6461-10_0_4_line_65 |  | 61 | 68 | 0.072714 | 0.125 | 0.08 | 261 | 0 | 0.364 | 1 | 1 | cs | TRUE
66 | LV_6461-10_0_4_line_66 |  | 62 | 63 | 0.036823 | 0.125 | 0.08 | 261 | 0 | 0.364 | 1 | 1 | cs | TRUE
67 | LV_6461-10_0_4_line_67 |  | 63 | 69 | 0.027687 | 0.125 | 0.08 | 261 | 0 | 0.364 | 1 | 1 | cs | TRUE
68 | LV_6461-10_0_4_line_68 |  | 63 | 70 | 0.023435 | 0.125 | 0.08 | 261 | 0 | 0.364 | 1 | 1 | cs | TRUE
69 | LV_6461-10_0_4_line_69 |  | 64 | 65 | 0.020835 | 0.125 | 0.08 | 261 | 0 | 0.364 | 1 | 2 | cs | TRUE
70 | LV_6461-10_0_4_line_70 |  | 65 | 66 | 0.018124 | 0.125 | 0.08 | 261 | 0 | 0.364 | 1 | 2 | cs | TRUE
71 | LV_6461-10_0_4_line_71 |  | 66 | 73 | 0.03308 | 0.125 | 0.08 | 261 | 0 | 0.364 | 1 | 1 | cs | TRUE
72 | LV_6461-10_0_4_line_72 |  | 68 | 75 | 0.029635 | 0.125 | 0.08 | 261 | 0 | 0.364 | 1 | 1 | cs | TRUE
73 | LV_6461-10_0_4_line_73 |  | 69 | 72 | 0.056723 | 0.125 | 0.08 | 261 | 0 | 0.364 | 1 | 1 | cs | TRUE
74 | LV_6461-10_0_4_line_74 |  | 70 | 73 | 0.016749 | 0.125 | 0.08 | 261 | 0 | 0.364 | 1 | 1 | cs | TRUE
75 | LV_6461-10_0_4_line_75 |  | 71 | 72 | 7.3509e-05 | 0.125 | 0.08 | 261 | 0 | 0.364 | 1 | 1 | cs | TRUE
76 | LV_6461-10_0_4_line_76 |  | 73 | 74 | 0.055296 | 0.125 | 0.08 | 261 | 0 | 0.364 | 1 | 1 | cs | TRUE
77 | LV_6461-10_0_4_line_77 |  | 74 | 76 | 0.0037778 | 0.125 | 0.08 | 261 | 0 | 0.364 | 1 | 1 | cs | TRUE
78 | LV_6461-10_0_4_line_78 |  | 77 | 78 | 0.0083201 | 0.125 | 0.08 | 261 | 0 | 0.364 | 1 | 1 | cs | TRUE
79 | LV_6461-10_0_4_line_79 |  | 78 | 79 | 0.029384 | 0.125 | 0.08 | 261 | 0 | 0.364 | 1 | 1 | cs | TRUE
80 | LV_6461-10_0_4_line_80 |  | 79 | 80 | 0.021653 | 0.125 | 0.08 | 261 | 0 | 0.364 | 1 | 1 | cs | TRUE
81 | LV_6461-10_0_4_line_81 |  | 80 | 81 | 0.036436 | 0.125 | 0.08 | 261 | 0 | 0.364 | 1 | 1 | cs | TRUE
82 | LV_6461-10_0_4_line_82 |  | 80 | 82 | 0.033047 | 0.125 | 0.08 | 261 | 0 | 0.364 | 1 | 1 | cs | TRUE
83 | LV_6461-10_0_4_line_83 |  | 81 | 83 | 0.024954 | 0.125 | 0.08 | 261 | 0 | 0.364 | 1 | 1 | cs | TRUE
84 | LV_6461-10_0_4_line_84 |  | 82 | 84 | 0.012656 | 0.125 | 0.08 | 261 | 0 | 0.364 | 1 | 1 | cs | TRUE
85 | LV_6461-10_0_4_line_85 |  | 82 | 85 | 0.0028663 | 0.125 | 0.08 | 261 | 0 | 0.364 | 1 | 1 | cs | TRUE
86 | LV_6461-10_0_4_line_86 |  | 83 | 125 | 0.028657 | 0.125 | 0.08 | 261 | 0 | 0.364 | 1 | 4 | cs | TRUE
87 | LV_6461-10_0_4_line_87 |  | 83 | 121 | 0.010792 | 0.125 | 0.08 | 261 | 0 | 0.364 | 1 | 4 | cs | TRUE
88 | LV_6461-10_0_4_line_88 |  | 84 | 116 | 0.0061649 | 0.125 | 0.08 | 261 | 0 | 0.364 | 1 | 1 | cs | TRUE
89 | LV_6461-10_0_4_line_89 |  | 85 | 114 | 0.014495 | 0.125 | 0.08 | 261 | 0 | 0.364 | 1 | 1 | cs | TRUE
90 | LV_6461-10_0_4_line_90 |  | 86 | 87 | 0.039737 | 0.125 | 0.08 | 261 | 0 | 0.364 | 1 | 1 | cs | TRUE
91 | LV_6461-10_0_4_line_91 |  | 87 | 88 | 0.022591 | 0.125 | 0.08 | 261 | 0 | 0.364 | 1 | 4 | cs | TRUE
92 | LV_6461-10_0_4_line_92 |  | 87 | 89 | 0.014186 | 0.125 | 0.08 | 261 | 0 | 0.364 | 1 | 4 | cs | TRUE
93 | LV_6461-10_0_4_line_93 |  | 88 | 90 | 0.018049 | 0.125 | 0.08 | 261 | 0 | 0.364 | 1 | 4 | cs | TRUE
94 | LV_6461-10_0_4_line_94 |  | 89 | 91 | 0.035537 | 0.125 | 0.08 | 261 | 0 | 0.364 | 1 | 1 | cs | TRUE
95 | LV_6461-10_0_4_line_95 |  | 89 | 92 | 0.037943 | 0.125 | 0.08 | 261 | 0 | 0.364 | 1 | 4 | cs | TRUE
96 | LV_6461-10_0_4_line_96 |  | 90 | 104 | 0.024597 | 0.125 | 0.08 | 261 | 0 | 0.364 | 1 | 4 | cs | TRUE
97 | LV_6461-10_0_4_line_97 |  | 90 | 101 | 0.053099 | 0.125 | 0.08 | 261 | 0 | 0.364 | 1 | 1 | cs | TRUE
98 | LV_6461-10_0_4_line_98 |  | 91 | 95 | 0.027571 | 0.125 | 0.08 | 261 | 0 | 0.364 | 1 | 1 | cs | TRUE
99 | LV_6461-10_0_4_line_99 |  | 92 | 108 | 0.030285 | 0.125 | 0.08 | 261 | 0 | 0.364 | 1 | 4 | cs | TRUE
100 | LV_6461-10_0_4_line_100 |  | 93 | 94 | 0.010052 | 0.125 | 0.08 | 261 | 0 | 0.364 | 1 | 1 | cs | TRUE
101 | LV_6461-10_0_4_line_101 |  | 94 | 97 | 0.010016 | 0.125 | 0.08 | 261 | 0 | 0.364 | 1 | 1 | cs | TRUE
102 | LV_6461-10_0_4_line_102 |  | 95 | 96 | 0.02141 | 0.125 | 0.08 | 261 | 0 | 0.364 | 1 | 1 | cs | TRUE
103 | LV_6461-10_0_4_line_103 |  | 96 | 98 | 0.012702 | 0.125 | 0.08 | 261 | 0 | 0.364 | 1 | 1 | cs | TRUE
104 | LV_6461-10_0_4_line_104 |  | 97 | 167 | 0.010371 | 0.125 | 0.08 | 261 | 0 | 0.364 | 1 | 1 | cs | TRUE
105 | LV_6461-10_0_4_line_105 |  | 98 | 166 | 0.010046 | 0.125 | 0.08 | 261 | 0 | 0.364 | 1 | 1 | cs | TRUE
106 | LV_6461-10_0_4_line_106 |  | 99 | 100 | 0.0017529 | 0.125 | 0.08 | 261 | 0 | 0.364 | 1 | 1 | cs | TRUE
107 | LV_6461-10_0_4_line_107 |  | 99 | 101 | 0.0080623 | 0.125 | 0.08 | 261 | 0 | 0.364 | 1 | 1 | cs | TRUE
108 | LV_6461-10_0_4_line_108 |  | 100 | 102 | 0.008127 | 0.125 | 0.08 | 261 | 0 | 0.364 | 1 | 1 | cs | TRUE
109 | LV_6461-10_0_4_line_109 |  | 102 | 103 | 0.0014113 | 0.125 | 0.08 | 261 | 0 | 0.364 | 1 | 1 | cs | TRUE
110 | LV_6461-10_0_4_line_110 |  | 104 | 105 | 0.0056162 | 0.125 | 0.08 | 261 | 0 | 0.364 | 1 | 4 | cs | TRUE
111 | LV_6461-10_0_4_line_111 |  | 105 | 106 | 0.013726 | 0.125 | 0.08 | 261 | 0 | 0.364 | 1 | 1 | cs | TRUE
112 | LV_6461-10_0_4_line_112 |  | 106 | 107 | 0.0082319 | 0.125 | 0.08 | 261 | 0 | 0.364 | 1 | 1 | cs | TRUE
113 | LV_6461-10_0_4_line_113 |  | 108 | 129 | 0.010359 | 0.125 | 0.08 | 261 | 0 | 0.364 | 1 | 1 | cs | TRUE
114 | LV_6461-10_0_4_line_114 |  | 108 | 112 | 0.009912 | 0.125 | 0.08 | 261 | 0 | 0.364 | 1 | 4 | cs | TRUE
115 | LV_6461-10_0_4_line_115 |  | 109 | 110 | 0.016284 | 0.125 | 0.08 | 261 | 0 | 0.364 | 1 | 1 | cs | TRUE
116 | LV_6461-10_0_4_line_116 |  | 110 | 111 | 0.042671 | 0.125 | 0.08 | 261 | 0 | 0.364 | 1 | 4 | cs | TRUE
117 | LV_6461-10_0_4_line_117 |  | 110 | 112 | 0.035239 | 0.125 | 0.08 | 261 | 0 | 0.364 | 1 | 4 | cs | TRUE
118 | LV_6461-10_0_4_line_118 |  | 110 | 113 | 0.091175 | 0.125 | 0.08 | 261 | 0 | 0.364 | 1 | 4 | cs | TRUE
119 | LV_6461-10_0_4_line_119 |  | 111 | 121 | 0.0099473 | 0.125 | 0.08 | 261 | 0 | 0.364 | 1 | 4 | cs | TRUE
120 | LV_6461-10_0_4_line_120 |  | 112 | 126 | 0.017175 | 0.125 | 0.08 | 261 | 0 | 0.364 | 1 | 1 | cs | TRUE
121 | LV_6461-10_0_4_line_121 |  | 113 | 127 | 0.10097 | 0.125 | 0.08 | 261 | 0 | 0.364 | 1 | 1 | cs | TRUE
122 | LV_6461-10_0_4_line_122 |  | 113 | 128 | 0.022531 | 0.125 | 0.08 | 261 | 0 | 0.364 | 1 | 4 | cs | TRUE
123 | LV_6461-10_0_4_line_123 |  | 114 | 115 | 0.015891 | 0.125 | 0.08 | 261 | 0 | 0.364 | 1 | 1 | cs | TRUE
124 | LV_6461-10_0_4_line_124 |  | 117 | 118 | 0.01299 | 0.125 | 0.08 | 261 | 0 | 0.364 | 1 | 1 | cs | TRUE
125 | LV_6461-10_0_4_line_125 |  | 117 | 119 | 0.020052 | 0.125 | 0.08 | 261 | 0 | 0.364 | 1 | 1 | cs | TRUE
126 | LV_6461-10_0_4_line_126 |  | 118 | 120 | 0.00776 | 0.125 | 0.08 | 261 | 0 | 0.364 | 1 | 1 | cs | TRUE
127 | LV_6461-10_0_4_line_127 |  | 118 | 121 | 0.034723 | 0.125 | 0.08 | 261 | 0 | 0.364 | 1 | 1 | cs | TRUE
128 | LV_6461-10_0_4_line_128 |  | 120 | 122 | 0.017917 | 0.125 | 0.08 | 261 | 0 | 0.364 | 1 | 1 | cs | TRUE
129 | LV_6461-10_0_4_line_129 |  | 120 | 123 | 0.0065435 | 0.125 | 0.08 | 261 | 0 | 0.364 | 1 | 1 | cs | TRUE
130 | LV_6461-10_0_4_line_130 |  | 123 | 124 | 0.013017 | 0.125 | 0.08 | 261 | 0 | 0.364 | 1 | 1 | cs | TRUE
131 | LV_6461-10_0_4_line_131 |  | 125 | 139 | 0.023747 | 0.125 | 0.08 | 261 | 0 | 0.364 | 1 | 1 | cs | TRUE
132 | LV_6461-10_0_4_line_132 |  | 125 | 137 | 0.0074876 | 0.125 | 0.08 | 261 | 0 | 0.364 | 1 | 4 | cs | TRUE
133 | LV_6461-10_0_4_line_133 |  | 126 | 130 | 0.011849 | 0.125 | 0.08 | 261 | 0 | 0.364 | 1 | 1 | cs | TRUE
134 | LV_6461-10_0_4_line_134 |  | 128 | 131 | 0.0070484 | 0.125 | 0.08 | 261 | 0 | 0.364 | 1 | 4 | cs | TRUE
135 | LV_6461-10_0_4_line_135 |  | 129 | 134 | 0.012608 | 0.125 | 0.08 | 261 | 0 | 0.364 | 1 | 1 | cs | TRUE
136 | LV_6461-10_0_4_line_136 |  | 129 | 135 | 0.011618 | 0.125 | 0.08 | 261 | 0 | 0.364 | 1 | 1 | cs | TRUE
137 | LV_6461-10_0_4_line_137 |  | 129 | 136 | 0.018925 | 0.125 | 0.08 | 261 | 0 | 0.364 | 1 | 1 | cs | TRUE
138 | LV_6461-10_0_4_line_138 |  | 130 | 132 | 0.016606 | 0.125 | 0.08 | 261 | 0 | 0.364 | 1 | 1 | cs | TRUE
139 | LV_6461-10_0_4_line_139 |  | 131 | 141 | 0.0073662 | 0.125 | 0.08 | 261 | 0 | 0.364 | 1 | 4 | cs | TRUE
140 | LV_6461-10_0_4_line_140 |  | 132 | 133 | 0.00062026 | 0.125 | 0.08 | 261 | 0 | 0.364 | 1 | 1 | cs | TRUE
141 | LV_6461-10_0_4_line_141 |  | 134 | 158 | 0.0072934 | 0.125 | 0.08 | 261 | 0 | 0.364 | 1 | 1 | cs | TRUE
142 | LV_6461-10_0_4_line_142 |  | 135 | 156 | 0.015585 | 0.125 | 0.08 | 261 | 0 | 0.364 | 1 | 1 | cs | TRUE
143 | LV_6461-10_0_4_line_143 |  | 136 | 157 | 0.019081 | 0.125 | 0.08 | 261 | 0 | 0.364 | 1 | 1 | cs | TRUE
144 | LV_6461-10_0_4_line_144 |  | 137 | 138 | 0.026417 | 0.125 | 0.08 | 261 | 0 | 0.364 | 1 | 4 | cs | TRUE
145 | LV_6461-10_0_4_line_145 |  | 140 | 141 | 0.007586 | 0.125 | 0.08 | 261 | 0 | 0.364 | 1 | 4 | cs | TRUE
146 | LV_6461-10_0_4_line_146 |  | 140 | 142 | 0.036907 | 0.125 | 0.08 | 261 | 0 | 0.364 | 1 | 4 | cs | TRUE
147 | LV_6461-10_0_4_line_147 |  | 142 | 143 | 0.0068568 | 0.125 | 0.08 | 261 | 0 | 0.364 | 1 | 4 | cs | TRUE
148 | LV_6461-10_0_4_line_148 |  | 143 | 144 | 0.0064827 | 0.125 | 0.08 | 261 | 0 | 0.364 | 1 | 4 | cs | TRUE
149 | LV_6461-10_0_4_line_149 |  | 144 | 145 | 0.084643 | 0.125 | 0.08 | 261 | 0 | 0.364 | 1 | 4 | cs | TRUE
150 | LV_6461-10_0_4_line_150 |  | 145 | 146 | 0.20413 | 0.125 | 0.08 | 261 | 0 | 0.364 | 1 | 4 | cs | TRUE
151 | LV_6461-10_0_4_line_151 |  | 146 | 147 | 0.046266 | 0.125 | 0.08 | 261 | 0 | 0.364 | 1 | 4 | cs | TRUE
152 | LV_6461-10_0_4_line_152 |  | 146 | 148 | 0.015624 | 0.125 | 0.08 | 261 | 0 | 0.364 | 1 | 1 | cs | TRUE
153 | LV_6461-10_0_4_line_153 |  | 147 | 149 | 0.014045 | 0.125 | 0.08 | 261 | 0 | 0.364 | 1 | 1 | cs | TRUE
154 | LV_6461-10_0_4_line_154 |  | 147 | 150 | 0.018471 | 0.125 | 0.08 | 261 | 0 | 0.364 | 1 | 4 | cs | TRUE
155 | LV_6461-10_0_4_line_155 |  | 148 | 151 | 0.0073753 | 0.125 | 0.08 | 261 | 0 | 0.364 | 1 | 1 | cs | TRUE
156 | LV_6461-10_0_4_line_156 |  | 149 | 176 | 0.014354 | 0.125 | 0.08 | 261 | 0 | 0.364 | 1 | 1 | cs | TRUE
157 | LV_6461-10_0_4_line_157 |  | 150 | 172 | 0.059522 | 0.125 | 0.08 | 261 | 0 | 0.364 | 1 | 4 | cs | TRUE
158 | LV_6461-10_0_4_line_158 |  | 150 | 174 | 0.015398 | 0.125 | 0.08 | 261 | 0 | 0.364 | 1 | 1 | cs | TRUE
159 | LV_6461-10_0_4_line_159 |  | 151 | 198 | 0.013608 | 0.125 | 0.08 | 261 | 0 | 0.364 | 1 | 1 | cs | TRUE
160 | LV_6461-10_0_4_line_160 |  | 152 | 153 | 0.019239 | 0.125 | 0.08 | 261 | 0 | 0.364 | 1 | 1 | cs | TRUE
161 | LV_6461-10_0_4_line_161 |  | 153 | 154 | 0.02395 | 0.125 | 0.08 | 261 | 0 | 0.364 | 1 | 1 | cs | TRUE
162 | LV_6461-10_0_4_line_162 |  | 154 | 155 | 0.00045911 | 0.125 | 0.08 | 261 | 0 | 0.364 | 1 | 1 | cs | TRUE
163 | LV_6461-10_0_4_line_163 |  | 155 | 156 | 0.012485 | 0.125 | 0.08 | 261 | 0 | 0.364 | 1 | 1 | cs | TRUE
164 | LV_6461-10_0_4_line_164 |  | 156 | 163 | 0.019452 | 0.125 | 0.08 | 261 | 0 | 0.364 | 1 | 1 | cs | TRUE
165 | LV_6461-10_0_4_line_165 |  | 156 | 162 | 0.020023 | 0.125 | 0.08 | 261 | 0 | 0.364 | 1 | 1 | cs | TRUE
166 | LV_6461-10_0_4_line_166 |  | 158 | 160 | 0.018793 | 0.125 | 0.08 | 261 | 0 | 0.364 | 1 | 1 | cs | TRUE
167 | LV_6461-10_0_4_line_167 |  | 159 | 160 | 0.0073916 | 0.125 | 0.08 | 261 | 0 | 0.364 | 1 | 1 | cs | TRUE
168 | LV_6461-10_0_4_line_168 |  | 159 | 161 | 0.0082602 | 0.125 | 0.08 | 261 | 0 | 0.364 | 1 | 1 | cs | TRUE
169 | LV_6461-10_0_4_line_169 |  | 163 | 164 | 0.018565 | 0.125 | 0.08 | 261 | 0 | 0.364 | 1 | 1 | cs | TRUE
170 | LV_6461-10_0_4_line_170 |  | 164 | 165 | 0.0075662 | 0.125 | 0.08 | 261 | 0 | 0.364 | 1 | 1 | cs | TRUE
171 | LV_6461-10_0_4_line_171 |  | 167 | 168 | 0.01708 | 0.125 | 0.08 | 261 | 0 | 0.364 | 1 | 1 | cs | TRUE
172 | LV_6461-10_0_4_line_172 |  | 168 | 169 | 0.0069315 | 0.125 | 0.08 | 261 | 0 | 0.364 | 1 | 1 | cs | TRUE
173 | LV_6461-10_0_4_line_173 |  | 170 | 171 | 0.034632 | 0.125 | 0.08 | 261 | 0 | 0.364 | 1 | 3 | cs | TRUE
174 | LV_6461-10_0_4_line_174 |  | 170 | 172 | 0.13412 | 0.125 | 0.08 | 261 | 0 | 0.364 | 1 | 4 | cs | TRUE
175 | LV_6461-10_0_4_line_175 |  | 172 | 173 | 0.0091596 | 0.125 | 0.08 | 261 | 0 | 0.364 | 1 | 1 | cs | TRUE
176 | LV_6461-10_0_4_line_176 |  | 174 | 175 | 0.026801 | 0.125 | 0.08 | 261 | 0 | 0.364 | 1 | 1 | cs | TRUE
177 | LV_6461-10_0_4_line_177 |  | 176 | 196 | 0.043352 | 0.125 | 0.08 | 261 | 0 | 0.364 | 1 | 1 | cs | TRUE
178 | LV_6461-10_0_4_line_178 |  | 177 | 178 | 0.012102 | 0.125 | 0.08 | 261 | 0 | 0.364 | 1 | 1 | cs | TRUE
179 | LV_6461-10_0_4_line_179 |  | 177 | 179 | 0.017646 | 0.125 | 0.08 | 261 | 0 | 0.364 | 1 | 1 | cs | TRUE
180 | LV_6461-10_0_4_line_180 |  | 179 | 180 | 0.019749 | 0.125 | 0.08 | 261 | 0 | 0.364 | 1 | 1 | cs | TRUE
181 | LV_6461-10_0_4_line_181 |  | 180 | 181 | 0.029138 | 0.125 | 0.08 | 261 | 0 | 0.364 | 1 | 1 | cs | TRUE
182 | LV_6461-10_0_4_line_182 |  | 181 | 184 | 0.015226 | 0.125 | 0.08 | 261 | 0 | 0.364 | 1 | 1 | cs | TRUE
183 | LV_6461-10_0_4_line_183 |  | 182 | 183 | 0.038 | 0.125 | 0.08 | 261 | 0 | 0.364 | 1 | 1 | cs | TRUE
184 | LV_6461-10_0_4_line_184 |  | 183 | 185 | 0.011978 | 0.125 | 0.08 | 261 | 0 | 0.364 | 1 | 1 | cs | TRUE
185 | LV_6461-10_0_4_line_185 |  | 184 | 186 | 0.00010773 | 0.125 | 0.08 | 261 | 0 | 0.364 | 1 | 1 | cs | TRUE
186 | LV_6461-10_0_4_line_186 |  | 185 | 188 | 0.013313 | 0.125 | 0.08 | 261 | 0 | 0.364 | 1 | 1 | cs | TRUE
187 | LV_6461-10_0_4_line_187 |  | 186 | 187 | 0.028502 | 0.125 | 0.08 | 261 | 0 | 0.364 | 1 | 1 | cs | TRUE
188 | LV_6461-10_0_4_line_188 |  | 187 | 190 | 0.019423 | 0.125 | 0.08 | 261 | 0 | 0.364 | 1 | 1 | cs | TRUE
189 | LV_6461-10_0_4_line_189 |  | 188 | 189 | 0.023517 | 0.125 | 0.08 | 261 | 0 | 0.364 | 1 | 1 | cs | TRUE
190 | LV_6461-10_0_4_line_190 |  | 189 | 194 | 0.031709 | 0.125 | 0.08 | 261 | 0 | 0.364 | 1 | 1 | cs | TRUE
191 | LV_6461-10_0_4_line_191 |  | 190 | 191 | 0.0029116 | 0.125 | 0.08 | 261 | 0 | 0.364 | 1 | 1 | cs | TRUE
192 | LV_6461-10_0_4_line_192 |  | 191 | 192 | 0.014293 | 0.125 | 0.08 | 261 | 0 | 0.364 | 1 | 1 | cs | TRUE
193 | LV_6461-10_0_4_line_193 |  | 192 | 193 | 0.0098732 | 0.125 | 0.08 | 261 | 0 | 0.364 | 1 | 1 | cs | TRUE
194 | LV_6461-10_0_4_line_194 |  | 193 | 197 | 0.0082196 | 0.125 | 0.08 | 261 | 0 | 0.364 | 1 | 1 | cs | TRUE
195 | LV_6461-10_0_4_line_195 |  | 193 | 198 | 0.016611 | 0.125 | 0.08 | 261 | 0 | 0.364 | 1 | 1 | cs | TRUE
196 | LV_6461-10_0_4_line_196 |  | 194 | 195 | 0.0076742 | 0.125 | 0.08 | 261 | 0 | 0.364 | 1 | 1 | cs | TRUE
197 | LV_6461-10_0_4_line_197 |  | 195 | 197 | 0.00036421 | 0.125 | 0.08 | 261 | 0 | 0.364 | 1 | 1 | cs | TRUE

## trafo
| name | std_type | hv_bus | lv_bus | sn_mva | vn_hv_kv | vn_lv_kv | vk_percent | vkr_percent | pfe_kw | i0_percent | shift_degree | tap_side | tap_neutral | tap_min | tap_max | tap_step_percent | tap_step_degree | tap_pos | tap_phase_shifter | parallel | df | in_service
0 | LV_6461-10_0_4_trafo_102 | 0.63 MVA 20/0.4 kV | 199 | 138 | 0.63 | 20 | 0.4 | 6 | 1.206 | 1.65 | 0.2619 | 150 | hv | 0 | -2 | 2 | 2.5 | 0 | 0 | FALSE | 1 | 1 | TRUE

## line_geodata
| x0 | y0 | x1 | y1 | x2 | y2 | x3 | y3 | x4 | y4 | x5 | y5 | x6 | y6 | x7 | y7 | x8 | y8 | x9 | y9 | x10 | y10 | x11 | y11
0 | 2567709.9227 | 1206477.3869 | 2567697.5269 | 1206474.5081 | 2567693.3469 | 1206474.0025
1 | 2567716.377 | 1206479.8199 | 2567709.9227 | 1206477.3869
2 | 2567716.377 | 1206479.8199 | 2567716.5428 | 1206512.4836
3 | 2567716.377 | 1206479.8199 | 2567719.7745 | 1206481.098
4 | 2567716.5976 | 1206523.2765 | 2567716.5428 | 1206512.4836
5 | 2567728.9045 | 1206484.5324 | 2567719.7745 | 1206481.098
6 | 2567709.43 | 1206435.6439 | 2567709.2886 | 1206409.5967 | 2567706.7867 | 1206409.5992 | 2567706.7812 | 1206401.5836
7 | 2567709.43 | 1206435.6439 | 2567682.881 | 1206435.376
8 | 2567706.7812 | 1206401.5836 | 2567706.7328 | 1206399.5134
9 | 2567706.7812 | 1206401.5836 | 2567714.9765 | 1206401.6174
10 | 2567706.7812 | 1206401.5836 | 2567706.7867 | 1206409.5992 | 2567709.2886 | 1206409.5967 | 2567709.2852 | 1206408.9742 | 2567719.207 | 1206408.5534
11 | 2567728.9045 | 1206484.5324 | 2567742.3386 | 1206468.0917
12 | 2567728.9045 | 1206484.5324 | 2567746.8339 | 1206489.7604 | 2567762.5368 | 1206492.4532
13 | 2567719.207 | 1206408.5534 | 2567719.1123 | 1206421.9281
14 | 2567719.207 | 1206408.5534 | 2567745.2459 | 1206408.4715
15 | 2567706.7328 | 1206399.5134 | 2567706.4352 | 1206386.7733
16 | 2567714.9765 | 1206401.6174 | 2567725.682 | 1206401.6617
17 | 2567706.1967 | 1206376.5616 | 2567721.5018 | 1206376.4847
18 | 2567690.7961 | 1206372.1538 | 2567692.5304 | 1206373.6341 | 2567690.2498 | 1206376.5815 | 2567706.1967 | 1206376.5616
19 | 2567706.1967 | 1206376.5616 | 2567706.4352 | 1206386.7733
20 | 2567733.9302 | 1206376.4222 | 2567721.5018 | 1206376.4847
21 | 2567690.7961 | 1206372.1538 | 2567699.8713 | 1206361.574
22 | 2567690.7961 | 1206372.1538 | 2567685.2733 | 1206367.4547
23 | 2567733.535 | 1206401.6941 | 2567725.682 | 1206401.6617
24 | 2567733.9302 | 1206376.4222 | 2567733.7694 | 1206365.6017
25 | 2567733.9302 | 1206376.4222 | 2567751.0284 | 1206376.1682
26 | 2567778.8256 | 1206343.3069 | 2567783.4063 | 1206344.125 | 2567783.4649 | 1206344.1442
27 | 2567795.0014 | 1206347.9421 | 2567783.4649 | 1206344.1442
28 | 2567733.7694 | 1206365.6017 | 2567733.6448 | 1206357.2229
29 | 2567764.5768 | 1206492.8031 | 2567762.5368 | 1206492.4532
30 | 2567782.1512 | 1206495.337 | 2567774.799 | 1206494.5561 | 2567764.5768 | 1206492.8031
31 | 2567782.1512 | 1206495.337 | 2567782.8213 | 1206495.4081
32 | 2567782.8213 | 1206495.4081 | 2567802.4858 | 1206497.4968
33 | 2567752.1688 | 1206456.0615 | 2567742.3386 | 1206468.0917
34 | 2567807.4516 | 1206498.0242 | 2567802.4858 | 1206497.4968
35 | 2567762.956 | 1206443.0216 | 2567754.6726 | 1206452.9973 | 2567752.1688 | 1206456.0615
36 | 2567831.9789 | 1206502.0383 | 2567827.0506 | 1206500.3433 | 2567811.7479 | 1206498.4806 | 2567807.4516 | 1206498.0242
37 | 2567762.956 | 1206443.0216 | 2567770.9517 | 1206433.3923
38 | 2567835.4208 | 1206503.2221 | 2567831.9789 | 1206502.0383
39 | 2567835.4208 | 1206503.2221 | 2567853.6551 | 1206509.4936 | 2567864.9344 | 1206513.4821
40 | 2567864.9344 | 1206513.4821 | 2567865.2493 | 1206513.5935
41 | 2567899.6149 | 1206524.6429 | 2567875.3314 | 1206517.1586 | 2567865.2493 | 1206513.5935
42 | 2567899.6149 | 1206524.6429 | 2567939.0768 | 1206536.3257 | 2567943.7423 | 1206537.0676 | 2567944.6948 | 1206537.1093
43 | 2567899.6149 | 1206524.6429 | 2567898.6374 | 1206518.2446 | 2567897.5346 | 1206513.9926 | 2567895.4392 | 1206508.99 | 2567892.8075 | 1206504.2173
44 | 2567944.6948 | 1206537.1093 | 2567954.1477 | 1206537.523 | 2567980.5546 | 1206537.1158
45 | 2567885.0486 | 1206490.1466 | 2567892.8075 | 1206504.2173
46 | 2567980.5546 | 1206537.1158 | 2568004.5155 | 1206536.7463
47 | 2567885.0486 | 1206490.1466 | 2567874.8261 | 1206472.8809
48 | 2567885.0486 | 1206490.1466 | 2567892.3091 | 1206492.4301
49 | 2568004.5155 | 1206536.7463 | 2568023.913 | 1206536.4471 | 2568027.8383 | 1206536.1376
50 | 2567874.8261 | 1206472.8809 | 2567871.0917 | 1206466.5182
51 | 2567917.7683 | 1206495.794 | 2567911.2487 | 1206493.4182 | 2567899.8874 | 1206494.8136 | 2567892.3091 | 1206492.4301
52 | 2568027.8383 | 1206536.1376 | 2568049.3317 | 1206534.4429 | 2568077.5505 | 1206531.7111
53 | 2568027.8383 | 1206536.1376 | 2568030.7405 | 1206589.1471
54 | 2568112.5529 | 1206528.3226 | 2568077.5505 | 1206531.7111
55 | 2568030.7405 | 1206589.1471 | 2568033.5502 | 1206590.648 | 2568041.082 | 1206595.3588
56 | 2567921.6852 | 1206497.2213 | 2567917.7683 | 1206495.794
57 | 2567921.6852 | 1206497.2213 | 2567926.4542 | 1206498.9591
58 | 2567948.7044 | 1206507.067 | 2567926.4542 | 1206498.9591
59 | 2567948.7044 | 1206507.067 | 2567958.297 | 1206510.5625
60 | 2567864.6843 | 1206455.6011 | 2567871.0917 | 1206466.5182
61 | 2567918.4298 | 1206421.9492 | 2567900.8142 | 1206442.5252
62 | 2567918.4298 | 1206421.9492 | 2567921.8276 | 1206417.9804
63 | 2567855.3847 | 1206439.7562 | 2567864.6843 | 1206455.6011
64 | 2568112.5529 | 1206528.3226 | 2568109.4527 | 1206523.0918 | 2568099.8329 | 1206519.6638
65 | 2568112.5529 | 1206528.3226 | 2568120.3967 | 1206527.5579 | 2568128.9651 | 1206525.7999 | 2568138.7091 | 1206523.4464 | 2568184.7373 | 1206521.6881
66 | 2568070.3165 | 1206671.1959 | 2568060.7191 | 1206682.3982 | 2568049.8313 | 1206701.5974
67 | 2568070.3165 | 1206671.1959 | 2568093.4007 | 1206686.4827
68 | 2568070.3165 | 1206671.1959 | 2568075.4627 | 1206665.1872 | 2568084.2833 | 1206652.4131
69 | 2568041.082 | 1206595.3588 | 2568048.7416 | 1206600.1496 | 2568057.9654 | 1206607.5104
70 | 2568057.9654 | 1206607.5104 | 2568062.6488 | 1206611.2478 | 2568071.7622 | 1206619.2567
71 | 2568096.6104 | 1206641.0936 | 2568071.7622 | 1206619.2567
72 | 2568184.7373 | 1206521.6881 | 2568176.2513 | 1206513.2732 | 2568160.4967 | 1206505.1196
73 | 2568093.4007 | 1206686.4827 | 2568115.563 | 1206701.1591 | 2568100.2766 | 1206727.1374
74 | 2568096.6104 | 1206641.0936 | 2568084.5779 | 1206651.9864 | 2568084.2833 | 1206652.4131
75 | 2568100.2393 | 1206727.2007 | 2568100.2766 | 1206727.1374
76 | 2568096.6104 | 1206641.0936 | 2568102.2021 | 1206645.8218 | 2568138.6207 | 1206677.049
77 | 2568141.4886 | 1206679.508 | 2568138.6207 | 1206677.049
78 | 2568090.5614 | 1206480.6583 | 2568097.0203 | 1206485.9029
79 | 2568090.5614 | 1206480.6583 | 2568078.4424 | 1206470.8176 | 2568067.1604 | 1206462.9181
80 | 2568046.8089 | 1206455.5232 | 2568067.1604 | 1206462.9181 | 2568067.1604 | 1206462.9181
81 | 2568046.8089 | 1206455.5232 | 2568037.1918 | 1206451.7838 | 2568013.4111 | 1206440.9844
82 | 2568046.8089 | 1206455.5232 | 2568033.1684 | 1206485.6356
83 | 2567990.6902 | 1206430.6663 | 2568013.4111 | 1206440.9844
84 | 2568033.1684 | 1206485.6356 | 2568021.4781 | 1206480.7868
85 | 2568033.1684 | 1206485.6356 | 2568035.7578 | 1206486.8648
86 | 2567990.6902 | 1206430.6663 | 2568001.8639 | 1206404.2692
87 | 2567980.871 | 1206426.1277 | 2567990.6902 | 1206430.6663
88 | 2568015.7837 | 1206478.4249 | 2568021.4781 | 1206480.7868
89 | 2568048.8521 | 1206493.0813 | 2568035.7578 | 1206486.8648
90 | 2567826.4602 | 1206375.6987 | 2567821.3414 | 1206375.5485 | 2567798.5641 | 1206401.6147
91 | 2567826.4602 | 1206375.6987 | 2567827.3259 | 1206381.0971 | 2567829.0822 | 1206388.0581 | 2567831.5716 | 1206395.5823 | 2567832.2856 | 1206397.4705
92 | 2567827.8823 | 1206361.6498 | 2567826.6612 | 1206367.8821 | 2567826.3962 | 1206370.8964 | 2567826.3093 | 1206373.1203 | 2567826.4602 | 1206375.6987
93 | 2567840.0879 | 1206413.702 | 2567836.618 | 1206407.6729 | 2567834.2564 | 1206402.6828 | 2567832.2856 | 1206397.4705
94 | 2567827.8823 | 1206361.6498 | 2567795.0014 | 1206347.9421
95 | 2567827.8823 | 1206361.6498 | 2567862.8727 | 1206376.3236
96 | 2567840.0879 | 1206413.702 | 2567852.5412 | 1206434.913
97 | 2567840.0879 | 1206413.702 | 2567810.8588 | 1206448.0126 | 2567803.4507 | 1206444.9241
98 | 2567795.0014 | 1206347.9421 | 2567795.0303 | 1206351.8775 | 2567795.0965 | 1206362.6944 | 2567795.1811 | 1206375.5122
99 | 2567890.8016 | 1206388.036 | 2567862.8727 | 1206376.3236
100 | 2567781.0534 | 1206401.8986 | 2567771.0014 | 1206401.8553
101 | 2567760.9853 | 1206401.8122 | 2567771.0014 | 1206401.8553
102 | 2567795.1811 | 1206375.5122 | 2567773.7739 | 1206375.8303
103 | 2567773.7739 | 1206375.8303 | 2567761.0733 | 1206376.019
104 | 2567760.9853 | 1206401.8122 | 2567750.6146 | 1206401.7676
105 | 2567751.0284 | 1206376.1682 | 2567761.0733 | 1206376.019
106 | 2567796.0092 | 1206441.8218 | 2567794.3913 | 1206441.1473
107 | 2567796.0092 | 1206441.8218 | 2567803.4507 | 1206444.9241
108 | 2567786.8901 | 1206438.02 | 2567794.3913 | 1206441.1473
109 | 2567786.8901 | 1206438.02 | 2567785.5874 | 1206437.4769
110 | 2567855.3847 | 1206439.7562 | 2567852.5412 | 1206434.913
111 | 2567855.3847 | 1206439.7562 | 2567845.3766 | 1206449.1505
112 | 2567839.3746 | 1206454.7844 | 2567845.3766 | 1206449.1505
113 | 2567890.8016 | 1206388.036 | 2567894.849 | 1206378.4977
114 | 2567890.8016 | 1206388.036 | 2567899.9556 | 1206391.8999
115 | 2567932.4178 | 1206405.6104 | 2567921.8276 | 1206417.9804
116 | 2567932.4178 | 1206405.6104 | 2567971.7111 | 1206422.249
117 | 2567899.9556 | 1206391.8999 | 2567930.5276 | 1206404.809 | 2567932.4178 | 1206405.6104
118 | 2567932.4178 | 1206405.6104 | 2567930.5276 | 1206404.809 | 2567989.2473 | 1206337.7664
119 | 2567980.871 | 1206426.1277 | 2567971.7111 | 1206422.249
120 | 2567899.9556 | 1206391.8999 | 2567893.5166 | 1206407.8219
121 | 2567989.2473 | 1206337.7664 | 2568055.2353 | 1206394.7216 | 2568065.6837 | 1206403.7416
122 | 2567989.2473 | 1206337.7664 | 2567972.0385 | 1206323.2233
123 | 2568056.1301 | 1206504.7119 | 2568055.56 | 1206496.2658 | 2568048.8521 | 1206493.0813
124 | 2567967.0349 | 1206457.9867 | 2567955.1202 | 1206452.811
125 | 2567944.0186 | 1206462.7355 | 2567949.1374 | 1206450.212 | 2567955.1202 | 1206452.811
126 | 2567974.1995 | 1206461.0165 | 2567967.0349 | 1206457.9867
127 | 2567980.871 | 1206426.1277 | 2567967.0349 | 1206457.9867
128 | 2567974.1995 | 1206461.0165 | 2567967.2618 | 1206477.5409
129 | 2567974.1995 | 1206461.0165 | 2567980.2246 | 1206463.5689
130 | 2567992.2102 | 1206468.6461 | 2567980.2246 | 1206463.5689
131 | 2568001.8639 | 1206404.2692 | 2568014.793 | 1206404.4887 | 2568023.436 | 1206410.9917
132 | 2568001.8639 | 1206404.2692 | 2567996.1027 | 1206399.4867
133 | 2567889.0741 | 1206418.807 | 2567893.5166 | 1206407.8219
134 | 2567966.6551 | 1206318.6738 | 2567972.0385 | 1206323.2233
135 | 2567894.849 | 1206378.4977 | 2567883.2509 | 1206373.5543
136 | 2567894.849 | 1206378.4977 | 2567899.3902 | 1206367.8045
137 | 2567894.849 | 1206378.4977 | 2567912.2575 | 1206385.9204
138 | 2567889.0741 | 1206418.807 | 2567882.7617 | 1206417.2958 | 2567875.3016 | 1206410.4644
139 | 2567961.0289 | 1206313.9191 | 2567966.6551 | 1206318.6738
140 | 2567874.8442 | 1206410.0455 | 2567875.3016 | 1206410.4644
141 | 2567876.5415 | 1206370.6946 | 2567883.2509 | 1206373.5543
142 | 2567905.4822 | 1206353.4596 | 2567899.3902 | 1206367.8045
143 | 2567929.8094 | 1206393.4043 | 2567912.2575 | 1206385.9204
144 | 2567996.1027 | 1206399.4867 | 2567975.7765 | 1206382.6133
145 | 2567955.2348 | 1206309.0226 | 2567961.0289 | 1206313.9191
146 | 2567955.2348 | 1206309.0226 | 2567940.8815 | 1206296.8926 | 2567927.0462 | 1206285.1997
147 | 2567927.0462 | 1206285.1997 | 2567921.8092 | 1206280.7737
148 | 2567916.858 | 1206276.5892 | 2567921.8092 | 1206280.7737
149 | 2567851.0064 | 1206223.4139 | 2567909.6813 | 1206270.5237 | 2567916.858 | 1206276.5892
150 | 2567851.0064 | 1206223.4139 | 2567880.6784 | 1206217.3614 | 2567896.9818 | 1206214.2718 | 2567905.7585 | 1206212.9793 | 2567912.7676 | 1206212.4856 | 2567920.7817 | 1206212.2201 | 2567945.8891 | 1206212.8963 | 2567962.2145 | 1206213.8867 | 2567964.0931 | 1206206.8616 | 2567965.1614 | 1206204.699 | 2567970.1115 | 1206198.9247 | 2568024.9833 | 1206148.4236
151 | 2568063.035 | 1206122.2602 | 2568061.2123 | 1206122.7147 | 2568058.6494 | 1206124.1292 | 2568053.3504 | 1206127.2928 | 2568032.7909 | 1206142.256 | 2568024.9833 | 1206148.4236
152 | 2568024.9833 | 1206148.4236 | 2568013.1773 | 1206138.1894
153 | 2568063.035 | 1206122.2602 | 2568059.441 | 1206108.683 | 2568059.441 | 1206108.683
154 | 2568080.8634 | 1206126.9227 | 2568065.3468 | 1206122.2367 | 2568063.035 | 1206122.2602
155 | 2568007.6045 | 1206133.3585 | 2568013.1773 | 1206138.1894
156 | 2568059.441 | 1206108.683 | 2568062.0605 | 1206094.5697
157 | 2568080.8634 | 1206126.9227 | 2568087.2004 | 1206128.7231 | 2568092.7713 | 1206129.4714 | 2568103.3862 | 1206130.5929 | 2568113.2302 | 1206132.5857 | 2568128.9854 | 1206122.2178 | 2568136.6854 | 1206121.4873
158 | 2568080.8634 | 1206126.9227 | 2568087.3373 | 1206118.8057 | 2568089.8664 | 1206114.4748
159 | 2567997.322 | 1206124.4449 | 2568007.6045 | 1206133.3585
160 | 2567919.8925 | 1206319.4962 | 2567928.0355 | 1206317.7847 | 2567932.1138 | 1206307.6564
161 | 2567919.8925 | 1206319.4962 | 2567910.5379 | 1206341.5439
162 | 2567910.3586 | 1206341.9665 | 2567910.5379 | 1206341.5439
163 | 2567905.4822 | 1206353.4596 | 2567910.3586 | 1206341.9665
164 | 2567905.4822 | 1206353.4596 | 2567923.3649 | 1206361.1134
165 | 2567905.4822 | 1206353.4596 | 2567887.0756 | 1206345.5788
166 | 2567859.2532 | 1206363.3259 | 2567876.5415 | 1206370.6946
167 | 2567852.4534 | 1206360.4277 | 2567859.2532 | 1206363.3259
168 | 2567844.8547 | 1206357.1889 | 2567852.4534 | 1206360.4277
169 | 2567923.3649 | 1206361.1134 | 2567940.4319 | 1206368.418
170 | 2567940.4319 | 1206368.418 | 2567947.3878 | 1206371.3951
171 | 2567733.535 | 1206401.6941 | 2567750.6146 | 1206401.7676
172 | 2567733.535 | 1206401.6941 | 2567733.6434 | 1206394.7634
173 | 2568187.7842 | 1206245.4947 | 2568209.8922 | 1206265.3988 | 2568206.6777 | 1206269.0767
174 | 2568136.6854 | 1206121.4873 | 2568187.7842 | 1206245.4947
175 | 2568136.6854 | 1206121.4873 | 2568137.2883 | 1206112.3475
176 | 2568089.8664 | 1206114.4748 | 2568093.2378 | 1206108.7017 | 2568095.6021 | 1206098.6056 | 2568104.3015 | 1206094.2121 | 2568104.3015 | 1206094.2121
177 | 2568034.102 | 1206074.1083 | 2568034.5401 | 1206074.3307 | 2568064.2453 | 1206082.7982 | 2568062.0605 | 1206094.5697
178 | 2567829.6788 | 1206090.5195 | 2567817.6768 | 1206088.9667
179 | 2567829.6788 | 1206090.5195 | 2567847.1794 | 1206092.7837
180 | 2567847.1794 | 1206092.7837 | 2567848.4153 | 1206092.9436 | 2567866.6171 | 1206096.2698
181 | 2567866.6171 | 1206096.2698 | 2567895.2802 | 1206101.5078
182 | 2567895.2802 | 1206101.5078 | 2567910.2583 | 1206104.2449
183 | 2567891.7949 | 1206072.8311 | 2567903.6363 | 1206073.3457 | 2567929.783 | 1206073.4758
184 | 2567929.783 | 1206073.4758 | 2567941.7609 | 1206073.5354
185 | 2567910.2583 | 1206104.2449 | 2567910.3643 | 1206104.2643
186 | 2567941.7609 | 1206073.5354 | 2567955.0735 | 1206073.6017
187 | 2567910.3643 | 1206104.2643 | 2567919.5013 | 1206105.934 | 2567938.5849 | 1206108.1651
188 | 2567938.5849 | 1206108.1651 | 2567957.8765 | 1206110.4204
189 | 2567976.4296 | 1206067.2502 | 2567967.9845 | 1206073.6659 | 2567955.0735 | 1206073.6017
190 | 2567976.4296 | 1206067.2502 | 2567979.9316 | 1206073.5682 | 2567982.6266 | 1206088.2175 | 2567985.6187 | 1206097.3287
191 | 2567960.7684 | 1206110.7585 | 2567957.8765 | 1206110.4204
192 | 2567960.7684 | 1206110.7585 | 2567974.9643 | 1206112.4182
193 | 2567984.7707 | 1206113.5646 | 2567974.9643 | 1206112.4182
194 | 2567984.7707 | 1206113.5646 | 2567985.1994 | 1206105.3562
195 | 2567984.7707 | 1206113.5646 | 2567997.322 | 1206124.4449
196 | 2567985.2184 | 1206104.9925 | 2567985.6187 | 1206097.3287
197 | 2567985.2184 | 1206104.9925 | 2567985.1994 | 1206105.3562

## bus_geodata
| x | y | coords
0 | 2567693.3469 | 1206474.0025
1 | 2567709.9227 | 1206477.3869
2 | 2567716.377 | 1206479.8199
3 | 2567716.5428 | 1206512.4836
4 | 2567719.7745 | 1206481.098
5 | 2567709.43 | 1206435.6439
6 | 2567706.7812 | 1206401.5836
7 | 2567682.881 | 1206435.376
8 | 2567716.5976 | 1206523.2765
9 | 2567728.9045 | 1206484.5324
10 | 2567719.207 | 1206408.5534
11 | 2567719.1123 | 1206421.9281
12 | 2567745.2459 | 1206408.4715
13 | 2567706.7328 | 1206399.5134
14 | 2567714.9765 | 1206401.6174
15 | 2567706.1967 | 1206376.5616
16 | 2567721.5018 | 1206376.4847
17 | 2567690.7961 | 1206372.1538
18 | 2567706.4352 | 1206386.7733
19 | 2567699.8713 | 1206361.574
20 | 2567685.2733 | 1206367.4547
21 | 2567725.682 | 1206401.6617
22 | 2567733.9302 | 1206376.4222
23 | 2567778.8256 | 1206343.3069
24 | 2567783.4649 | 1206344.1442
25 | 2567733.6448 | 1206357.2229
26 | 2567733.7694 | 1206365.6017
27 | 2567764.5768 | 1206492.8031
28 | 2567762.5368 | 1206492.4532
29 | 2567782.1512 | 1206495.337
30 | 2567782.8213 | 1206495.4081
31 | 2567742.3386 | 1206468.0917
32 | 2567802.4858 | 1206497.4968
33 | 2567752.1688 | 1206456.0615
34 | 2567807.4516 | 1206498.0242
35 | 2567762.956 | 1206443.0216
36 | 2567770.9517 | 1206433.3923
37 | 2567831.9789 | 1206502.0383
38 | 2567835.4208 | 1206503.2221
39 | 2567864.9344 | 1206513.4821
40 | 2567865.2493 | 1206513.5935
41 | 2567899.6149 | 1206524.6429
42 | 2567944.6948 | 1206537.1093
43 | 2567892.8075 | 1206504.2173
44 | 2567980.5546 | 1206537.1158
45 | 2567885.0486 | 1206490.1466
46 | 2568004.5155 | 1206536.7463
47 | 2567874.8261 | 1206472.8809
48 | 2567892.3091 | 1206492.4301
49 | 2568027.8383 | 1206536.1376
50 | 2568077.5505 | 1206531.7111
51 | 2568030.7405 | 1206589.1471
52 | 2567921.6852 | 1206497.2213
53 | 2567917.7683 | 1206495.794
54 | 2567926.4542 | 1206498.9591
55 | 2567948.7044 | 1206507.067
56 | 2567958.297 | 1206510.5625
57 | 2567871.0917 | 1206466.5182
58 | 2567900.8142 | 1206442.5252
59 | 2567918.4298 | 1206421.9492
60 | 2567864.6843 | 1206455.6011
61 | 2568112.5529 | 1206528.3226
62 | 2568049.8313 | 1206701.5974
63 | 2568070.3165 | 1206671.1959
64 | 2568041.082 | 1206595.3588
65 | 2568057.9654 | 1206607.5104
66 | 2568071.7622 | 1206619.2567
67 | 2568099.8329 | 1206519.6638
68 | 2568184.7373 | 1206521.6881
69 | 2568093.4007 | 1206686.4827
70 | 2568084.2833 | 1206652.4131
71 | 2568100.2393 | 1206727.2007
72 | 2568100.2766 | 1206727.1374
73 | 2568096.6104 | 1206641.0936
74 | 2568138.6207 | 1206677.049
75 | 2568160.4967 | 1206505.1196
76 | 2568141.4886 | 1206679.508
77 | 2568097.0203 | 1206485.9029
78 | 2568090.5614 | 1206480.6583
79 | 2568067.1604 | 1206462.9181
80 | 2568046.8089 | 1206455.5232
81 | 2568013.4111 | 1206440.9844
82 | 2568033.1684 | 1206485.6356
83 | 2567990.6902 | 1206430.6663
84 | 2568021.4781 | 1206480.7868
85 | 2568035.7578 | 1206486.8648
86 | 2567798.5641 | 1206401.6147
87 | 2567826.4602 | 1206375.6987
88 | 2567832.2855 | 1206397.4705
89 | 2567827.8823 | 1206361.6498
90 | 2567840.0879 | 1206413.702
91 | 2567795.0014 | 1206347.9421
92 | 2567862.8727 | 1206376.3236
93 | 2567781.0534 | 1206401.8986
94 | 2567771.0014 | 1206401.8553
95 | 2567795.1811 | 1206375.5122
96 | 2567773.7739 | 1206375.8303
97 | 2567760.9853 | 1206401.8122
98 | 2567761.0733 | 1206376.019
99 | 2567796.0092 | 1206441.8218
100 | 2567794.3913 | 1206441.1473
101 | 2567803.4507 | 1206444.9241
102 | 2567786.8901 | 1206438.02
103 | 2567785.5874 | 1206437.4769
104 | 2567852.5412 | 1206434.913
105 | 2567855.3847 | 1206439.7562
106 | 2567845.3766 | 1206449.1506
107 | 2567839.3746 | 1206454.7844
108 | 2567890.8016 | 1206388.036
109 | 2567921.8276 | 1206417.9804
110 | 2567932.4178 | 1206405.6104
111 | 2567971.7111 | 1206422.249
112 | 2567899.9556 | 1206391.8999
113 | 2567989.2473 | 1206337.7664
114 | 2568048.8521 | 1206493.0813
115 | 2568056.1301 | 1206504.7119
116 | 2568015.7837 | 1206478.4249
117 | 2567955.1202 | 1206452.811
118 | 2567967.0349 | 1206457.9867
119 | 2567944.0186 | 1206462.7355
120 | 2567974.1995 | 1206461.0165
121 | 2567980.871 | 1206426.1277
122 | 2567967.2618 | 1206477.5409
123 | 2567980.2246 | 1206463.5689
124 | 2567992.2102 | 1206468.6461
125 | 2568001.8639 | 1206404.2692
126 | 2567893.5166 | 1206407.8219
127 | 2568065.6837 | 1206403.7416
128 | 2567972.0385 | 1206323.2233
129 | 2567894.849 | 1206378.4977
130 | 2567889.0741 | 1206418.807
131 | 2567966.6551 | 1206318.6738
132 | 2567875.3016 | 1206410.4644
133 | 2567874.8442 | 1206410.0455
134 | 2567883.2509 | 1206373.5543
135 | 2567899.3902 | 1206367.8045
136 | 2567912.2575 | 1206385.9204
137 | 2567996.1027 | 1206399.4867
138 | 2567975.7765 | 1206382.6133
139 | 2568023.436 | 1206410.9917
140 | 2567955.2348 | 1206309.0226
141 | 2567961.0289 | 1206313.9191
142 | 2567927.0462 | 1206285.1997
143 | 2567921.8092 | 1206280.7737
144 | 2567916.858 | 1206276.5892
145 | 2567851.0064 | 1206223.4139
146 | 2568024.9833 | 1206148.4236
147 | 2568063.035 | 1206122.2602
148 | 2568013.1773 | 1206138.1894
149 | 2568059.441 | 1206108.683
150 | 2568080.8634 | 1206126.9227
151 | 2568007.6045 | 1206133.3585
152 | 2567932.1138 | 1206307.6564
153 | 2567919.8925 | 1206319.4962
154 | 2567910.5379 | 1206341.5439
155 | 2567910.3586 | 1206341.9665
156 | 2567905.4822 | 1206353.4596
157 | 2567929.8094 | 1206393.4043
158 | 2567876.5415 | 1206370.6946
159 | 2567852.4534 | 1206360.4277
160 | 2567859.2532 | 1206363.3259
161 | 2567844.8547 | 1206357.1889
162 | 2567887.0756 | 1206345.5788
163 | 2567923.3649 | 1206361.1134
164 | 2567940.4319 | 1206368.418
165 | 2567947.3878 | 1206371.3951
166 | 2567751.0284 | 1206376.1682
167 | 2567750.6146 | 1206401.7676
168 | 2567733.535 | 1206401.6941
169 | 2567733.6434 | 1206394.7634
170 | 2568187.7842 | 1206245.4947
171 | 2568206.6777 | 1206269.0767
172 | 2568136.6854 | 1206121.4873
173 | 2568137.2883 | 1206112.3475
174 | 2568089.8664 | 1206114.4748
175 | 2568104.3015 | 1206094.2121
176 | 2568062.0605 | 1206094.5697
177 | 2567829.6788 | 1206090.5195
178 | 2567817.6768 | 1206088.9667
179 | 2567847.1794 | 1206092.7837
180 | 2567866.6171 | 1206096.2698
181 | 2567895.2802 | 1206101.5078
182 | 2567891.7949 | 1206072.8311
183 | 2567929.783 | 1206073.4758
184 | 2567910.2583 | 1206104.2449
185 | 2567941.7609 | 1206073.5354
186 | 2567910.3643 | 1206104.2643
187 | 2567938.5849 | 1206108.1651
188 | 2567955.0735 | 1206073.6017
189 | 2567976.4296 | 1206067.2502
190 | 2567957.8765 | 1206110.4204
191 | 2567960.7684 | 1206110.7585
192 | 2567974.9643 | 1206112.4182
193 | 2567984.7707 | 1206113.5646
194 | 2567985.6187 | 1206097.3287
195 | 2567985.2184 | 1206104.9925
196 | 2568034.102 | 1206074.1083
197 | 2567985.1994 | 1206105.3562
198 | 2567997.322 | 1206124.4449
199 | 2567975.7765 | 1206382.6133

## line_std_types
| c_nf_per_km | r_ohm_per_km | x_ohm_per_km | max_i_ka | type | q_mm2 | alpha | voltage_rating
NAYY 4x50 SE | 210 | 0.642 | 0.083 | 0.142 | cs | 50 | 0.00403 | LV
NAYY 4x120 SE | 264 | 0.225 | 0.08 | 0.242 | cs | 120 | 0.00403 | LV
NAYY 4x150 SE | 261 | 0.208 | 0.08 | 0.27 | cs | 150 | 0.00403 | LV
NA2XS2Y 1x95 RM/25 12/20 kV | 216 | 0.313 | 0.132 | 0.252 | cs | 95 | 0.00403 | MV
NA2XS2Y 1x185 RM/25 12/20 kV | 273 | 0.161 | 0.117 | 0.362 | cs | 185 | 0.00403 | MV
NA2XS2Y 1x240 RM/25 12/20 kV | 304 | 0.122 | 0.112 | 0.421 | cs | 240 | 0.00403 | MV
NA2XS2Y 1x95 RM/25 6/10 kV | 315 | 0.313 | 0.123 | 0.249 | cs | 95 | 0.00403 | MV
NA2XS2Y 1x185 RM/25 6/10 kV | 406 | 0.161 | 0.11 | 0.358 | cs | 185 | 0.00403 | MV
NA2XS2Y 1x240 RM/25 6/10 kV | 456 | 0.122 | 0.105 | 0.416 | cs | 240 | 0.00403 | MV
NA2XS2Y 1x150 RM/25 12/20 kV | 250 | 0.206 | 0.116 | 0.319 | cs | 150 | 0.00403 | MV
NA2XS2Y 1x120 RM/25 12/20 kV | 230 | 0.253 | 0.119 | 0.283 | cs | 120 | 0.00403 | MV
NA2XS2Y 1x70 RM/25 12/20 kV | 190 | 0.443 | 0.132 | 0.22 | cs | 70 | 0.00403 | MV
NA2XS2Y 1x150 RM/25 6/10 kV | 360 | 0.206 | 0.11 | 0.315 | cs | 150 | 0.00403 | MV
NA2XS2Y 1x120 RM/25 6/10 kV | 340 | 0.253 | 0.113 | 0.28 | cs | 120 | 0.00403 | MV
NA2XS2Y 1x70 RM/25 6/10 kV | 280 | 0.443 | 0.123 | 0.217 | cs | 70 | 0.00403 | MV
N2XS(FL)2Y 1x120 RM/35 64/110 kV | 112 | 0.153 | 0.166 | 0.366 | cs | 120 | 0.00393 | HV
N2XS(FL)2Y 1x185 RM/35 64/110 kV | 125 | 0.099 | 0.156 | 0.457 | cs | 185 | 0.00393 | HV
N2XS(FL)2Y 1x240 RM/35 64/110 kV | 135 | 0.075 | 0.149 | 0.526 | cs | 240 | 0.00393 | HV
N2XS(FL)2Y 1x300 RM/35 64/110 kV | 144 | 0.06 | 0.144 | 0.588 | cs | 300 | 0.00393 | HV
15-AL1/3-ST1A 0.4 | 11 | 1.8769 | 0.35 | 0.105 | ol | 16 | 0.00403 | LV
24-AL1/4-ST1A 0.4 | 11.25 | 1.2012 | 0.335 | 0.14 | ol | 24 | 0.00403 | LV
48-AL1/8-ST1A 0.4 | 12.2 | 0.5939 | 0.3 | 0.21 | ol | 48 | 0.00403 | LV
94-AL1/15-ST1A 0.4 | 13.2 | 0.306 | 0.29 | 0.35 | ol | 94 | 0.00403 | LV
34-AL1/6-ST1A 10.0 | 9.7 | 0.8342 | 0.36 | 0.17 | ol | 34 | 0.00403 | MV
48-AL1/8-ST1A 10.0 | 10.1 | 0.5939 | 0.35 | 0.21 | ol | 48 | 0.00403 | MV
70-AL1/11-ST1A 10.0 | 10.4 | 0.4132 | 0.339 | 0.29 | ol | 70 | 0.00403 | MV
94-AL1/15-ST1A 10.0 | 10.75 | 0.306 | 0.33 | 0.35 | ol | 94 | 0.00403 | MV
122-AL1/20-ST1A 10.0 | 11.1 | 0.2376 | 0.323 | 0.41 | ol | 122 | 0.00403 | MV
149-AL1/24-ST1A 10.0 | 11.25 | 0.194 | 0.315 | 0.47 | ol | 149 | 0.00403 | MV
34-AL1/6-ST1A 20.0 | 9.15 | 0.8342 | 0.382 | 0.17 | ol | 34 | 0.00403 | MV
48-AL1/8-ST1A 20.0 | 9.5 | 0.5939 | 0.372 | 0.21 | ol | 48 | 0.00403 | MV
70-AL1/11-ST1A 20.0 | 9.7 | 0.4132 | 0.36 | 0.29 | ol | 70 | 0.00403 | MV
94-AL1/15-ST1A 20.0 | 10 | 0.306 | 0.35 | 0.35 | ol | 94 | 0.00403 | MV
122-AL1/20-ST1A 20.0 | 10.3 | 0.2376 | 0.344 | 0.41 | ol | 122 | 0.00403 | MV
149-AL1/24-ST1A 20.0 | 10.5 | 0.194 | 0.337 | 0.47 | ol | 149 | 0.00403 | MV
184-AL1/30-ST1A 20.0 | 10.75 | 0.1571 | 0.33 | 0.535 | ol | 184 | 0.00403 | MV
243-AL1/39-ST1A 20.0 | 11 | 0.1188 | 0.32 | 0.645 | ol | 243 | 0.00403 | MV
48-AL1/8-ST1A 110.0 | 8 | 0.5939 | 0.46 | 0.21 | ol | 48 | 0.00403 | HV
70-AL1/11-ST1A 110.0 | 8.4 | 0.4132 | 0.45 | 0.29 | ol | 70 | 0.00403 | HV
94-AL1/15-ST1A 110.0 | 8.65 | 0.306 | 0.44 | 0.35 | ol | 94 | 0.00403 | HV
122-AL1/20-ST1A 110.0 | 8.5 | 0.2376 | 0.43 | 0.41 | ol | 122 | 0.00403 | HV
149-AL1/24-ST1A 110.0 | 8.75 | 0.194 | 0.41 | 0.47 | ol | 149 | 0.00403 | HV
184-AL1/30-ST1A 110.0 | 8.8 | 0.1571 | 0.4 | 0.535 | ol | 184 | 0.00403 | HV
243-AL1/39-ST1A 110.0 | 9 | 0.1188 | 0.39 | 0.645 | ol | 243 | 0.00403 | HV
305-AL1/39-ST1A 110.0 | 9.2 | 0.0949 | 0.38 | 0.74 | ol | 305 | 0.00403 | HV
490-AL1/64-ST1A 110.0 | 9.75 | 0.059 | 0.37 | 0.96 | ol | 490 | 0.00403 | HV
679-AL1/86-ST1A 110.0 | 9.95 | 0.042 | 0.36 | 1.15 | ol | 679 | 0.00403 | HV
490-AL1/64-ST1A 220.0 | 10 | 0.059 | 0.285 | 0.96 | ol | 490 | 0.00403 | HV
679-AL1/86-ST1A 220.0 | 11.7 | 0.042 | 0.275 | 1.15 | ol | 679 | 0.00403 | HV
490-AL1/64-ST1A 380.0 | 11 | 0.059 | 0.253 | 0.96 | ol | 490 | 0.00403 | HV
679-AL1/86-ST1A 380.0 | 14.6 | 0.042 | 0.25 | 1.15 | ol | 679 | 0.00403 | HV

## trafo_std_types
| i0_percent | pfe_kw | vkr_percent | sn_mva | vn_lv_kv | vn_hv_kv | vk_percent | shift_degree | vector_group | tap_side | tap_neutral | tap_min | tap_max | tap_step_degree | tap_step_percent | tap_phase_shifter
160 MVA 380/110 kV | 0.06 | 60 | 0.25 | 160 | 110 | 380 | 12.2 | 0 | Yy0 | hv | 0 | -9 | 9 | 0 | 1.5 | FALSE
100 MVA 220/110 kV | 0.06 | 55 | 0.26 | 100 | 110 | 220 | 12 | 0 | Yy0 | hv | 0 | -9 | 9 | 0 | 1.5 | FALSE
63 MVA 110/20 kV | 0.04 | 22 | 0.32 | 63 | 20 | 110 | 18 | 150 | YNd5 | hv | 0 | -9 | 9 | 0 | 1.5 | FALSE
40 MVA 110/20 kV | 0.05 | 18 | 0.34 | 40 | 20 | 110 | 16.2 | 150 | YNd5 | hv | 0 | -9 | 9 | 0 | 1.5 | FALSE
25 MVA 110/20 kV | 0.07 | 14 | 0.41 | 25 | 20 | 110 | 12 | 150 | YNd5 | hv | 0 | -9 | 9 | 0 | 1.5 | FALSE
63 MVA 110/10 kV | 0.04 | 22 | 0.32 | 63 | 10 | 110 | 18 | 150 | YNd5 | hv | 0 | -9 | 9 | 0 | 1.5 | FALSE
40 MVA 110/10 kV | 0.05 | 18 | 0.34 | 40 | 10 | 110 | 16.2 | 150 | YNd5 | hv | 0 | -9 | 9 | 0 | 1.5 | FALSE
25 MVA 110/10 kV | 0.07 | 14 | 0.41 | 25 | 10 | 110 | 12 | 150 | YNd5 | hv | 0 | -9 | 9 | 0 | 1.5 | FALSE
0.25 MVA 20/0.4 kV | 0.32 | 0.8 | 1.44 | 0.25 | 0.4 | 20 | 6 | 150 | Yzn5 | hv | 0 | -2 | 2 | 0 | 2.5 | FALSE
0.4 MVA 20/0.4 kV | 0.3375 | 1.35 | 1.425 | 0.4 | 0.4 | 20 | 6 | 150 | Dyn5 | hv | 0 | -2 | 2 | 0 | 2.5 | FALSE
0.63 MVA 20/0.4 kV | 0.2619 | 1.65 | 1.206 | 0.63 | 0.4 | 20 | 6 | 150 | Dyn5 | hv | 0 | -2 | 2 | 0 | 2.5 | FALSE
0.25 MVA 10/0.4 kV | 0.24 | 0.6 | 1.2 | 0.25 | 0.4 | 10 | 4 | 150 | Dyn5 | hv | 0 | -2 | 2 | 0 | 2.5 | FALSE
0.4 MVA 10/0.4 kV | 0.2375 | 0.95 | 1.325 | 0.4 | 0.4 | 10 | 4 | 150 | Dyn5 | hv | 0 | -2 | 2 | 0 | 2.5 | FALSE
0.63 MVA 10/0.4 kV | 0.1873 | 1.18 | 1.0794 | 0.63 | 0.4 | 10 | 4 | 150 | Dyn5 | hv | 0 | -2 | 2 | 0 | 2.5 | FALSE

## trafo3w_std_types
| sn_hv_mva | sn_mv_mva | sn_lv_mva | vn_hv_kv | vn_mv_kv | vn_lv_kv | vk_hv_percent | vk_mv_percent | vk_lv_percent | vkr_hv_percent | vkr_mv_percent | vkr_lv_percent | pfe_kw | i0_percent | shift_mv_degree | shift_lv_degree | vector_group | tap_side | tap_neutral | tap_min | tap_max | tap_step_percent
63/25/38 MVA 110/20/10 kV | 63 | 25 | 38 | 110 | 20 | 10 | 10.4 | 10.4 | 10.4 | 0.28 | 0.32 | 0.35 | 35 | 0.89 | 0 | 0 | YN0yn0yn0 | hv | 0 | -10 | 10 | 1.2
63/25/38 MVA 110/10/10 kV | 63 | 25 | 38 | 110 | 10 | 10 | 10.4 | 10.4 | 10.4 | 0.28 | 0.32 | 0.35 | 35 | 0.89 | 0 | 0 | YN0yn0yn0 | hv | 0 | -10 | 10 | 1.2

## fuse_std_types
| fuse_type | i_rated_a | t_avg | t_min | t_total | x_avg | x_min | x_total
HV 100A | HV 100A | 100 | 0 | [10.0, 3.64, 0.854, 0.281, 0.1, 0.0531, 0.022, 0.01] | [10.0, 4.267, 1.21, 0.403, 0.1, 0.058, 0.022, 0.01] | 0 | [300.0, 350.0, 450.0, 550.0, 700.0, 850.0, 1200.0, 1752.0] | [600.0, 700.0, 900.0, 1150.0, 1665.0, 2000.0, 3000.0, 4313.0]
HV 10A | HV 10A | 10 | 0 | [10.0, 1675.0, 0.344, 0.156, 0.1, 0.0417, 0.0171, 0.01] | [10.0, 1.3, 0.3, 0.155, 0.1, 0.0555, 0.023, 0.01] | 0 | [30.0, 32.0, 35.0, 37.0, 39.0, 50.0, 70.0, 88.0] | [60.0, 70.0, 80.0, 87.0, 94.0, 110.0, 150.0, 216.0]
HV 125A | HV 125A | 125 | 0 | [10.0, 1.82, 0.344, 0.1, 0.0467, 0.0269, 0.01] | [10.0, 2.478, 0.426, 0.1, 0.0427, 0.0211, 0.01] | 0 | [375.0, 500.0, 700.0, 925.0, 1200.0, 1500.0, 2341.0] | [750.0, 1000.0, 1500.0, 2200.0, 3000.0, 4000.0, 5765.0]
HV 160A | HV 160A | 160 | 0 | [10.0, 4.15, 1.03, 0.198, 0.1, 0.051, 0.0172, 0.01] | [10.0, 2.3, 0.734, 0.274, 0.1, 0.046, 0.0177, 0.01] | 0 | [480.0, 550.0, 700.0, 1000.0, 1260.0, 1600.0, 2500.0, 3227.0] | [960.0, 1300.0, 1700.0, 2200.0, 2996.0, 4000.0, 6000.0, 7946.0]
HV 16A | HV 16A | 16 | 0 | [10.0, 0.352, 0.164, 0.1, 0.0649, 0.0342, 0.01] | [10.0, 2.34, 0.722, 0.181, 0.1, 0.055, 0.0296, 0.01] | 0 | [48.0, 60.0, 65.0, 71.0, 80.0, 100.0, 162.0] | [96.0, 110.0, 125.0, 150.0, 168.0, 200.0, 250.0, 398.0]
HV 200A | HV 200A | 200 | 0 | [10.0, 4.267, 1.21, 0.403, 0.1, 0.058, 0.022, 0.01] | [10.0, 3.73, 1.654, 0.328, 0.1, 0.0531, 0.019, 0.01] | 0 | [600.0, 700.0, 900.0, 1150.0, 1665.0, 2000.0, 3000.0, 4313.0] | [1200.0, 1500.0, 1800.0, 2700.0, 3960.0, 5000.0, 7500.0, 10620.0]
HV 20A | HV 20A | 20 | 0 | [10.0, 1.3, 0.3, 0.155, 0.1, 0.0555, 0.023, 0.01] | [10.0, 1.3, 0.161, 0.1, 0.0611, 0.0399, 0.0141, 0.01] | 0 | [60.0, 70.0, 80.0, 87.0, 94.0, 110.0, 150.0, 216.0] | [120.0, 150.0, 200.0, 223.0, 260.0, 300.0, 450.0, 532.0]
HV 25A | HV 25A | 25 | 0 | [10.0, 2.512, 0.833, 0.299, 0.1, 0.0372, 0.0223, 0.01] | [10.0, 3.125, 0.597, 0.198, 0.1, 0.0378, 0.022, 0.01] | 0 | [75.0, 82.0, 90.0, 100.0, 124.0, 170.0, 200.0, 289.0] | [150.0, 170.0, 210.0, 250.0, 294.0, 400.0, 500.0, 711.0]
HV 31.5A | HV 31.5A | 31.5 | 0 | [10.0, 2.34, 0.722, 0.181, 0.1, 0.055, 0.0296, 0.01] | [10.0, 2.84, 0.368, 0.164, 0.1, 0.0621, 0.0378, 0.0195, 0.01] | 0 | [95.0, 110.0, 125.0, 150.0, 165.0, 200.0, 250.0, 390.0] | [189.0, 220.0, 300.0, 350.0, 393.0, 450.0, 530.0, 700.0, 960.0]
HV 40A | HV 40A | 40 | 0 | [10.0, 1.3, 0.161, 0.1, 0.0611, 0.0399, 0.0141, 0.01] | [10.0, 2.05, 0.369, 0.198, 0.1, 0.051, 0.0298, 0.01] | 0 | [120.0, 150.0, 200.0, 223.0, 260.0, 300.0, 450.0, 532.0] | [240.0, 300.0, 400.0, 450.0, 530.0, 650.0, 800.0, 1311.0]
HV 50A | HV 50A | 50 | 0 | [10.0, 3.215, 0.597, 0.198, 0.1, 0.0378, 0.022, 0.01] | [10.0, 3.64, 0.854, 0.281, 0.1, 0.0531, 0.022, 0.01] | 0 | [150.0, 170.0, 210.0, 250.0, 294.0, 400.0, 500.0, 711.0] | [300.0, 350.0, 450.0, 550.0, 700.0, 850.0, 1200.0, 1752.0]
HV 6.3A | HV 6.3A | 6.3 | 0 | [10.0, 1.39, 0.344, 0.168, 0.1, 0.056, 0.0263, 0.01] | [10.0, 1.711, 0.516, 0.198, 0.1, 0.0634, 0.0303, 0.01] | 0 | [19.0, 19.5, 20.4, 20.8, 22.0, 25.0, 32.0, 48.0] | [38.0, 40.0, 43.0, 48.0, 53.0, 60.0, 75.0, 118.0]
HV 63A | HV 63A | 63 | 0 | [10.0, 2.84, 0.368, 0.164, 0.1, 0.0621, 0.0378, 0.0195, 0.01] | [10.0, 1.82, 0.344, 0.1, 0.0467, 0.0269, 0.01] | 0 | [189.0, 220.0, 300.0, 350.0, 393.0, 450.0, 530.0, 700.0, 961.0] | [378.0, 500.0, 700.0, 934.0, 1200.0, 1500.0, 2366.0]
HV 80A | HV 80A | 80 | 0 | [10.0, 2.05, 0.369, 0.198, 0.1, 0.051, 0.0298, 0.01] | [10.0, 4.15, 1.03, 0.198, 0.1, 0.051, 0.0172, 0.01] | 0 | [240.0, 300.0, 400.0, 450.0, 530.0, 650.0, 800.0, 1311.0] | [480.0, 550.0, 700.0, 1000.0, 1260.0, 1600.0, 2500.0, 3227.0]
Siemens NH-1-100 | Siemens NH-1-100 | 100 | [5400.0, 2000.0, 400.0, 20.0, 1.0, 0.2, 0.012, 0.004] | 0 | 0 | [150.0, 190.0, 250.0, 430.0, 900.0, 1250.0, 2700.0, 3600.0] | 0 | 0
Siemens NH-1-125 | Siemens NH-1-125 | 125 | [4800.0, 120.0, 7.0, 0.1, 0.004] | 0 | 0 | [180.0, 400.0, 740.0, 2000.0, 4250.0] | 0 | 0
Siemens NH-1-16 | Siemens NH-1-16 | 16 | [4000.0, 400.0, 2.0, 0.1, 0.04, 0.01] | 0 | 0 | [26.0, 35.0, 75.0, 150.0, 200.0, 300.0] | 0 | 0
Siemens NH-1-160 | Siemens NH-1-160 | 160 | [4800.0, 120.0, 7.0, 0.1, 0.004] | 0 | 0 | [210.0, 500.0, 900.0, 2300.0, 5000.0] | 0 | 0
Siemens NH-1-25 | Siemens NH-1-25 | 25 | [4000.0, 1000.0, 10.0, 0.2, 0.02, 0.01] | 0 | 0 | [40.0, 50.0, 100.0, 210.0, 400.0, 500.0] | 0 | 0
Siemens NH-1-50 | Siemens NH-1-50 | 50 | [4000.0, 40.0, 4.0, 1.0, 0.02, 0.01] | 0 | 0 | [86.0, 200.0, 300.0, 400.0, 1000.0, 1280.0] | 0 | 0
Siemens NH-1-63 | Siemens NH-1-63 | 63 | [4000.0, 100.0, 10.0, 2.0, 0.04, 0.01] | 0 | 0 | [100.0, 200.0, 300.0, 400.0, 1000.0, 1500.0] | 0 | 0
Siemens NH-1-80 | Siemens NH-1-80 | 80 | [4800.0, 120.0, 7.0, 0.1, 0.01] | 0 | 0 | [150.58, 250.0, 450.0, 1150.0, 2470.0] | 0 | 0
Siemens NH-2-1000 | Siemens NH-2-1000 | 1000 | [4800.0, 120.0, 7.0, 0.1, 0.004] | 0 | 0 | [1900.0, 3500.0, 8400.0, 24000.0, 52000.0] | 0 | 0
Siemens NH-2-200 | Siemens NH-2-200 | 200 | [4800.0, 120.0, 7.0, 0.1, 0.004] | 0 | 0 | [280.0, 650.0, 1200.0, 3000.0, 7000.0] | 0 | 0
Siemens NH-2-224 | Siemens NH-2-224 | 224 | [4800.0, 120.0, 7.0, 0.2, 0.04, 0.004] | 0 | 0 | [400.0, 750.0, 1453.0, 3025.0, 4315.0, 7600.0] | 0 | 0
Siemens NH-2-250 | Siemens NH-2-250 | 250 | [4800.0, 120.0, 7.0, 0.1, 0.004] | 0 | 0 | [450.0, 800.0, 1650.0, 4000.0, 8500.0] | 0 | 0
Siemens NH-2-315 | Siemens NH-2-315 | 315 | [4800.0, 120.0, 7.0, 0.1, 0.004] | 0 | 0 | [550.0, 920.0, 1900.0, 5000.0, 11000.0] | 0 | 0
Siemens NH-2-355 | Siemens NH-2-355 | 355 | [4800.0, 120.0, 6.0, 0.1, 0.004] | 0 | 0 | [650.0, 1116.27, 2350.0, 5840.0, 12790.0] | 0 | 0
Siemens NH-2-400 | Siemens NH-2-400 | 400 | [4800.0, 120.0, 7.0, 0.1, 0.004] | 0 | 0 | [720.0, 1350.0, 2800.0, 6500.0, 15000.0] | 0 | 0
Siemens NH-2-425 | Siemens NH-2-425 | 425 | [4800.0, 120.0, 7.0, 0.1, 0.004] | 0 | 0 | [850.0, 1500.0, 3050.0, 7500.0, 16500.0] | 0 | 0
Siemens NH-2-630 | Siemens NH-2-630 | 630 | [4800.0, 120.0, 7.0, 0.1, 0.004] | 0 | 0 | [1200.0, 2000.0, 4800.0, 12000.0, 26000.0] | 0 | 0

## dtypes
| element | column | dtype
0 | bus | name | object
1 | bus | vn_kv | float64
2 | bus | type | object
3 | bus | zone | object
4 | bus | in_service | bool
5 | load | name | object
6 | load | bus | uint32
7 | load | p_mw | float64
8 | load | q_mvar | float64
9 | load | const_z_percent | float64
10 | load | const_i_percent | float64
11 | load | sn_mva | float64
12 | load | scaling | float64
13 | load | in_service | bool
14 | load | type | object
15 | ext_grid | name | object
16 | ext_grid | bus | uint32
17 | ext_grid | vm_pu | float64
18 | ext_grid | va_degree | float64
19 | ext_grid | slack_weight | float64
20 | ext_grid | in_service | bool
21 | line | name | object
22 | line | std_type | object
23 | line | from_bus | uint32
24 | line | to_bus | uint32
25 | line | length_km | float64
26 | line | r_ohm_per_km | float64
27 | line | x_ohm_per_km | float64
28 | line | c_nf_per_km | float64
29 | line | g_us_per_km | float64
30 | line | max_i_ka | float64
31 | line | df | float64
32 | line | parallel | uint32
33 | line | type | object
34 | line | in_service | bool
35 | trafo | name | object
36 | trafo | std_type | object
37 | trafo | hv_bus | uint32
38 | trafo | lv_bus | uint32
39 | trafo | sn_mva | float64
40 | trafo | vn_hv_kv | float64
41 | trafo | vn_lv_kv | float64
42 | trafo | vk_percent | float64
43 | trafo | vkr_percent | float64
44 | trafo | pfe_kw | float64
45 | trafo | i0_percent | float64
46 | trafo | shift_degree | float64
47 | trafo | tap_side | object
48 | trafo | tap_neutral | int32
49 | trafo | tap_min | int32
50 | trafo | tap_max | int32
51 | trafo | tap_step_percent | float64
52 | trafo | tap_step_degree | float64
53 | trafo | tap_pos | int32
54 | trafo | tap_phase_shifter | bool
55 | trafo | parallel | uint32
56 | trafo | df | float64
57 | trafo | in_service | bool
58 | line_geodata | coords | object
59 | bus_geodata | x | float64
60 | bus_geodata | y | float64
61 | bus_geodata | coords | object

## parameters
| version | format_version | converged | OPF_converged | name | f_hz | sn_mva
0 | 2.14.6 | 2.14.0 | FALSE | FALSE |  | 50 | 1