## bus
| name | vn_kv | type | zone | in_service
0 | bus_LV_6461-1_0_5_node_0 | 0.4 | n |  | TRUE
1 | bus_LV_6461-1_0_5_node_1 | 0.4 | n |  | TRUE
2 | bus_LV_6461-1_0_5_node_2 | 0.4 | n |  | TRUE
3 | bus_LV_6461-1_0_5_node_3 | 0.4 | n |  | TRUE
4 | bus_LV_6461-1_0_5_node_4 | 0.4 | n |  | TRUE
5 | bus_LV_6461-1_0_5_node_5 | 0.4 | n |  | TRUE
6 | bus_LV_6461-1_0_5_node_6 | 0.4 | n |  | TRUE
7 | bus_LV_6461-1_0_5_node_16 | 0.4 | n |  | TRUE
8 | bus_LV_6461-1_0_5_node_43 | 0.4 | n |  | TRUE
9 | bus_LV_6461-1_0_5_node_7 | 0.4 | n |  | TRUE
10 | bus_LV_6461-1_0_5_node_14 | 0.4 | n |  | TRUE
11 | bus_LV_6461-1_0_5_node_12 | 0.4 | n |  | TRUE
12 | bus_LV_6461-1_0_5_node_44 | 0.4 | n |  | TRUE
13 | bus_LV_6461-1_0_5_node_73 | 0.4 | n |  | TRUE
14 | bus_LV_6461-1_0_5_node_9 | 0.4 | n |  | TRUE
15 | bus_LV_6461-1_0_5_node_8 | 0.4 | n |  | TRUE
16 | bus_LV_6461-1_0_5_node_10 | 0.4 | n |  | TRUE
17 | bus_LV_6461-1_0_5_node_11 | 0.4 | n |  | TRUE
18 | bus_LV_6461-1_0_5_node_18 | 0.4 | n |  | TRUE
19 | bus_LV_6461-1_0_5_node_19 | 0.4 | n |  | TRUE
20 | bus_LV_6461-1_0_5_node_13 | 0.4 | n |  | TRUE
21 | bus_LV_6461-1_0_5_node_15 | 0.4 | n |  | TRUE
22 | bus_LV_6461-1_0_5_node_17 | 0.4 | n |  | TRUE
23 | bus_LV_6461-1_0_5_node_22 | 0.4 | n |  | TRUE
24 | bus_LV_6461-1_0_5_node_23 | 0.4 | n |  | TRUE
25 | bus_LV_6461-1_0_5_node_24 | 0.4 | n |  | TRUE
26 | bus_LV_6461-1_0_5_node_20 | 0.4 | n |  | TRUE
27 | bus_LV_6461-1_0_5_node_21 | 0.4 | n |  | TRUE
28 | bus_LV_6461-1_0_5_node_26 | 0.4 | n |  | TRUE
29 | bus_LV_6461-1_0_5_node_45 | 0.4 | n |  | TRUE
30 | bus_LV_6461-1_0_5_node_46 | 0.4 | n |  | TRUE
31 | bus_LV_6461-1_0_5_node_25 | 0.4 | n |  | TRUE
32 | bus_LV_6461-1_0_5_node_27 | 0.4 | n |  | TRUE
33 | bus_LV_6461-1_0_5_node_28 | 0.4 | n |  | TRUE
34 | bus_LV_6461-1_0_5_node_29 | 0.4 | n |  | TRUE
35 | bus_LV_6461-1_0_5_node_30 | 0.4 | n |  | TRUE
36 | bus_LV_6461-1_0_5_node_31 | 0.4 | n |  | TRUE
37 | bus_LV_6461-1_0_5_node_60 | 0.4 | n |  | TRUE
38 | bus_LV_6461-1_0_5_node_68 | 0.4 | n |  | TRUE
39 | bus_LV_6461-1_0_5_node_32 | 0.4 | n |  | TRUE
40 | bus_LV_6461-1_0_5_node_61 | 0.4 | n |  | TRUE
41 | bus_LV_6461-1_0_5_node_69 | 0.4 | n |  | TRUE
42 | bus_LV_6461-1_0_5_node_33 | 0.4 | n |  | TRUE
43 | bus_LV_6461-1_0_5_node_34 | 0.4 | n |  | TRUE
44 | bus_LV_6461-1_0_5_node_35 | 0.4 | n |  | TRUE
45 | bus_LV_6461-1_0_5_node_36 | 0.4 | n |  | TRUE
46 | bus_LV_6461-1_0_5_node_37 | 0.4 | n |  | TRUE
47 | bus_LV_6461-1_0_5_node_38 | 0.4 | n |  | TRUE
48 | bus_LV_6461-1_0_5_node_40 | 0.4 | n |  | TRUE
49 | bus_LV_6461-1_0_5_node_39 | 0.4 | n |  | TRUE
50 | bus_LV_6461-1_0_5_node_41 | 0.4 | n |  | TRUE
51 | bus_LV_6461-1_0_5_node_42 | 0.4 | n |  | TRUE
52 | bus_LV_6461-1_0_5_node_203 | 0.4 | n |  | TRUE
53 | bus_LV_6461-1_0_5_node_57 | 0.4 | n |  | TRUE
54 | bus_LV_6461-1_0_5_node_74 | 0.4 | n |  | TRUE
55 | bus_LV_6461-1_0_5_node_75 | 0.4 | n |  | TRUE
56 | bus_LV_6461-1_0_5_node_77 | 0.4 | n |  | TRUE
57 | bus_LV_6461-1_0_5_node_76 | 0.4 | n |  | TRUE
58 | bus_LV_6461-1_0_5_node_78 | 0.4 | n |  | TRUE
59 | bus_LV_6461-1_0_5_node_56 | 0.4 | n |  | TRUE
60 | bus_LV_6461-1_0_5_node_47 | 0.4 | n |  | TRUE
61 | bus_LV_6461-1_0_5_node_48 | 0.4 | n |  | TRUE
62 | bus_LV_6461-1_0_5_node_58 | 0.4 | n |  | TRUE
63 | bus_LV_6461-1_0_5_node_50 | 0.4 | n |  | TRUE
64 | bus_LV_6461-1_0_5_node_49 | 0.4 | n |  | TRUE
65 | bus_LV_6461-1_0_5_node_59 | 0.4 | n |  | TRUE
66 | bus_LV_6461-1_0_5_node_51 | 0.4 | n |  | TRUE
67 | bus_LV_6461-1_0_5_node_52 | 0.4 | n |  | TRUE
68 | bus_LV_6461-1_0_5_node_53 | 0.4 | n |  | TRUE
69 | bus_LV_6461-1_0_5_node_54 | 0.4 | n |  | TRUE
70 | bus_LV_6461-1_0_5_node_55 | 0.4 | n |  | TRUE
71 | bus_LV_6461-1_0_5_node_62 | 0.4 | n |  | TRUE
72 | bus_LV_6461-1_0_5_node_63 | 0.4 | n |  | TRUE
73 | bus_LV_6461-1_0_5_node_64 | 0.4 | n |  | TRUE
74 | bus_LV_6461-1_0_5_node_65 | 0.4 | n |  | TRUE
75 | bus_LV_6461-1_0_5_node_66 | 0.4 | n |  | TRUE
76 | bus_LV_6461-1_0_5_node_67 | 0.4 | n |  | TRUE
77 | bus_LV_6461-1_0_5_node_70 | 0.4 | n |  | TRUE
78 | bus_LV_6461-1_0_5_node_71 | 0.4 | n |  | TRUE
79 | bus_LV_6461-1_0_5_node_72 | 0.4 | n |  | TRUE
80 | bus_LV_6461-1_0_5_node_98 | 0.4 | n |  | TRUE
81 | bus_LV_6461-1_0_5_node_93 | 0.4 | n |  | TRUE
82 | bus_LV_6461-1_0_5_node_99 | 0.4 | n |  | TRUE
83 | bus_LV_6461-1_0_5_node_96 | 0.4 | n |  | TRUE
84 | bus_LV_6461-1_0_5_node_91 | 0.4 | n |  | TRUE
85 | bus_LV_6461-1_0_5_node_79 | 0.4 | n |  | TRUE
86 | bus_LV_6461-1_0_5_node_80 | 0.4 | n |  | TRUE
87 | bus_LV_6461-1_0_5_node_81 | 0.4 | n |  | TRUE
88 | bus_LV_6461-1_0_5_node_82 | 0.4 | n |  | TRUE
89 | bus_LV_6461-1_0_5_node_147 | 0.4 | n |  | TRUE
90 | bus_LV_6461-1_0_5_node_146 | 0.4 | n |  | TRUE
91 | bus_LV_6461-1_0_5_node_83 | 0.4 | n |  | TRUE
92 | bus_LV_6461-1_0_5_node_84 | 0.4 | n |  | TRUE
93 | bus_LV_6461-1_0_5_node_86 | 0.4 | n |  | TRUE
94 | bus_LV_6461-1_0_5_node_87 | 0.4 | n |  | TRUE
95 | bus_LV_6461-1_0_5_node_85 | 0.4 | n |  | TRUE
96 | bus_LV_6461-1_0_5_node_88 | 0.4 | n |  | TRUE
97 | bus_LV_6461-1_0_5_node_89 | 0.4 | n |  | TRUE
98 | bus_LV_6461-1_0_5_node_90 | 0.4 | n |  | TRUE
99 | bus_LV_6461-1_0_5_node_106 | 0.4 | n |  | TRUE
100 | bus_LV_6461-1_0_5_node_94 | 0.4 | n |  | TRUE
101 | bus_LV_6461-1_0_5_node_217 | 0.4 | n |  | TRUE
102 | bus_LV_6461-1_0_5_node_107 | 0.4 | n |  | TRUE
103 | bus_LV_6461-1_0_5_node_108 | 0.4 | n |  | TRUE
104 | bus_LV_6461-1_0_5_node_97 | 0.4 | n |  | TRUE
105 | bus_LV_6461-1_0_5_node_221 | 0.4 | n |  | TRUE
106 | bus_LV_6461-1_0_5_node_220 | 0.4 | n |  | TRUE
107 | bus_LV_6461-1_0_5_node_95 | 0.4 | n |  | TRUE
108 | bus_LV_6461-1_0_5_node_216 | 0.4 | n |  | TRUE
109 | bus_LV_6461-1_0_5_node_92 | 0.4 | n |  | TRUE
110 | bus_LV_6461-1_0_5_node_101 | 0.4 | n |  | TRUE
111 | bus_LV_6461-1_0_5_node_102 | 0.4 | n |  | TRUE
112 | bus_LV_6461-1_0_5_node_103 | 0.4 | n |  | TRUE
113 | bus_LV_6461-1_0_5_node_222 | 0.4 | n |  | TRUE
114 | bus_LV_6461-1_0_5_node_219 | 0.4 | n |  | TRUE
115 | bus_LV_6461-1_0_5_node_100 | 0.4 | n |  | TRUE
116 | bus_LV_6461-1_0_5_node_105 | 0.4 | n |  | TRUE
117 | bus_LV_6461-1_0_5_node_104 | 0.4 | n |  | TRUE
118 | bus_LV_6461-1_0_5_node_112 | 0.4 | n |  | TRUE
119 | bus_LV_6461-1_0_5_node_109 | 0.4 | n |  | TRUE
120 | bus_LV_6461-1_0_5_node_113 | 0.4 | n |  | TRUE
121 | bus_LV_6461-1_0_5_node_225 | 0.4 | n |  | TRUE
122 | bus_LV_6461-1_0_5_node_110 | 0.4 | n |  | TRUE
123 | bus_LV_6461-1_0_5_node_114 | 0.4 | n |  | TRUE
124 | bus_LV_6461-1_0_5_node_111 | 0.4 | n |  | TRUE
125 | bus_LV_6461-1_0_5_node_121 | 0.4 | n |  | TRUE
126 | bus_LV_6461-1_0_5_node_118 | 0.4 | n |  | TRUE
127 | bus_LV_6461-1_0_5_node_115 | 0.4 | n |  | TRUE
128 | bus_LV_6461-1_0_5_node_116 | 0.4 | n |  | TRUE
129 | bus_LV_6461-1_0_5_node_117 | 0.4 | n |  | TRUE
130 | bus_LV_6461-1_0_5_node_119 | 0.4 | n |  | TRUE
131 | bus_LV_6461-1_0_5_node_120 | 0.4 | n |  | TRUE
132 | bus_LV_6461-1_0_5_node_123 | 0.4 | n |  | TRUE
133 | bus_LV_6461-1_0_5_node_139 | 0.4 | n |  | TRUE
134 | bus_LV_6461-1_0_5_node_122 | 0.4 | n |  | TRUE
135 | bus_LV_6461-1_0_5_node_140 | 0.4 | n |  | TRUE
136 | bus_LV_6461-1_0_5_node_124 | 0.4 | n |  | TRUE
137 | bus_LV_6461-1_0_5_node_125 | 0.4 | n |  | TRUE
138 | bus_LV_6461-1_0_5_node_126 | 0.4 | n |  | TRUE
139 | bus_LV_6461-1_0_5_node_127 | 0.4 | n |  | TRUE
140 | bus_LV_6461-1_0_5_node_128 | 0.4 | n |  | TRUE
141 | bus_LV_6461-1_0_5_node_129 | 0.4 | n |  | TRUE
142 | bus_LV_6461-1_0_5_node_130 | 0.4 | n |  | TRUE
143 | bus_LV_6461-1_0_5_node_131 | 0.4 | n |  | TRUE
144 | bus_LV_6461-1_0_5_node_132 | 0.4 | n |  | TRUE
145 | bus_LV_6461-1_0_5_node_133 | 0.4 | n |  | TRUE
146 | bus_LV_6461-1_0_5_node_134 | 0.4 | n |  | TRUE
147 | bus_LV_6461-1_0_5_node_144 | 0.4 | n |  | TRUE
148 | bus_LV_6461-1_0_5_node_204 | 0.4 | n |  | TRUE
149 | bus_LV_6461-1_0_5_node_137 | 0.4 | n |  | TRUE
150 | bus_LV_6461-1_0_5_node_143 | 0.4 | n |  | TRUE
151 | bus_LV_6461-1_0_5_node_135 | 0.4 | n |  | TRUE
152 | bus_LV_6461-1_0_5_node_136 | 0.4 | n |  | TRUE
153 | bus_LV_6461-1_0_5_node_138 | 0.4 | n |  | TRUE
154 | bus_LV_6461-1_0_5_node_141 | 0.4 | n |  | TRUE
155 | bus_LV_6461-1_0_5_node_142 | 0.4 | n |  | TRUE
156 | bus_LV_6461-1_0_5_node_152 | 0.4 | n |  | TRUE
157 | bus_LV_6461-1_0_5_node_173 | 0.4 | n |  | TRUE
158 | bus_LV_6461-1_0_5_node_150 | 0.4 | n |  | TRUE
159 | bus_LV_6461-1_0_5_node_174 | 0.4 | n |  | TRUE
160 | bus_LV_6461-1_0_5_node_148 | 0.4 | n |  | TRUE
161 | bus_LV_6461-1_0_5_node_149 | 0.4 | n |  | TRUE
162 | bus_LV_6461-1_0_5_node_151 | 0.4 | n |  | TRUE
163 | bus_LV_6461-1_0_5_node_153 | 0.4 | n |  | TRUE
164 | bus_LV_6461-1_0_5_node_154 | 0.4 | n |  | TRUE
165 | bus_LV_6461-1_0_5_node_165 | 0.4 | n |  | TRUE
166 | bus_LV_6461-1_0_5_node_171 | 0.4 | n |  | TRUE
167 | bus_LV_6461-1_0_5_node_178 | 0.4 | n |  | TRUE
168 | bus_LV_6461-1_0_5_node_166 | 0.4 | n |  | TRUE
169 | bus_LV_6461-1_0_5_node_180 | 0.4 | n |  | TRUE
170 | bus_LV_6461-1_0_5_node_169 | 0.4 | n |  | TRUE
171 | bus_LV_6461-1_0_5_node_179 | 0.4 | n |  | TRUE
172 | bus_LV_6461-1_0_5_node_155 | 0.4 | n |  | TRUE
173 | bus_LV_6461-1_0_5_node_156 | 0.4 | n |  | TRUE
174 | bus_LV_6461-1_0_5_node_157 | 0.4 | n |  | TRUE
175 | bus_LV_6461-1_0_5_node_158 | 0.4 | n |  | TRUE
176 | bus_LV_6461-1_0_5_node_159 | 0.4 | n |  | TRUE
177 | bus_LV_6461-1_0_5_node_206 | 0.4 | n |  | TRUE
178 | bus_LV_6461-1_0_5_node_205 | 0.4 | n |  | TRUE
179 | bus_LV_6461-1_0_5_node_163 | 0.4 | n |  | TRUE
180 | bus_LV_6461-1_0_5_node_160 | 0.4 | n |  | TRUE
181 | bus_LV_6461-1_0_5_node_161 | 0.4 | n |  | TRUE
182 | bus_LV_6461-1_0_5_node_162 | 0.4 | n |  | TRUE
183 | bus_LV_6461-1_0_5_node_164 | 0.4 | n |  | TRUE
184 | bus_LV_6461-1_0_5_node_208 | 0.4 | n |  | TRUE
185 | bus_LV_6461-1_0_5_node_209 | 0.4 | n |  | TRUE
186 | bus_LV_6461-1_0_5_node_167 | 0.4 | n |  | TRUE
187 | bus_LV_6461-1_0_5_node_168 | 0.4 | n |  | TRUE
188 | bus_LV_6461-1_0_5_node_170 | 0.4 | n |  | TRUE
189 | bus_LV_6461-1_0_5_node_172 | 0.4 | n |  | TRUE
190 | bus_LV_6461-1_0_5_node_211 | 0.4 | n |  | TRUE
191 | bus_LV_6461-1_0_5_node_185 | 0.4 | n |  | TRUE
192 | bus_LV_6461-1_0_5_node_183 | 0.4 | n |  | TRUE
193 | bus_LV_6461-1_0_5_node_210 | 0.4 | n |  | TRUE
194 | bus_LV_6461-1_0_5_node_181 | 0.4 | n |  | TRUE
195 | bus_LV_6461-1_0_5_node_184 | 0.4 | n |  | TRUE
196 | bus_LV_6461-1_0_5_node_175 | 0.4 | n |  | TRUE
197 | bus_LV_6461-1_0_5_node_176 | 0.4 | n |  | TRUE
198 | bus_LV_6461-1_0_5_node_177 | 0.4 | n |  | TRUE
199 | bus_LV_6461-1_0_5_node_182 | 0.4 | n |  | TRUE
200 | bus_LV_6461-1_0_5_node_188 | 0.4 | n |  | TRUE
201 | bus_LV_6461-1_0_5_node_189 | 0.4 | n |  | TRUE
202 | bus_LV_6461-1_0_5_node_186 | 0.4 | n |  | TRUE
203 | bus_LV_6461-1_0_5_node_187 | 0.4 | n |  | TRUE
204 | bus_LV_6461-1_0_5_node_200 | 0.4 | n |  | TRUE
205 | bus_LV_6461-1_0_5_node_198 | 0.4 | n |  | TRUE
206 | bus_LV_6461-1_0_5_node_193 | 0.4 | n |  | TRUE
207 | bus_LV_6461-1_0_5_node_195 | 0.4 | n |  | TRUE
208 | bus_LV_6461-1_0_5_node_194 | 0.4 | n |  | TRUE
209 | bus_LV_6461-1_0_5_node_199 | 0.4 | n |  | TRUE
210 | bus_LV_6461-1_0_5_node_196 | 0.4 | n |  | TRUE
211 | bus_LV_6461-1_0_5_node_190 | 0.4 | n |  | TRUE
212 | bus_LV_6461-1_0_5_node_191 | 0.4 | n |  | TRUE
213 | bus_LV_6461-1_0_5_node_192 | 0.4 | n |  | TRUE
214 | bus_LV_6461-1_0_5_node_197 | 0.4 | n |  | TRUE
215 | bus_LV_6461-1_0_5_node_212 | 0.4 | n |  | TRUE
216 | bus_LV_6461-1_0_5_node_213 | 0.4 | n |  | TRUE
217 | bus_LV_6461-1_0_5_node_214 | 0.4 | n |  | TRUE
218 | bus_LV_6461-1_0_5_node_215 | 0.4 | n |  | TRUE
219 | bus_LV_6461-1_0_5_node_218 | 0.4 | n |  | TRUE
220 | bus_LV_6461-1_0_5_node_223 | 0.4 | n |  | TRUE
221 | bus_LV_6461-1_0_5_node_224 | 0.4 | n |  | TRUE
222 | bus_MV_444_1_node_151 | 20 | n |  | TRUE

## load
| name | bus | p_mw | q_mvar | const_z_percent | const_i_percent | sn_mva | scaling | in_service | type
0 | LV_6461-1_0_5_load_0 | 0 | 0.0028674 | 0.00071863 | 0 | 0 |  | 1 | TRUE | wye
1 | LV_6461-1_0_5_load_1 | 1 | 0.0006801 | 0.00017045 | 0 | 0 |  | 1 | TRUE | wye
2 | LV_6461-1_0_5_load_3 | 3 | 0.0010174 | 0.00025499 | 0 | 0 |  | 1 | TRUE | wye
3 | LV_6461-1_0_5_load_5 | 5 | 0.00090831 | 0.00022764 | 0 | 0 |  | 1 | TRUE | wye
4 | LV_6461-1_0_5_load_6 | 6 | 0.0010584 | 0.00026527 | 0 | 0 |  | 1 | TRUE | wye
5 | LV_6461-1_0_5_load_16 | 7 | 0.0033891 | 0.00084939 | 0 | 0 |  | 1 | TRUE | wye
6 | LV_6461-1_0_5_load_7 | 9 | 0.0010608 | 0.00026585 | 0 | 0 |  | 1 | TRUE | wye
7 | LV_6461-1_0_5_load_12 | 11 | 0.0016957 | 0.00042498 | 0 | 0 |  | 1 | TRUE | wye
8 | LV_6461-1_0_5_load_44 | 12 | 0.00081168 | 0.00020343 | 0 | 0 |  | 1 | TRUE | wye
9 | LV_6461-1_0_5_load_73 | 13 | 0.0022635 | 0.00056729 | 0 | 0 |  | 1 | TRUE | wye
10 | LV_6461-1_0_5_load_9 | 14 | 0.001483 | 0.00037167 | 0 | 0 |  | 1 | TRUE | wye
11 | LV_6461-1_0_5_load_8 | 15 | 0.0013494 | 0.00033818 | 0 | 0 |  | 1 | TRUE | wye
12 | LV_6461-1_0_5_load_10 | 16 | 0.0013421 | 0.00033636 | 0 | 0 |  | 1 | TRUE | wye
13 | LV_6461-1_0_5_load_11 | 17 | 0.0013495 | 0.00033821 | 0 | 0 |  | 1 | TRUE | wye
14 | LV_6461-1_0_5_load_18 | 18 | 0.0014824 | 0.00037151 | 0 | 0 |  | 1 | TRUE | wye
15 | LV_6461-1_0_5_load_13 | 20 | 0.0012512 | 0.00031357 | 0 | 0 |  | 1 | TRUE | wye
16 | LV_6461-1_0_5_load_15 | 21 | 0.0013176 | 0.00033023 | 0 | 0 |  | 1 | TRUE | wye
17 | LV_6461-1_0_5_load_17 | 22 | 0.0028633 | 0.00071762 | 0 | 0 |  | 1 | TRUE | wye
18 | LV_6461-1_0_5_load_22 | 23 | 0.0012372 | 0.00031007 | 0 | 0 |  | 1 | TRUE | wye
19 | LV_6461-1_0_5_load_23 | 24 | 0.0027891 | 0.00069901 | 0 | 0 |  | 1 | TRUE | wye
20 | LV_6461-1_0_5_load_24 | 25 | 0.0015909 | 0.00039873 | 0 | 0 |  | 1 | TRUE | wye
21 | LV_6461-1_0_5_load_20 | 26 | 0.0016147 | 0.00040468 | 0 | 0 |  | 1 | TRUE | wye
22 | LV_6461-1_0_5_load_21 | 27 | 0.0017561 | 0.00044012 | 0 | 0 |  | 1 | TRUE | wye
23 | LV_6461-1_0_5_load_26 | 28 | 0.0015535 | 0.00038935 | 0 | 0 |  | 1 | TRUE | wye
24 | LV_6461-1_0_5_load_45 | 29 | 0.0012985 | 0.00032544 | 0 | 0 |  | 1 | TRUE | wye
25 | LV_6461-1_0_5_load_28 | 33 | 0.00076365 | 0.00019139 | 0 | 0 |  | 1 | TRUE | wye
26 | LV_6461-1_0_5_load_29 | 34 | 0.0017465 | 0.0004377 | 0 | 0 |  | 1 | TRUE | wye
27 | LV_6461-1_0_5_load_31 | 36 | 0.0021363 | 0.0005354 | 0 | 0 |  | 1 | TRUE | wye
28 | LV_6461-1_0_5_load_60 | 37 | 0.00097047 | 0.00024322 | 0 | 0 |  | 1 | TRUE | wye
29 | LV_6461-1_0_5_load_68 | 38 | 0.0012027 | 0.00030142 | 0 | 0 |  | 1 | TRUE | wye
30 | LV_6461-1_0_5_load_32 | 39 | 0.00079552 | 0.00019938 | 0 | 0 |  | 1 | TRUE | wye
31 | LV_6461-1_0_5_load_61 | 40 | 0.0007885 | 0.00019762 | 0 | 0 |  | 1 | TRUE | wye
32 | LV_6461-1_0_5_load_69 | 41 | 0.0023419 | 0.00058694 | 0 | 0 |  | 1 | TRUE | wye
33 | LV_6461-1_0_5_load_33 | 42 | 0.00073436 | 0.00018405 | 0 | 0 |  | 1 | TRUE | wye
34 | LV_6461-1_0_5_load_34 | 43 | 0.00067872 | 0.0001701 | 0 | 0 |  | 1 | TRUE | wye
35 | LV_6461-1_0_5_load_35 | 44 | 0.0012188 | 0.00030546 | 0 | 0 |  | 1 | TRUE | wye
36 | LV_6461-1_0_5_load_37 | 46 | 0.0015719 | 0.00039396 | 0 | 0 |  | 1 | TRUE | wye
37 | LV_6461-1_0_5_load_38 | 47 | 0.0018755 | 0.00047006 | 0 | 0 |  | 1 | TRUE | wye
38 | LV_6461-1_0_5_load_40 | 48 | 0.0015851 | 0.00039727 | 0 | 0 |  | 1 | TRUE | wye
39 | LV_6461-1_0_5_load_39 | 49 | 0.0018772 | 0.00047048 | 0 | 0 |  | 1 | TRUE | wye
40 | LV_6461-1_0_5_load_41 | 50 | 0.0015863 | 0.00039756 | 0 | 0 |  | 1 | TRUE | wye
41 | LV_6461-1_0_5_load_42 | 51 | 0.0015708 | 0.00039368 | 0 | 0 |  | 1 | TRUE | wye
42 | LV_6461-1_0_5_load_203 | 52 | 0.0018433 | 0.00046199 | 0 | 0 |  | 1 | TRUE | wye
43 | LV_6461-1_0_5_load_57 | 53 | 0.00093067 | 0.00023325 | 0 | 0 |  | 1 | TRUE | wye
44 | LV_6461-1_0_5_load_77 | 56 | 0.0011498 | 0.00028817 | 0 | 0 |  | 1 | TRUE | wye
45 | LV_6461-1_0_5_load_76 | 57 | 0.0039656 | 0.00099387 | 0 | 0 |  | 1 | TRUE | wye
46 | LV_6461-1_0_5_load_78 | 58 | 0.00027107 | 6.7936e-05 | 0 | 0 |  | 1 | TRUE | wye
47 | LV_6461-1_0_5_load_56 | 59 | 0.0010936 | 0.00027407 | 0 | 0 |  | 1 | TRUE | wye
48 | LV_6461-1_0_5_load_48 | 61 | 0.001678 | 0.00042055 | 0 | 0 |  | 1 | TRUE | wye
49 | LV_6461-1_0_5_load_58 | 62 | 0.001046 | 0.00026216 | 0 | 0 |  | 1 | TRUE | wye
50 | LV_6461-1_0_5_load_50 | 63 | 0.0014897 | 0.00037336 | 0 | 0 |  | 1 | TRUE | wye
51 | LV_6461-1_0_5_load_49 | 64 | 0.0011361 | 0.00028473 | 0 | 0 |  | 1 | TRUE | wye
52 | LV_6461-1_0_5_load_59 | 65 | 0.0020129 | 0.00050449 | 0 | 0 |  | 1 | TRUE | wye
53 | LV_6461-1_0_5_load_51 | 66 | 0.00073094 | 0.00018319 | 0 | 0 |  | 1 | TRUE | wye
54 | LV_6461-1_0_5_load_52 | 67 | 0.0018513 | 0.00046397 | 0 | 0 |  | 1 | TRUE | wye
55 | LV_6461-1_0_5_load_53 | 68 | 0.00068158 | 0.00017082 | 0 | 0 |  | 1 | TRUE | wye
56 | LV_6461-1_0_5_load_54 | 69 | 0.00084383 | 0.00021148 | 0 | 0 |  | 1 | TRUE | wye
57 | LV_6461-1_0_5_load_55 | 70 | 0.00074121 | 0.00018576 | 0 | 0 |  | 1 | TRUE | wye
58 | LV_6461-1_0_5_load_62 | 71 | 0.0011781 | 0.00029527 | 0 | 0 |  | 1 | TRUE | wye
59 | LV_6461-1_0_5_load_63 | 72 | 0.0024516 | 0.00061443 | 0 | 0 |  | 1 | TRUE | wye
60 | LV_6461-1_0_5_load_64 | 73 | 0.0023713 | 0.00059431 | 0 | 0 |  | 1 | TRUE | wye
61 | LV_6461-1_0_5_load_65 | 74 | 0.0022486 | 0.00056355 | 0 | 0 |  | 1 | TRUE | wye
62 | LV_6461-1_0_5_load_66 | 75 | 0.0031285 | 0.00078409 | 0 | 0 |  | 1 | TRUE | wye
63 | LV_6461-1_0_5_load_70 | 77 | 0.0020901 | 0.00052384 | 0 | 0 |  | 1 | TRUE | wye
64 | LV_6461-1_0_5_load_71 | 78 | 0.00090099 | 0.00022581 | 0 | 0 |  | 1 | TRUE | wye
65 | LV_6461-1_0_5_load_98 | 80 | 0.00059259 | 0.00014852 | 0 | 0 |  | 1 | TRUE | wye
66 | LV_6461-1_0_5_load_99 | 82 | 0.00065898 | 0.00016516 | 0 | 0 |  | 1 | TRUE | wye
67 | LV_6461-1_0_5_load_96 | 83 | 0.00072401 | 0.00018145 | 0 | 0 |  | 1 | TRUE | wye
68 | LV_6461-1_0_5_load_79 | 85 | 0.00043599 | 0.00010927 | 0 | 0 |  | 1 | TRUE | wye
69 | LV_6461-1_0_5_load_80 | 86 | 0.0010658 | 0.00026711 | 0 | 0 |  | 1 | TRUE | wye
70 | LV_6461-1_0_5_load_81 | 87 | 0.0004658 | 0.00011674 | 0 | 0 |  | 1 | TRUE | wye
71 | LV_6461-1_0_5_load_82 | 88 | 0.00089112 | 0.00022334 | 0 | 0 |  | 1 | TRUE | wye
72 | LV_6461-1_0_5_load_147 | 89 | 0.0020483 | 0.00051335 | 0 | 0 |  | 1 | TRUE | wye
73 | LV_6461-1_0_5_load_146 | 90 | 0.00079726 | 0.00019981 | 0 | 0 |  | 1 | TRUE | wye
74 | LV_6461-1_0_5_load_83 | 91 | 0.001 | 0.00025062 | 0 | 0 |  | 1 | TRUE | wye
75 | LV_6461-1_0_5_load_86 | 93 | 0.0014491 | 0.00036318 | 0 | 0 |  | 1 | TRUE | wye
76 | LV_6461-1_0_5_load_87 | 94 | 0.00049047 | 0.00012292 | 0 | 0 |  | 1 | TRUE | wye
77 | LV_6461-1_0_5_load_89 | 97 | 0.00071137 | 0.00017829 | 0 | 0 |  | 1 | TRUE | wye
78 | LV_6461-1_0_5_load_90 | 98 | 0.0013055 | 0.00032719 | 0 | 0 |  | 1 | TRUE | wye
79 | LV_6461-1_0_5_load_94 | 100 | 0.00079347 | 0.00019886 | 0 | 0 |  | 1 | TRUE | wye
80 | LV_6461-1_0_5_load_217 | 101 | 0.00071265 | 0.00017861 | 0 | 0 |  | 1 | TRUE | wye
81 | LV_6461-1_0_5_load_108 | 103 | 0.00073206 | 0.00018347 | 0 | 0 |  | 1 | TRUE | wye
82 | LV_6461-1_0_5_load_221 | 105 | 0.00071058 | 0.00017809 | 0 | 0 |  | 1 | TRUE | wye
83 | LV_6461-1_0_5_load_220 | 106 | 0.0007128 | 0.00017864 | 0 | 0 |  | 1 | TRUE | wye
84 | LV_6461-1_0_5_load_95 | 107 | 0.0023225 | 0.00058208 | 0 | 0 |  | 1 | TRUE | wye
85 | LV_6461-1_0_5_load_92 | 109 | 0.001362 | 0.00034135 | 0 | 0 |  | 1 | TRUE | wye
86 | LV_6461-1_0_5_load_103 | 112 | 0.0014789 | 0.00037064 | 0 | 0 |  | 1 | TRUE | wye
87 | LV_6461-1_0_5_load_222 | 113 | 0.00073369 | 0.00018388 | 0 | 0 |  | 1 | TRUE | wye
88 | LV_6461-1_0_5_load_219 | 114 | 0.00073143 | 0.00018331 | 0 | 0 |  | 1 | TRUE | wye
89 | LV_6461-1_0_5_load_100 | 115 | 0.0017433 | 0.00043691 | 0 | 0 |  | 1 | TRUE | wye
90 | LV_6461-1_0_5_load_105 | 116 | 0.0044025 | 0.0011034 | 0 | 0 |  | 1 | TRUE | wye
91 | LV_6461-1_0_5_load_104 | 117 | 0.0014643 | 0.00036699 | 0 | 0 |  | 1 | TRUE | wye
92 | LV_6461-1_0_5_load_109 | 119 | 0.0007827 | 0.00019616 | 0 | 0 |  | 1 | TRUE | wye
93 | LV_6461-1_0_5_load_113 | 120 | 0.0016583 | 0.00041562 | 0 | 0 |  | 1 | TRUE | wye
94 | LV_6461-1_0_5_load_225 | 121 | 0.0020483 | 0.00051336 | 0 | 0 |  | 1 | TRUE | wye
95 | LV_6461-1_0_5_load_110 | 122 | 0.0017035 | 0.00042694 | 0 | 0 |  | 1 | TRUE | wye
96 | LV_6461-1_0_5_load_114 | 123 | 0.0015588 | 0.00039068 | 0 | 0 |  | 1 | TRUE | wye
97 | LV_6461-1_0_5_load_111 | 124 | 0.0018287 | 0.0004583 | 0 | 0 |  | 1 | TRUE | wye
98 | LV_6461-1_0_5_load_121 | 125 | 0.00095463 | 0.00023925 | 0 | 0 |  | 1 | TRUE | wye
99 | LV_6461-1_0_5_load_118 | 126 | 0.00061887 | 0.0001551 | 0 | 0 |  | 1 | TRUE | wye
100 | LV_6461-1_0_5_load_115 | 127 | 0.00051446 | 0.00012894 | 0 | 0 |  | 1 | TRUE | wye
101 | LV_6461-1_0_5_load_116 | 128 | 0.0005851 | 0.00014664 | 0 | 0 |  | 1 | TRUE | wye
102 | LV_6461-1_0_5_load_120 | 131 | 0.00073191 | 0.00018343 | 0 | 0 |  | 1 | TRUE | wye
103 | LV_6461-1_0_5_load_123 | 132 | 0.0016686 | 0.00041819 | 0 | 0 |  | 1 | TRUE | wye
104 | LV_6461-1_0_5_load_139 | 133 | 0.0012045 | 0.00030189 | 0 | 0 |  | 1 | TRUE | wye
105 | LV_6461-1_0_5_load_122 | 134 | 0.0025048 | 0.00062776 | 0 | 0 |  | 1 | TRUE | wye
106 | LV_6461-1_0_5_load_124 | 136 | 0.00097563 | 0.00024451 | 0 | 0 |  | 1 | TRUE | wye
107 | LV_6461-1_0_5_load_125 | 137 | 0.002005 | 0.00050251 | 0 | 0 |  | 1 | TRUE | wye
108 | LV_6461-1_0_5_load_126 | 138 | 0.00155 | 0.00038848 | 0 | 0 |  | 1 | TRUE | wye
109 | LV_6461-1_0_5_load_128 | 140 | 0.0024051 | 0.00060278 | 0 | 0 |  | 1 | TRUE | wye
110 | LV_6461-1_0_5_load_129 | 141 | 0.0025934 | 0.00064996 | 0 | 0 |  | 1 | TRUE | wye
111 | LV_6461-1_0_5_load_130 | 142 | 0.0015909 | 0.00039871 | 0 | 0 |  | 1 | TRUE | wye
112 | LV_6461-1_0_5_load_131 | 143 | 0.0017084 | 0.00042817 | 0 | 0 |  | 1 | TRUE | wye
113 | LV_6461-1_0_5_load_144 | 147 | 0.0086998 | 0.0021804 | 0 | 0 |  | 1 | TRUE | wye
114 | LV_6461-1_0_5_load_204 | 148 | 0.001205 | 0.000302 | 0 | 0 |  | 1 | TRUE | wye
115 | LV_6461-1_0_5_load_137 | 149 | 0.001205 | 0.000302 | 0 | 0 |  | 1 | TRUE | wye
116 | LV_6461-1_0_5_load_143 | 150 | 0.0012058 | 0.00030221 | 0 | 0 |  | 1 | TRUE | wye
117 | LV_6461-1_0_5_load_135 | 151 | 0.0015953 | 0.00039982 | 0 | 0 |  | 1 | TRUE | wye
118 | LV_6461-1_0_5_load_136 | 152 | 0.0017268 | 0.00043277 | 0 | 0 |  | 1 | TRUE | wye
119 | LV_6461-1_0_5_load_138 | 153 | 0.0016861 | 0.00042258 | 0 | 0 |  | 1 | TRUE | wye
120 | LV_6461-1_0_5_load_141 | 154 | 0.013273 | 0.0033266 | 0 | 0 |  | 1 | TRUE | wye
121 | LV_6461-1_0_5_load_152 | 156 | 0.00078642 | 0.0001971 | 0 | 0 |  | 1 | TRUE | wye
122 | LV_6461-1_0_5_load_173 | 157 | 0.00061789 | 0.00015486 | 0 | 0 |  | 1 | TRUE | wye
123 | LV_6461-1_0_5_load_174 | 159 | 0.00074088 | 0.00018568 | 0 | 0 |  | 1 | TRUE | wye
124 | LV_6461-1_0_5_load_148 | 160 | 0.0091575 | 0.0022951 | 0 | 0 |  | 1 | TRUE | wye
125 | LV_6461-1_0_5_load_149 | 161 | 0.0013882 | 0.00034791 | 0 | 0 |  | 1 | TRUE | wye
126 | LV_6461-1_0_5_load_165 | 165 | 0.0027015 | 0.00067706 | 0 | 0 |  | 1 | TRUE | wye
127 | LV_6461-1_0_5_load_178 | 167 | 0.00088772 | 0.00022248 | 0 | 0 |  | 1 | TRUE | wye
128 | LV_6461-1_0_5_load_166 | 168 | 0.0083635 | 0.0020961 | 0 | 0 |  | 1 | TRUE | wye
129 | LV_6461-1_0_5_load_180 | 169 | 0.002064 | 0.00051729 | 0 | 0 |  | 1 | TRUE | wye
130 | LV_6461-1_0_5_load_179 | 171 | 0.0013334 | 0.00033418 | 0 | 0 |  | 1 | TRUE | wye
131 | LV_6461-1_0_5_load_155 | 172 | 0.0013514 | 0.0003387 | 0 | 0 |  | 1 | TRUE | wye
132 | LV_6461-1_0_5_load_156 | 173 | 0.0017316 | 0.00043399 | 0 | 0 |  | 1 | TRUE | wye
133 | LV_6461-1_0_5_load_157 | 174 | 0.0048208 | 0.0012082 | 0 | 0 |  | 1 | TRUE | wye
134 | LV_6461-1_0_5_load_158 | 175 | 0.0015665 | 0.0003926 | 0 | 0 |  | 1 | TRUE | wye
135 | LV_6461-1_0_5_load_159 | 176 | 0.0020142 | 0.00050479 | 0 | 0 |  | 1 | TRUE | wye
136 | LV_6461-1_0_5_load_206 | 177 | 0.0016007 | 0.00040118 | 0 | 0 |  | 1 | TRUE | wye
137 | LV_6461-1_0_5_load_205 | 178 | 0.0011927 | 0.00029891 | 0 | 0 |  | 1 | TRUE | wye
138 | LV_6461-1_0_5_load_163 | 179 | 0.0022442 | 0.00056246 | 0 | 0 |  | 1 | TRUE | wye
139 | LV_6461-1_0_5_load_160 | 180 | 0.0029797 | 0.00074677 | 0 | 0 |  | 1 | TRUE | wye
140 | LV_6461-1_0_5_load_161 | 181 | 0.0018397 | 0.00046106 | 0 | 0 |  | 1 | TRUE | wye
141 | LV_6461-1_0_5_load_162 | 182 | 0.0013495 | 0.00033823 | 0 | 0 |  | 1 | TRUE | wye
142 | LV_6461-1_0_5_load_164 | 183 | 0.0011945 | 0.00029936 | 0 | 0 |  | 1 | TRUE | wye
143 | LV_6461-1_0_5_load_208 | 184 | 0.0014973 | 0.00037525 | 0 | 0 |  | 1 | TRUE | wye
144 | LV_6461-1_0_5_load_209 | 185 | 0.0011198 | 0.00028064 | 0 | 0 |  | 1 | TRUE | wye
145 | LV_6461-1_0_5_load_167 | 186 | 0.0021378 | 0.00053579 | 0 | 0 |  | 1 | TRUE | wye
146 | LV_6461-1_0_5_load_168 | 187 | 0.0011195 | 0.00028056 | 0 | 0 |  | 1 | TRUE | wye
147 | LV_6461-1_0_5_load_170 | 188 | 0.0014987 | 0.00037562 | 0 | 0 |  | 1 | TRUE | wye
148 | LV_6461-1_0_5_load_211 | 190 | 0.0011954 | 0.00029961 | 0 | 0 |  | 1 | TRUE | wye
149 | LV_6461-1_0_5_load_185 | 191 | 0.0047238 | 0.0011839 | 0 | 0 |  | 1 | TRUE | wye
150 | LV_6461-1_0_5_load_183 | 192 | 0.0080815 | 0.0020254 | 0 | 0 |  | 1 | TRUE | wye
151 | LV_6461-1_0_5_load_210 | 193 | 0.0013484 | 0.00033794 | 0 | 0 |  | 1 | TRUE | wye
152 | LV_6461-1_0_5_load_181 | 194 | 0.001196 | 0.00029976 | 0 | 0 |  | 1 | TRUE | wye
153 | LV_6461-1_0_5_load_175 | 196 | 0.00038945 | 9.7605e-05 | 0 | 0 |  | 1 | TRUE | wye
154 | LV_6461-1_0_5_load_176 | 197 | 0.0031441 | 0.00078798 | 0 | 0 |  | 1 | TRUE | wye
155 | LV_6461-1_0_5_load_177 | 198 | 0.00072825 | 0.00018252 | 0 | 0 |  | 1 | TRUE | wye
156 | LV_6461-1_0_5_load_182 | 199 | 0.0015955 | 0.00039988 | 0 | 0 |  | 1 | TRUE | wye
157 | LV_6461-1_0_5_load_188 | 200 | 0.0015598 | 0.00039093 | 0 | 0 |  | 1 | TRUE | wye
158 | LV_6461-1_0_5_load_189 | 201 | 0.0012003 | 0.00030083 | 0 | 0 |  | 1 | TRUE | wye
159 | LV_6461-1_0_5_load_187 | 203 | 0.00043915 | 0.00011006 | 0 | 0 |  | 1 | TRUE | wye
160 | LV_6461-1_0_5_load_200 | 204 | 0.00036864 | 9.239e-05 | 0 | 0 |  | 1 | TRUE | wye
161 | LV_6461-1_0_5_load_193 | 206 | 0.0013306 | 0.00033347 | 0 | 0 |  | 1 | TRUE | wye
162 | LV_6461-1_0_5_load_195 | 207 | 0.00091185 | 0.00022853 | 0 | 0 |  | 1 | TRUE | wye
163 | LV_6461-1_0_5_load_194 | 208 | 0.00066472 | 0.00016659 | 0 | 0 |  | 1 | TRUE | wye
164 | LV_6461-1_0_5_load_199 | 209 | 0.00086957 | 0.00021793 | 0 | 0 |  | 1 | TRUE | wye
165 | LV_6461-1_0_5_load_196 | 210 | 0.0011473 | 0.00028755 | 0 | 0 |  | 1 | TRUE | wye
166 | LV_6461-1_0_5_load_190 | 211 | 0.0018177 | 0.00045556 | 0 | 0 |  | 1 | TRUE | wye
167 | LV_6461-1_0_5_load_191 | 212 | 0.0012422 | 0.00031132 | 0 | 0 |  | 1 | TRUE | wye
168 | LV_6461-1_0_5_load_192 | 213 | 0.00075382 | 0.00018893 | 0 | 0 |  | 1 | TRUE | wye
169 | LV_6461-1_0_5_load_197 | 214 | 0.00015698 | 3.9343e-05 | 0 | 0 |  | 1 | TRUE | wye
170 | LV_6461-1_0_5_load_212 | 215 | 0.00072871 | 0.00018263 | 0 | 0 |  | 1 | TRUE | wye
171 | LV_6461-1_0_5_load_213 | 216 | 0.00073405 | 0.00018397 | 0 | 0 |  | 1 | TRUE | wye
172 | LV_6461-1_0_5_load_214 | 217 | 0.0013829 | 0.00034659 | 0 | 0 |  | 1 | TRUE | wye
173 | LV_6461-1_0_5_load_215 | 218 | 0.00073489 | 0.00018418 | 0 | 0 |  | 1 | TRUE | wye
174 | LV_6461-1_0_5_load_218 | 219 | 0.00072798 | 0.00018245 | 0 | 0 |  | 1 | TRUE | wye
175 | LV_6461-1_0_5_load_223 | 220 | 0.00075758 | 0.00018987 | 0 | 0 |  | 1 | TRUE | wye
176 | LV_6461-1_0_5_load_224 | 221 | 0.0014068 | 0.00035258 | 0 | 0 |  | 1 | TRUE | wye

## ext_grid
| name | bus | vm_pu | va_degree | slack_weight | in_service
0 |  | 99 | 1 | 0 | 1 | TRUE

## line
| name | std_type | from_bus | to_bus | length_km | r_ohm_per_km | x_ohm_per_km | c_nf_per_km | g_us_per_km | max_i_ka | df | parallel | type | in_service
0 | LV_6461-1_0_5_line_0 |  | 0 | 1 | 0.010402 | 0.125 | 0.08 | 261 | 0 | 0.364 | 1 | 1 | cs | TRUE
1 | LV_6461-1_0_5_line_1 |  | 0 | 2 | 0.034345 | 0.125 | 0.08 | 261 | 0 | 0.364 | 1 | 1 | cs | TRUE
2 | LV_6461-1_0_5_line_2 |  | 1 | 3 | 0.015684 | 0.125 | 0.08 | 261 | 0 | 0.364 | 1 | 1 | cs | TRUE
3 | LV_6461-1_0_5_line_3 |  | 2 | 4 | 0.048822 | 0.125 | 0.08 | 261 | 0 | 0.364 | 1 | 1 | cs | TRUE
4 | LV_6461-1_0_5_line_4 |  | 2 | 5 | 0.024292 | 0.125 | 0.08 | 261 | 0 | 0.364 | 1 | 1 | cs | TRUE
5 | LV_6461-1_0_5_line_5 |  | 3 | 6 | 0.011396 | 0.125 | 0.08 | 261 | 0 | 0.364 | 1 | 1 | cs | TRUE
6 | LV_6461-1_0_5_line_6 |  | 4 | 7 | 0.037642 | 0.125 | 0.08 | 261 | 0 | 0.364 | 1 | 1 | cs | TRUE
7 | LV_6461-1_0_5_line_7 |  | 5 | 8 | 0.050504 | 0.125 | 0.08 | 261 | 0 | 0.364 | 1 | 1 | cs | TRUE
8 | LV_6461-1_0_5_line_8 |  | 6 | 9 | 0.0011518 | 0.125 | 0.08 | 261 | 0 | 0.364 | 1 | 1 | cs | TRUE
9 | LV_6461-1_0_5_line_9 |  | 7 | 10 | 0.018467 | 0.125 | 0.08 | 261 | 0 | 0.364 | 1 | 1 | cs | TRUE
10 | LV_6461-1_0_5_line_10 |  | 8 | 12 | 0.022089 | 0.125 | 0.08 | 261 | 0 | 0.364 | 1 | 1 | cs | TRUE
11 | LV_6461-1_0_5_line_11 |  | 8 | 13 | 0.20592 | 0.125 | 0.08 | 261 | 0 | 0.364 | 1 | 1 | cs | TRUE
12 | LV_6461-1_0_5_line_12 |  | 9 | 14 | 0.026546 | 0.125 | 0.08 | 261 | 0 | 0.364 | 1 | 1 | cs | TRUE
13 | LV_6461-1_0_5_line_13 |  | 10 | 11 | 0.022853 | 0.125 | 0.08 | 261 | 0 | 0.364 | 1 | 1 | cs | TRUE
14 | LV_6461-1_0_5_line_14 |  | 11 | 20 | 0.032845 | 0.125 | 0.08 | 261 | 0 | 0.364 | 1 | 1 | cs | TRUE
15 | LV_6461-1_0_5_line_15 |  | 12 | 53 | 0.00036873 | 0.125 | 0.08 | 261 | 0 | 0.364 | 1 | 1 | cs | TRUE
16 | LV_6461-1_0_5_line_16 |  | 13 | 54 | 0.036572 | 0.125 | 0.08 | 261 | 0 | 0.364 | 1 | 1 | cs | TRUE
17 | LV_6461-1_0_5_line_17 |  | 14 | 15 | 0.0065146 | 0.125 | 0.08 | 261 | 0 | 0.364 | 1 | 1 | cs | TRUE
18 | LV_6461-1_0_5_line_18 |  | 15 | 16 | 0.019077 | 0.125 | 0.08 | 261 | 0 | 0.364 | 1 | 1 | cs | TRUE
19 | LV_6461-1_0_5_line_19 |  | 16 | 17 | 0.014474 | 0.125 | 0.08 | 261 | 0 | 0.364 | 1 | 1 | cs | TRUE
20 | LV_6461-1_0_5_line_20 |  | 17 | 18 | 0.02343 | 0.125 | 0.08 | 261 | 0 | 0.364 | 1 | 1 | cs | TRUE
21 | LV_6461-1_0_5_line_21 |  | 18 | 19 | 0.0061482 | 0.125 | 0.08 | 261 | 0 | 0.364 | 1 | 1 | cs | TRUE
22 | LV_6461-1_0_5_line_22 |  | 19 | 26 | 0.016967 | 0.125 | 0.08 | 261 | 0 | 0.364 | 1 | 1 | cs | TRUE
23 | LV_6461-1_0_5_line_23 |  | 19 | 27 | 0.024815 | 0.125 | 0.08 | 261 | 0 | 0.364 | 1 | 1 | cs | TRUE
24 | LV_6461-1_0_5_line_24 |  | 20 | 21 | 0.031759 | 0.125 | 0.08 | 261 | 0 | 0.364 | 1 | 1 | cs | TRUE
25 | LV_6461-1_0_5_line_25 |  | 22 | 23 | 0.060628 | 0.125 | 0.08 | 261 | 0 | 0.364 | 1 | 1 | cs | TRUE
26 | LV_6461-1_0_5_line_26 |  | 23 | 24 | 0.041681 | 0.125 | 0.08 | 261 | 0 | 0.364 | 1 | 1 | cs | TRUE
27 | LV_6461-1_0_5_line_27 |  | 23 | 25 | 0.0069039 | 0.125 | 0.08 | 261 | 0 | 0.364 | 1 | 1 | cs | TRUE
28 | LV_6461-1_0_5_line_28 |  | 24 | 31 | 0.013197 | 0.125 | 0.08 | 261 | 0 | 0.364 | 1 | 1 | cs | TRUE
29 | LV_6461-1_0_5_line_29 |  | 25 | 28 | 0.0033107 | 0.125 | 0.08 | 261 | 0 | 0.364 | 1 | 1 | cs | TRUE
30 | LV_6461-1_0_5_line_30 |  | 26 | 28 | 0.023664 | 0.125 | 0.08 | 261 | 0 | 0.364 | 1 | 1 | cs | TRUE
31 | LV_6461-1_0_5_line_31 |  | 27 | 29 | 0.031729 | 0.125 | 0.08 | 261 | 0 | 0.364 | 1 | 1 | cs | TRUE
32 | LV_6461-1_0_5_line_32 |  | 29 | 30 | 0.0091082 | 0.125 | 0.08 | 261 | 0 | 0.364 | 1 | 1 | cs | TRUE
33 | LV_6461-1_0_5_line_33 |  | 30 | 60 | 0.005127 | 0.125 | 0.08 | 261 | 0 | 0.364 | 1 | 1 | cs | TRUE
34 | LV_6461-1_0_5_line_34 |  | 30 | 61 | 0.024155 | 0.125 | 0.08 | 261 | 0 | 0.364 | 1 | 1 | cs | TRUE
35 | LV_6461-1_0_5_line_35 |  | 31 | 32 | 0.050799 | 0.125 | 0.08 | 261 | 0 | 0.364 | 1 | 2 | cs | TRUE
36 | LV_6461-1_0_5_line_36 |  | 31 | 33 | 0.030104 | 0.125 | 0.08 | 261 | 0 | 0.364 | 1 | 1 | cs | TRUE
37 | LV_6461-1_0_5_line_37 |  | 31 | 34 | 0.018915 | 0.125 | 0.08 | 261 | 0 | 0.364 | 1 | 1 | cs | TRUE
38 | LV_6461-1_0_5_line_38 |  | 32 | 35 | 0.042046 | 0.125 | 0.08 | 261 | 0 | 0.364 | 1 | 2 | cs | TRUE
39 | LV_6461-1_0_5_line_39 |  | 33 | 36 | 0.0041477 | 0.125 | 0.08 | 261 | 0 | 0.364 | 1 | 1 | cs | TRUE
40 | LV_6461-1_0_5_line_40 |  | 34 | 37 | 0.014901 | 0.125 | 0.08 | 261 | 0 | 0.364 | 1 | 1 | cs | TRUE
41 | LV_6461-1_0_5_line_41 |  | 35 | 38 | 0.015111 | 0.125 | 0.08 | 261 | 0 | 0.364 | 1 | 2 | cs | TRUE
42 | LV_6461-1_0_5_line_42 |  | 36 | 39 | 0.0055407 | 0.125 | 0.08 | 261 | 0 | 0.364 | 1 | 1 | cs | TRUE
43 | LV_6461-1_0_5_line_43 |  | 37 | 40 | 0.0068539 | 0.125 | 0.08 | 261 | 0 | 0.364 | 1 | 1 | cs | TRUE
44 | LV_6461-1_0_5_line_44 |  | 38 | 41 | 0.03407 | 0.125 | 0.08 | 261 | 0 | 0.364 | 1 | 2 | cs | TRUE
45 | LV_6461-1_0_5_line_45 |  | 39 | 42 | 0.0010888 | 0.125 | 0.08 | 261 | 0 | 0.364 | 1 | 1 | cs | TRUE
46 | LV_6461-1_0_5_line_46 |  | 40 | 71 | 0.00086175 | 0.125 | 0.08 | 261 | 0 | 0.364 | 1 | 1 | cs | TRUE
47 | LV_6461-1_0_5_line_47 |  | 41 | 76 | 0.0064362 | 0.125 | 0.08 | 261 | 0 | 0.364 | 1 | 2 | cs | TRUE
48 | LV_6461-1_0_5_line_48 |  | 42 | 43 | 0.0058088 | 0.125 | 0.08 | 261 | 0 | 0.364 | 1 | 1 | cs | TRUE
49 | LV_6461-1_0_5_line_49 |  | 43 | 44 | 0.021967 | 0.125 | 0.08 | 261 | 0 | 0.364 | 1 | 1 | cs | TRUE
50 | LV_6461-1_0_5_line_50 |  | 44 | 45 | 0.011395 | 0.125 | 0.08 | 261 | 0 | 0.364 | 1 | 1 | cs | TRUE
51 | LV_6461-1_0_5_line_51 |  | 45 | 46 | 0.01566 | 0.125 | 0.08 | 261 | 0 | 0.364 | 1 | 1 | cs | TRUE
52 | LV_6461-1_0_5_line_52 |  | 45 | 47 | 0.021088 | 0.125 | 0.08 | 261 | 0 | 0.364 | 1 | 1 | cs | TRUE
53 | LV_6461-1_0_5_line_53 |  | 46 | 48 | 5.725e-05 | 0.125 | 0.08 | 261 | 0 | 0.364 | 1 | 1 | cs | TRUE
54 | LV_6461-1_0_5_line_54 |  | 48 | 49 | 0.024228 | 0.125 | 0.08 | 261 | 0 | 0.364 | 1 | 1 | cs | TRUE
55 | LV_6461-1_0_5_line_55 |  | 49 | 50 | 0.0012342 | 0.125 | 0.08 | 261 | 0 | 0.364 | 1 | 1 | cs | TRUE
56 | LV_6461-1_0_5_line_56 |  | 50 | 51 | 0.00070762 | 0.125 | 0.08 | 261 | 0 | 0.364 | 1 | 1 | cs | TRUE
57 | LV_6461-1_0_5_line_57 |  | 51 | 52 | 0.014102 | 0.125 | 0.08 | 261 | 0 | 0.364 | 1 | 1 | cs | TRUE
58 | LV_6461-1_0_5_line_58 |  | 53 | 59 | 0.025266 | 0.125 | 0.08 | 261 | 0 | 0.364 | 1 | 1 | cs | TRUE
59 | LV_6461-1_0_5_line_59 |  | 54 | 55 | 0.038945 | 0.125 | 0.08 | 261 | 0 | 0.364 | 1 | 1 | cs | TRUE
60 | LV_6461-1_0_5_line_60 |  | 55 | 56 | 0.04004 | 0.125 | 0.08 | 261 | 0 | 0.364 | 1 | 1 | cs | TRUE
61 | LV_6461-1_0_5_line_61 |  | 56 | 57 | 0.015716 | 0.125 | 0.08 | 261 | 0 | 0.364 | 1 | 1 | cs | TRUE
62 | LV_6461-1_0_5_line_62 |  | 57 | 58 | 0.010769 | 0.125 | 0.08 | 261 | 0 | 0.364 | 1 | 1 | cs | TRUE
63 | LV_6461-1_0_5_line_63 |  | 59 | 70 | 0.00080703 | 0.125 | 0.08 | 261 | 0 | 0.364 | 1 | 1 | cs | TRUE
64 | LV_6461-1_0_5_line_64 |  | 60 | 62 | 0.020196 | 0.125 | 0.08 | 261 | 0 | 0.364 | 1 | 1 | cs | TRUE
65 | LV_6461-1_0_5_line_65 |  | 62 | 65 | 0.026807 | 0.125 | 0.08 | 261 | 0 | 0.364 | 1 | 1 | cs | TRUE
66 | LV_6461-1_0_5_line_66 |  | 63 | 64 | 0.0015854 | 0.125 | 0.08 | 261 | 0 | 0.364 | 1 | 1 | cs | TRUE
67 | LV_6461-1_0_5_line_67 |  | 64 | 66 | 0.020257 | 0.125 | 0.08 | 261 | 0 | 0.364 | 1 | 1 | cs | TRUE
68 | LV_6461-1_0_5_line_68 |  | 66 | 67 | 0.003625 | 0.125 | 0.08 | 261 | 0 | 0.364 | 1 | 1 | cs | TRUE
69 | LV_6461-1_0_5_line_69 |  | 67 | 68 | 0.024719 | 0.125 | 0.08 | 261 | 0 | 0.364 | 1 | 1 | cs | TRUE
70 | LV_6461-1_0_5_line_70 |  | 68 | 69 | 0.0023715 | 0.125 | 0.08 | 261 | 0 | 0.364 | 1 | 1 | cs | TRUE
71 | LV_6461-1_0_5_line_71 |  | 69 | 70 | 0.026826 | 0.125 | 0.08 | 261 | 0 | 0.364 | 1 | 1 | cs | TRUE
72 | LV_6461-1_0_5_line_72 |  | 71 | 72 | 0.01301 | 0.125 | 0.08 | 261 | 0 | 0.364 | 1 | 1 | cs | TRUE
73 | LV_6461-1_0_5_line_73 |  | 73 | 74 | 0.027106 | 0.125 | 0.08 | 261 | 0 | 0.364 | 1 | 1 | cs | TRUE
74 | LV_6461-1_0_5_line_74 |  | 73 | 75 | 0.022207 | 0.125 | 0.08 | 261 | 0 | 0.364 | 1 | 1 | cs | TRUE
75 | LV_6461-1_0_5_line_75 |  | 74 | 76 | 0.026707 | 0.125 | 0.08 | 261 | 0 | 0.364 | 1 | 1 | cs | TRUE
76 | LV_6461-1_0_5_line_76 |  | 76 | 77 | 0.021073 | 0.125 | 0.08 | 261 | 0 | 0.364 | 1 | 2 | cs | TRUE
77 | LV_6461-1_0_5_line_77 |  | 77 | 78 | 0.031754 | 0.125 | 0.08 | 261 | 0 | 0.364 | 1 | 2 | cs | TRUE
78 | LV_6461-1_0_5_line_78 |  | 78 | 79 | 0.0053273 | 0.125 | 0.08 | 261 | 0 | 0.364 | 1 | 2 | cs | TRUE
79 | LV_6461-1_0_5_line_79 |  | 79 | 80 | 0.016381 | 0.125 | 0.08 | 261 | 0 | 0.364 | 1 | 1 | cs | TRUE
80 | LV_6461-1_0_5_line_80 |  | 79 | 81 | 0.026177 | 0.125 | 0.08 | 261 | 0 | 0.364 | 1 | 2 | cs | TRUE
81 | LV_6461-1_0_5_line_81 |  | 80 | 82 | 0.0051233 | 0.125 | 0.08 | 261 | 0 | 0.364 | 1 | 1 | cs | TRUE
82 | LV_6461-1_0_5_line_82 |  | 81 | 83 | 0.010005 | 0.125 | 0.08 | 261 | 0 | 0.364 | 1 | 1 | cs | TRUE
83 | LV_6461-1_0_5_line_83 |  | 81 | 84 | 0.018865 | 0.125 | 0.08 | 261 | 0 | 0.364 | 1 | 2 | cs | TRUE
84 | LV_6461-1_0_5_line_84 |  | 82 | 115 | 0.025256 | 0.125 | 0.08 | 261 | 0 | 0.364 | 1 | 1 | cs | TRUE
85 | LV_6461-1_0_5_line_85 |  | 83 | 107 | 0.008085 | 0.125 | 0.08 | 261 | 0 | 0.364 | 1 | 1 | cs | TRUE
86 | LV_6461-1_0_5_line_86 |  | 84 | 109 | 0.017322 | 0.125 | 0.08 | 261 | 0 | 0.364 | 1 | 1 | cs | TRUE
87 | LV_6461-1_0_5_line_87 |  | 84 | 98 | 0.015676 | 0.125 | 0.08 | 261 | 0 | 0.364 | 1 | 2 | cs | TRUE
88 | LV_6461-1_0_5_line_88 |  | 85 | 86 | 0.0096529 | 0.125 | 0.08 | 261 | 0 | 0.364 | 1 | 1 | cs | TRUE
89 | LV_6461-1_0_5_line_89 |  | 85 | 87 | 0.007643 | 0.125 | 0.08 | 261 | 0 | 0.364 | 1 | 1 | cs | TRUE
90 | LV_6461-1_0_5_line_90 |  | 86 | 88 | 0.00093688 | 0.125 | 0.08 | 261 | 0 | 0.364 | 1 | 1 | cs | TRUE
91 | LV_6461-1_0_5_line_91 |  | 88 | 89 | 0.047708 | 0.125 | 0.08 | 261 | 0 | 0.364 | 1 | 1 | cs | TRUE
92 | LV_6461-1_0_5_line_92 |  | 89 | 90 | 0.0026486 | 0.125 | 0.08 | 261 | 0 | 0.364 | 1 | 1 | cs | TRUE
93 | LV_6461-1_0_5_line_93 |  | 90 | 131 | 0.01919 | 0.125 | 0.08 | 261 | 0 | 0.364 | 1 | 1 | cs | TRUE
94 | LV_6461-1_0_5_line_94 |  | 91 | 92 | 0.024606 | 0.125 | 0.08 | 261 | 0 | 0.364 | 1 | 1 | cs | TRUE
95 | LV_6461-1_0_5_line_95 |  | 92 | 93 | 0.019979 | 0.125 | 0.08 | 261 | 0 | 0.364 | 1 | 2 | cs | TRUE
96 | LV_6461-1_0_5_line_96 |  | 92 | 94 | 0.0071004 | 0.125 | 0.08 | 261 | 0 | 0.364 | 1 | 2 | cs | TRUE
97 | LV_6461-1_0_5_line_97 |  | 93 | 98 | 0.0052425 | 0.125 | 0.08 | 261 | 0 | 0.364 | 1 | 2 | cs | TRUE
98 | LV_6461-1_0_5_line_98 |  | 94 | 99 | 0.025754 | 0.125 | 0.08 | 261 | 0 | 0.364 | 1 | 2 | cs | TRUE
99 | LV_6461-1_0_5_line_99 |  | 95 | 96 | 0.030223 | 0.125 | 0.08 | 261 | 0 | 0.364 | 1 | 1 | cs | TRUE
100 | LV_6461-1_0_5_line_100 |  | 95 | 97 | 0.013312 | 0.125 | 0.08 | 261 | 0 | 0.364 | 1 | 1 | cs | TRUE
101 | LV_6461-1_0_5_line_101 |  | 96 | 100 | 0.023527 | 0.125 | 0.08 | 261 | 0 | 0.364 | 1 | 1 | cs | TRUE
102 | LV_6461-1_0_5_line_102 |  | 97 | 101 | 0.00057744 | 0.125 | 0.08 | 261 | 0 | 0.364 | 1 | 1 | cs | TRUE
103 | LV_6461-1_0_5_line_103 |  | 99 | 102 | 0.035658 | 0.125 | 0.08 | 261 | 0 | 0.364 | 1 | 1 | cs | TRUE
104 | LV_6461-1_0_5_line_104 |  | 99 | 103 | 0.033752 | 0.125 | 0.08 | 261 | 0 | 0.364 | 1 | 2 | cs | TRUE
105 | LV_6461-1_0_5_line_105 |  | 100 | 107 | 0.002763 | 0.125 | 0.08 | 261 | 0 | 0.364 | 1 | 1 | cs | TRUE
106 | LV_6461-1_0_5_line_106 |  | 101 | 108 | 0.01351 | 0.125 | 0.08 | 261 | 0 | 0.364 | 1 | 1 | cs | TRUE
107 | LV_6461-1_0_5_line_107 |  | 102 | 118 | 0.006301 | 0.125 | 0.08 | 261 | 0 | 0.364 | 1 | 1 | cs | TRUE
108 | LV_6461-1_0_5_line_108 |  | 102 | 119 | 0.045936 | 0.125 | 0.08 | 261 | 0 | 0.364 | 1 | 1 | cs | TRUE
109 | LV_6461-1_0_5_line_109 |  | 103 | 120 | 0.0059588 | 0.125 | 0.08 | 261 | 0 | 0.364 | 1 | 2 | cs | TRUE
110 | LV_6461-1_0_5_line_110 |  | 104 | 105 | 0.0014405 | 0.125 | 0.08 | 261 | 0 | 0.364 | 1 | 1 | cs | TRUE
111 | LV_6461-1_0_5_line_111 |  | 104 | 106 | 0.014722 | 0.125 | 0.08 | 261 | 0 | 0.364 | 1 | 1 | cs | TRUE
112 | LV_6461-1_0_5_line_112 |  | 105 | 113 | 0.013622 | 0.125 | 0.08 | 261 | 0 | 0.364 | 1 | 1 | cs | TRUE
113 | LV_6461-1_0_5_line_113 |  | 106 | 114 | 0.0066188 | 0.125 | 0.08 | 261 | 0 | 0.364 | 1 | 1 | cs | TRUE
114 | LV_6461-1_0_5_line_114 |  | 108 | 219 | 0.0049919 | 0.125 | 0.08 | 261 | 0 | 0.364 | 1 | 1 | cs | TRUE
115 | LV_6461-1_0_5_line_115 |  | 108 | 218 | 0.015511 | 0.125 | 0.08 | 261 | 0 | 0.364 | 1 | 1 | cs | TRUE
116 | LV_6461-1_0_5_line_116 |  | 109 | 110 | 0.015915 | 0.125 | 0.08 | 261 | 0 | 0.364 | 1 | 1 | cs | TRUE
117 | LV_6461-1_0_5_line_117 |  | 110 | 111 | 0.012089 | 0.125 | 0.08 | 261 | 0 | 0.364 | 1 | 1 | cs | TRUE
118 | LV_6461-1_0_5_line_118 |  | 110 | 112 | 0.024055 | 0.125 | 0.08 | 261 | 0 | 0.364 | 1 | 1 | cs | TRUE
119 | LV_6461-1_0_5_line_119 |  | 111 | 116 | 0.017719 | 0.125 | 0.08 | 261 | 0 | 0.364 | 1 | 1 | cs | TRUE
120 | LV_6461-1_0_5_line_120 |  | 111 | 117 | 0.0048434 | 0.125 | 0.08 | 261 | 0 | 0.364 | 1 | 1 | cs | TRUE
121 | LV_6461-1_0_5_line_121 |  | 113 | 220 | 0.0063279 | 0.125 | 0.08 | 261 | 0 | 0.364 | 1 | 1 | cs | TRUE
122 | LV_6461-1_0_5_line_122 |  | 114 | 219 | 0.021075 | 0.125 | 0.08 | 261 | 0 | 0.364 | 1 | 1 | cs | TRUE
123 | LV_6461-1_0_5_line_123 |  | 118 | 121 | 0.021799 | 0.125 | 0.08 | 261 | 0 | 0.364 | 1 | 1 | cs | TRUE
124 | LV_6461-1_0_5_line_124 |  | 119 | 122 | 0.023539 | 0.125 | 0.08 | 261 | 0 | 0.364 | 1 | 1 | cs | TRUE
125 | LV_6461-1_0_5_line_125 |  | 120 | 123 | 0.0267 | 0.125 | 0.08 | 261 | 0 | 0.364 | 1 | 2 | cs | TRUE
126 | LV_6461-1_0_5_line_126 |  | 122 | 124 | 0.02247 | 0.125 | 0.08 | 261 | 0 | 0.364 | 1 | 1 | cs | TRUE
127 | LV_6461-1_0_5_line_127 |  | 123 | 125 | 0.003999 | 0.125 | 0.08 | 261 | 0 | 0.364 | 1 | 2 | cs | TRUE
128 | LV_6461-1_0_5_line_128 |  | 125 | 126 | 0.011438 | 0.125 | 0.08 | 261 | 0 | 0.364 | 1 | 2 | cs | TRUE
129 | LV_6461-1_0_5_line_129 |  | 126 | 128 | 0.00057997 | 0.125 | 0.08 | 261 | 0 | 0.364 | 1 | 2 | cs | TRUE
130 | LV_6461-1_0_5_line_130 |  | 127 | 128 | 0.020837 | 0.125 | 0.08 | 261 | 0 | 0.364 | 1 | 2 | cs | TRUE
131 | LV_6461-1_0_5_line_131 |  | 127 | 129 | 0.010321 | 0.125 | 0.08 | 261 | 0 | 0.364 | 1 | 2 | cs | TRUE
132 | LV_6461-1_0_5_line_132 |  | 129 | 130 | 0.015025 | 0.125 | 0.08 | 261 | 0 | 0.364 | 1 | 2 | cs | TRUE
133 | LV_6461-1_0_5_line_133 |  | 129 | 131 | 0.015558 | 0.125 | 0.08 | 261 | 0 | 0.364 | 1 | 1 | cs | TRUE
134 | LV_6461-1_0_5_line_134 |  | 130 | 132 | 0.023073 | 0.125 | 0.08 | 261 | 0 | 0.364 | 1 | 1 | cs | TRUE
135 | LV_6461-1_0_5_line_135 |  | 130 | 133 | 0.06186 | 0.125 | 0.08 | 261 | 0 | 0.364 | 1 | 2 | cs | TRUE
136 | LV_6461-1_0_5_line_136 |  | 132 | 134 | 0.060545 | 0.125 | 0.08 | 261 | 0 | 0.364 | 1 | 1 | cs | TRUE
137 | LV_6461-1_0_5_line_137 |  | 133 | 135 | 0.016878 | 0.125 | 0.08 | 261 | 0 | 0.364 | 1 | 2 | cs | TRUE
138 | LV_6461-1_0_5_line_138 |  | 134 | 136 | 0.0095536 | 0.125 | 0.08 | 261 | 0 | 0.364 | 1 | 1 | cs | TRUE
139 | LV_6461-1_0_5_line_139 |  | 135 | 154 | 0.039038 | 0.125 | 0.08 | 261 | 0 | 0.364 | 1 | 1 | cs | TRUE
140 | LV_6461-1_0_5_line_140 |  | 135 | 155 | 0.03533 | 0.125 | 0.08 | 261 | 0 | 0.364 | 1 | 2 | cs | TRUE
141 | LV_6461-1_0_5_line_141 |  | 135 | 150 | 0.023254 | 0.125 | 0.08 | 261 | 0 | 0.364 | 1 | 1 | cs | TRUE
142 | LV_6461-1_0_5_line_142 |  | 137 | 138 | 0.0023272 | 0.125 | 0.08 | 261 | 0 | 0.364 | 1 | 1 | cs | TRUE
143 | LV_6461-1_0_5_line_143 |  | 137 | 139 | 0.019643 | 0.125 | 0.08 | 261 | 0 | 0.364 | 1 | 1 | cs | TRUE
144 | LV_6461-1_0_5_line_144 |  | 139 | 140 | 0.019729 | 0.125 | 0.08 | 261 | 0 | 0.364 | 1 | 1 | cs | TRUE
145 | LV_6461-1_0_5_line_145 |  | 139 | 141 | 0.028462 | 0.125 | 0.08 | 261 | 0 | 0.364 | 1 | 1 | cs | TRUE
146 | LV_6461-1_0_5_line_146 |  | 140 | 142 | 0.025402 | 0.125 | 0.08 | 261 | 0 | 0.364 | 1 | 1 | cs | TRUE
147 | LV_6461-1_0_5_line_147 |  | 142 | 143 | 0.00079509 | 0.125 | 0.08 | 261 | 0 | 0.364 | 1 | 1 | cs | TRUE
148 | LV_6461-1_0_5_line_148 |  | 143 | 144 | 0.020531 | 0.125 | 0.08 | 261 | 0 | 0.364 | 1 | 1 | cs | TRUE
149 | LV_6461-1_0_5_line_149 |  | 144 | 145 | 0.019525 | 0.125 | 0.08 | 261 | 0 | 0.364 | 1 | 1 | cs | TRUE
150 | LV_6461-1_0_5_line_150 |  | 144 | 146 | 0.036638 | 0.125 | 0.08 | 261 | 0 | 0.364 | 1 | 1 | cs | TRUE
151 | LV_6461-1_0_5_line_151 |  | 145 | 147 | 0.028763 | 0.125 | 0.08 | 261 | 0 | 0.364 | 1 | 1 | cs | TRUE
152 | LV_6461-1_0_5_line_152 |  | 146 | 148 | 0.023126 | 0.125 | 0.08 | 261 | 0 | 0.364 | 1 | 1 | cs | TRUE
153 | LV_6461-1_0_5_line_153 |  | 146 | 149 | 0.01997 | 0.125 | 0.08 | 261 | 0 | 0.364 | 1 | 1 | cs | TRUE
154 | LV_6461-1_0_5_line_154 |  | 148 | 150 | 0.013367 | 0.125 | 0.08 | 261 | 0 | 0.364 | 1 | 1 | cs | TRUE
155 | LV_6461-1_0_5_line_155 |  | 149 | 151 | 0.0027659 | 0.125 | 0.08 | 261 | 0 | 0.364 | 1 | 1 | cs | TRUE
156 | LV_6461-1_0_5_line_156 |  | 151 | 152 | 0.033417 | 0.125 | 0.08 | 261 | 0 | 0.364 | 1 | 1 | cs | TRUE
157 | LV_6461-1_0_5_line_157 |  | 152 | 153 | 0.01463 | 0.125 | 0.08 | 261 | 0 | 0.364 | 1 | 1 | cs | TRUE
158 | LV_6461-1_0_5_line_158 |  | 155 | 156 | 0.020871 | 0.125 | 0.08 | 261 | 0 | 0.364 | 1 | 1 | cs | TRUE
159 | LV_6461-1_0_5_line_159 |  | 155 | 157 | 0.016345 | 0.125 | 0.08 | 261 | 0 | 0.364 | 1 | 1 | cs | TRUE
160 | LV_6461-1_0_5_line_160 |  | 156 | 158 | 0.0071126 | 0.125 | 0.08 | 261 | 0 | 0.364 | 1 | 1 | cs | TRUE
161 | LV_6461-1_0_5_line_161 |  | 157 | 159 | 0.0099914 | 0.125 | 0.08 | 261 | 0 | 0.364 | 1 | 1 | cs | TRUE
162 | LV_6461-1_0_5_line_162 |  | 158 | 160 | 0.015143 | 0.125 | 0.08 | 261 | 0 | 0.364 | 1 | 1 | cs | TRUE
163 | LV_6461-1_0_5_line_163 |  | 159 | 196 | 0.012401 | 0.125 | 0.08 | 261 | 0 | 0.364 | 1 | 1 | cs | TRUE
164 | LV_6461-1_0_5_line_164 |  | 160 | 161 | 0.0082138 | 0.125 | 0.08 | 261 | 0 | 0.364 | 1 | 1 | cs | TRUE
165 | LV_6461-1_0_5_line_165 |  | 161 | 162 | 0.010327 | 0.125 | 0.08 | 261 | 0 | 0.364 | 1 | 1 | cs | TRUE
166 | LV_6461-1_0_5_line_166 |  | 162 | 163 | 0.029829 | 0.125 | 0.08 | 261 | 0 | 0.364 | 1 | 1 | cs | TRUE
167 | LV_6461-1_0_5_line_167 |  | 163 | 164 | 0.014018 | 0.125 | 0.08 | 261 | 0 | 0.364 | 1 | 1 | cs | TRUE
168 | LV_6461-1_0_5_line_168 |  | 163 | 165 | 0.018283 | 0.125 | 0.08 | 261 | 0 | 0.364 | 1 | 1 | cs | TRUE
169 | LV_6461-1_0_5_line_169 |  | 164 | 166 | 0.02605 | 0.125 | 0.08 | 261 | 0 | 0.364 | 1 | 1 | cs | TRUE
170 | LV_6461-1_0_5_line_170 |  | 164 | 167 | 0.020277 | 0.125 | 0.08 | 261 | 0 | 0.364 | 1 | 1 | cs | TRUE
171 | LV_6461-1_0_5_line_171 |  | 165 | 168 | 0.037238 | 0.125 | 0.08 | 261 | 0 | 0.364 | 1 | 1 | cs | TRUE
172 | LV_6461-1_0_5_line_172 |  | 166 | 169 | 0.040949 | 0.125 | 0.08 | 261 | 0 | 0.364 | 1 | 1 | cs | TRUE
173 | LV_6461-1_0_5_line_173 |  | 166 | 170 | 0.02496 | 0.125 | 0.08 | 261 | 0 | 0.364 | 1 | 1 | cs | TRUE
174 | LV_6461-1_0_5_line_174 |  | 167 | 171 | 0.003734 | 0.125 | 0.08 | 261 | 0 | 0.364 | 1 | 1 | cs | TRUE
175 | LV_6461-1_0_5_line_175 |  | 169 | 194 | 0.022105 | 0.125 | 0.08 | 261 | 0 | 0.364 | 1 | 1 | cs | TRUE
176 | LV_6461-1_0_5_line_176 |  | 170 | 189 | 0.021285 | 0.125 | 0.08 | 261 | 0 | 0.364 | 1 | 1 | cs | TRUE
177 | LV_6461-1_0_5_line_177 |  | 170 | 186 | 0.02806 | 0.125 | 0.08 | 261 | 0 | 0.364 | 1 | 1 | cs | TRUE
178 | LV_6461-1_0_5_line_178 |  | 172 | 173 | 0.0068297 | 0.125 | 0.08 | 261 | 0 | 0.364 | 1 | 1 | cs | TRUE
179 | LV_6461-1_0_5_line_179 |  | 172 | 174 | 0.0099176 | 0.125 | 0.08 | 261 | 0 | 0.364 | 1 | 1 | cs | TRUE
180 | LV_6461-1_0_5_line_180 |  | 173 | 175 | 0.0072832 | 0.125 | 0.08 | 261 | 0 | 0.364 | 1 | 1 | cs | TRUE
181 | LV_6461-1_0_5_line_181 |  | 174 | 176 | 0.0054769 | 0.125 | 0.08 | 261 | 0 | 0.364 | 1 | 1 | cs | TRUE
182 | LV_6461-1_0_5_line_182 |  | 175 | 177 | 0.00037313 | 0.125 | 0.08 | 261 | 0 | 0.364 | 1 | 1 | cs | TRUE
183 | LV_6461-1_0_5_line_183 |  | 176 | 178 | 0.00061194 | 0.125 | 0.08 | 261 | 0 | 0.364 | 1 | 1 | cs | TRUE
184 | LV_6461-1_0_5_line_184 |  | 178 | 179 | 0.0060221 | 0.125 | 0.08 | 261 | 0 | 0.364 | 1 | 1 | cs | TRUE
185 | LV_6461-1_0_5_line_185 |  | 179 | 181 | 0.0067756 | 0.125 | 0.08 | 261 | 0 | 0.364 | 1 | 1 | cs | TRUE
186 | LV_6461-1_0_5_line_186 |  | 180 | 181 | 0.013115 | 0.125 | 0.08 | 261 | 0 | 0.364 | 1 | 1 | cs | TRUE
187 | LV_6461-1_0_5_line_187 |  | 180 | 182 | 0.0036483 | 0.125 | 0.08 | 261 | 0 | 0.364 | 1 | 1 | cs | TRUE
188 | LV_6461-1_0_5_line_188 |  | 182 | 183 | 0.00073793 | 0.125 | 0.08 | 261 | 0 | 0.364 | 1 | 1 | cs | TRUE
189 | LV_6461-1_0_5_line_189 |  | 183 | 184 | 0.00577 | 0.125 | 0.08 | 261 | 0 | 0.364 | 1 | 1 | cs | TRUE
190 | LV_6461-1_0_5_line_190 |  | 184 | 185 | 0.006756 | 0.125 | 0.08 | 261 | 0 | 0.364 | 1 | 1 | cs | TRUE
191 | LV_6461-1_0_5_line_191 |  | 185 | 193 | 0.01668 | 0.125 | 0.08 | 261 | 0 | 0.364 | 1 | 1 | cs | TRUE
192 | LV_6461-1_0_5_line_192 |  | 186 | 187 | 0.0023166 | 0.125 | 0.08 | 261 | 0 | 0.364 | 1 | 1 | cs | TRUE
193 | LV_6461-1_0_5_line_193 |  | 187 | 188 | 0.006755 | 0.125 | 0.08 | 261 | 0 | 0.364 | 1 | 1 | cs | TRUE
194 | LV_6461-1_0_5_line_194 |  | 188 | 190 | 0.0057711 | 0.125 | 0.08 | 261 | 0 | 0.364 | 1 | 1 | cs | TRUE
195 | LV_6461-1_0_5_line_195 |  | 189 | 191 | 0.057427 | 0.125 | 0.08 | 261 | 0 | 0.364 | 1 | 1 | cs | TRUE
196 | LV_6461-1_0_5_line_196 |  | 189 | 192 | 0.030624 | 0.125 | 0.08 | 261 | 0 | 0.364 | 1 | 1 | cs | TRUE
197 | LV_6461-1_0_5_line_197 |  | 190 | 193 | 0.00073891 | 0.125 | 0.08 | 261 | 0 | 0.364 | 1 | 1 | cs | TRUE
198 | LV_6461-1_0_5_line_198 |  | 192 | 195 | 0.048225 | 0.125 | 0.08 | 261 | 0 | 0.364 | 1 | 1 | cs | TRUE
199 | LV_6461-1_0_5_line_199 |  | 194 | 199 | 0.011336 | 0.125 | 0.08 | 261 | 0 | 0.364 | 1 | 1 | cs | TRUE
200 | LV_6461-1_0_5_line_200 |  | 195 | 202 | 0.02273 | 0.125 | 0.08 | 261 | 0 | 0.364 | 1 | 1 | cs | TRUE
201 | LV_6461-1_0_5_line_201 |  | 195 | 203 | 0.012668 | 0.125 | 0.08 | 261 | 0 | 0.364 | 1 | 1 | cs | TRUE
202 | LV_6461-1_0_5_line_202 |  | 196 | 197 | 0.0082837 | 0.125 | 0.08 | 261 | 0 | 0.364 | 1 | 1 | cs | TRUE
203 | LV_6461-1_0_5_line_203 |  | 197 | 198 | 0.00094007 | 0.125 | 0.08 | 261 | 0 | 0.364 | 1 | 1 | cs | TRUE
204 | LV_6461-1_0_5_line_204 |  | 199 | 200 | 0.019265 | 0.125 | 0.08 | 261 | 0 | 0.364 | 1 | 1 | cs | TRUE
205 | LV_6461-1_0_5_line_205 |  | 200 | 201 | 0.0023019 | 0.125 | 0.08 | 261 | 0 | 0.364 | 1 | 1 | cs | TRUE
206 | LV_6461-1_0_5_line_206 |  | 201 | 211 | 0.028441 | 0.125 | 0.08 | 261 | 0 | 0.364 | 1 | 1 | cs | TRUE
207 | LV_6461-1_0_5_line_207 |  | 202 | 204 | 0.043569 | 0.125 | 0.08 | 261 | 0 | 0.364 | 1 | 1 | cs | TRUE
208 | LV_6461-1_0_5_line_208 |  | 202 | 205 | 0.007171 | 0.125 | 0.08 | 261 | 0 | 0.364 | 1 | 1 | cs | TRUE
209 | LV_6461-1_0_5_line_209 |  | 203 | 206 | 0.013818 | 0.125 | 0.08 | 261 | 0 | 0.364 | 1 | 1 | cs | TRUE
210 | LV_6461-1_0_5_line_210 |  | 205 | 209 | 0.0075656 | 0.125 | 0.08 | 261 | 0 | 0.364 | 1 | 1 | cs | TRUE
211 | LV_6461-1_0_5_line_211 |  | 205 | 210 | 0.024041 | 0.125 | 0.08 | 261 | 0 | 0.364 | 1 | 1 | cs | TRUE
212 | LV_6461-1_0_5_line_212 |  | 206 | 208 | 0.018421 | 0.125 | 0.08 | 261 | 0 | 0.364 | 1 | 1 | cs | TRUE
213 | LV_6461-1_0_5_line_213 |  | 207 | 208 | 0.014693 | 0.125 | 0.08 | 261 | 0 | 0.364 | 1 | 1 | cs | TRUE
214 | LV_6461-1_0_5_line_214 |  | 210 | 214 | 0.0073481 | 0.125 | 0.08 | 261 | 0 | 0.364 | 1 | 1 | cs | TRUE
215 | LV_6461-1_0_5_line_215 |  | 211 | 212 | 0.013 | 0.125 | 0.08 | 261 | 0 | 0.364 | 1 | 1 | cs | TRUE
216 | LV_6461-1_0_5_line_216 |  | 212 | 213 | 0.016465 | 0.125 | 0.08 | 261 | 0 | 0.364 | 1 | 1 | cs | TRUE
217 | LV_6461-1_0_5_line_217 |  | 215 | 216 | 0.0016719 | 0.125 | 0.08 | 261 | 0 | 0.364 | 1 | 1 | cs | TRUE
218 | LV_6461-1_0_5_line_218 |  | 215 | 217 | 0.00073162 | 0.125 | 0.08 | 261 | 0 | 0.364 | 1 | 1 | cs | TRUE
219 | LV_6461-1_0_5_line_219 |  | 216 | 218 | 0.017437 | 0.125 | 0.08 | 261 | 0 | 0.364 | 1 | 1 | cs | TRUE
220 | LV_6461-1_0_5_line_220 |  | 220 | 221 | 0.014325 | 0.125 | 0.08 | 261 | 0 | 0.364 | 1 | 1 | cs | TRUE

## trafo
| name | std_type | hv_bus | lv_bus | sn_mva | vn_hv_kv | vn_lv_kv | vk_percent | vkr_percent | pfe_kw | i0_percent | shift_degree | tap_side | tap_neutral | tap_min | tap_max | tap_step_percent | tap_step_degree | tap_pos | tap_phase_shifter | parallel | df | in_service
0 | LV_6461-1_0_5_trafo_106 | 0.63 MVA 20/0.4 kV | 222 | 99 | 0.63 | 20 | 0.4 | 6 | 1.206 | 1.65 | 0.2619 | 150 | hv | 0 | -2 | 2 | 2.5 | 0 | 0 | FALSE | 1 | 1 | TRUE

## line_geodata
| x0 | y0 | x1 | y1 | x2 | y2 | x3 | y3 | x4 | y4 | x5 | y5 | x6 | y6 | x7 | y7 | x8 | y8 | x9 | y9 | x10 | y10
0 | 2567907.9873 | 1207808.7897 | 2567915.2593 | 1207816.2281
1 | 2567884.5433 | 1207783.7107 | 2567892.7296 | 1207793.183 | 2567907.9873 | 1207808.7897
2 | 2567926.2237 | 1207827.4432 | 2567915.2593 | 1207816.2281
3 | 2567922.8959 | 1207753.3645 | 2567884.5433 | 1207783.7107
4 | 2567884.5433 | 1207783.7107 | 2567864.6971 | 1207797.7192
5 | 2567926.2237 | 1207827.4432 | 2567934.1902 | 1207835.5919
6 | 2567922.8959 | 1207753.3645 | 2567936.4642 | 1207745.7649 | 2567951.7857 | 1207761.6779
7 | 2567823.4366 | 1207826.8429 | 2567864.6971 | 1207797.7192
8 | 2567934.1902 | 1207835.5919 | 2567934.9954 | 1207836.4155
9 | 2567967.1508 | 1207769.9799 | 2567958.6138 | 1207768.7697 | 2567951.7857 | 1207761.6779
10 | 2567823.4366 | 1207826.8429 | 2567833.3804 | 1207837.9621 | 2567838.3826 | 1207843.1021
11 | 2567823.4366 | 1207826.8429 | 2567661.5905 | 1207954.1581
12 | 2567934.9954 | 1207836.4155 | 2567945.7937 | 1207847.4609 | 2567953.5286 | 1207855.4211
13 | 2567967.1508 | 1207769.9799 | 2567982.9866 | 1207786.4566
14 | 2567982.9866 | 1207786.4566 | 2568005.7462 | 1207810.1374
15 | 2567838.6398 | 1207843.3663 | 2567838.3826 | 1207843.1021
16 | 2567638.4091 | 1207982.4452 | 2567661.5905 | 1207954.1581
17 | 2567958.0686 | 1207860.0933 | 2567953.5286 | 1207855.4211
18 | 2567958.0686 | 1207860.0933 | 2567971.3632 | 1207873.7754
19 | 2567971.3632 | 1207873.7754 | 2567981.4498 | 1207884.1558
20 | 2567981.4498 | 1207884.1558 | 2567997.7774 | 1207900.9591
21 | 2568002.0619 | 1207905.3685 | 2567997.7774 | 1207900.9591
22 | 2568002.0619 | 1207905.3685 | 2568013.8389 | 1207917.5818
23 | 2568002.0619 | 1207905.3685 | 2567991.4802 | 1207915.4866 | 2567984.297 | 1207922.6915
24 | 2568005.7462 | 1207810.1374 | 2568027.7535 | 1207833.0354
25 | 2568036.9344 | 1207942.3558 | 2568087.4841 | 1207908.8824
26 | 2568063.4849 | 1207973.9354 | 2568051.3926 | 1207962.7469 | 2568047.1351 | 1207958.4896 | 2568044.0946 | 1207954.3591 | 2568041.6634 | 1207949.0025 | 2568038.4973 | 1207944.139 | 2568036.9344 | 1207942.3558
27 | 2568032.3837 | 1207937.164 | 2568036.9344 | 1207942.3558
28 | 2568072.7374 | 1207983.3439 | 2568064.2824 | 1207974.6733 | 2568063.4849 | 1207973.9354
29 | 2568030.2015 | 1207934.6744 | 2568032.3837 | 1207937.164
30 | 2568030.2015 | 1207934.6744 | 2568029.0118 | 1207933.3171 | 2568013.8389 | 1207917.5818
31 | 2567984.297 | 1207922.6915 | 2567961.895 | 1207945.161
32 | 2567954.8126 | 1207950.8261 | 2567959.2969 | 1207947.7669 | 2567961.895 | 1207945.161
33 | 2567954.8126 | 1207950.8261 | 2567953.9036 | 1207951.4425 | 2567950.1329 | 1207952.897
34 | 2567954.8126 | 1207950.8261 | 2567973.076 | 1207966.6923
35 | 2568122.6376 | 1207974.1823 | 2568116.9498 | 1207975.4024 | 2568110.7493 | 1207976.0026 | 2568088.8522 | 1207978.5659 | 2568077.5393 | 1207981.3615 | 2568072.7374 | 1207983.3439
36 | 2568072.7374 | 1207983.3439 | 2568065.6379 | 1207989.252 | 2568049.1758 | 1208002.0765
37 | 2568072.7374 | 1207983.3439 | 2568079.6529 | 1208000.9499
38 | 2568122.6376 | 1207974.1823 | 2568124.3643 | 1207980.0097 | 2568126.3393 | 1207986.803 | 2568127.7199 | 1207994.7223 | 2568128.6644 | 1208000.7428 | 2568129.6959 | 1208007.3632 | 2568131.2435 | 1208015.2705
39 | 2568045.9037 | 1208004.6255 | 2568049.1758 | 1208002.0765
40 | 2568085.1005 | 1208014.819 | 2568079.6529 | 1208000.9499
41 | 2568131.2435 | 1208015.2705 | 2568132.884 | 1208022.0433 | 2568134.7672 | 1208029.9646
42 | 2568045.9037 | 1208004.6255 | 2568041.5329 | 1208008.0306
43 | 2568087.6063 | 1208021.1984 | 2568085.1005 | 1208014.819
44 | 2568134.7672 | 1208029.9646 | 2568135.2096 | 1208031.8253 | 2568137.0904 | 1208038.0632 | 2568139.8259 | 1208044.8968 | 2568144.0859 | 1208053.8791 | 2568147.6611 | 1208061.4139
45 | 2568040.6739 | 1208008.6997 | 2568041.5329 | 1208008.0306
46 | 2568087.9213 | 1208022.0005 | 2568087.6063 | 1208021.1984
47 | 2568150.3915 | 1208067.2418 | 2568149.9528 | 1208066.2436 | 2568147.6611 | 1208061.4139
48 | 2568040.6739 | 1208008.6997 | 2568036.0915 | 1208012.2696
49 | 2568019.5226 | 1208026.673 | 2568031.2508 | 1208016.0407 | 2568036.0915 | 1208012.2696
50 | 2568011.0806 | 1208034.3261 | 2568019.5226 | 1208026.673
51 | 2568011.0806 | 1208034.3261 | 2568005.7977 | 1208030.241 | 2567999.4995 | 1208023.837
52 | 2568011.0806 | 1208034.3261 | 2567995.6872 | 1208048.7391
53 | 2567999.4594 | 1208023.7962 | 2567999.4995 | 1208023.837
54 | 2567999.4594 | 1208023.7962 | 2567991.4414 | 1208015.6433 | 2567984.3906 | 1208007.9881 | 2567983.114 | 1208005.9723
55 | 2567982.4536 | 1208004.9296 | 2567983.114 | 1208005.9723
56 | 2567982.075 | 1208004.3318 | 2567982.4536 | 1208004.9296
57 | 2567991.2033 | 1207993.9991 | 2567982.8063 | 1208001.782 | 2567982.075 | 1208004.3318
58 | 2567856.2611 | 1207861.473 | 2567838.6398 | 1207843.3663
59 | 2567638.4091 | 1207982.4452 | 2567613.6134 | 1208012.5304
60 | 2567613.6134 | 1208012.5304 | 2567611.3849 | 1208002.5925 | 2567604.4678 | 1207998.6279 | 2567599.5516 | 1207993.5407 | 2567597.881 | 1207986.9238 | 2567598.6091 | 1207982.4173 | 2567600.5947 | 1207979.6347
61 | 2567607.1422 | 1207967.1376 | 2567607.4645 | 1207973.742 | 2567601.4762 | 1207978.3995 | 2567600.5947 | 1207979.6347
62 | 2567606.6173 | 1207956.3813 | 2567607.1422 | 1207967.1376
63 | 2567856.824 | 1207862.0513 | 2567856.2611 | 1207861.473
64 | 2567950.1329 | 1207952.897 | 2567936.8772 | 1207968.1342
65 | 2567940.6572 | 1207987.6343 | 2567929.581 | 1207976.521 | 2567936.8772 | 1207968.1342
66 | 2567911.0827 | 1207917.8044 | 2567912.1885 | 1207918.9406
67 | 2567911.0827 | 1207917.8044 | 2567896.955 | 1207903.2876
68 | 2567894.4268 | 1207900.6898 | 2567896.955 | 1207903.2876
69 | 2567894.4268 | 1207900.6898 | 2567877.1872 | 1207882.9754
70 | 2567875.5332 | 1207881.2759 | 2567877.1872 | 1207882.9754
71 | 2567875.5332 | 1207881.2759 | 2567856.824 | 1207862.0513
72 | 2568092.6778 | 1208034.1101 | 2568087.9213 | 1208022.0005
73 | 2568126.6597 | 1208079.4923 | 2568102.5732 | 1208091.9259
74 | 2568082.8402 | 1208102.1123 | 2568102.5732 | 1208091.9259
75 | 2568150.3915 | 1208067.2418 | 2568126.6597 | 1208079.4923
76 | 2568150.3915 | 1208067.2418 | 2568158.8805 | 1208086.529
77 | 2568158.8805 | 1208086.529 | 2568171.6724 | 1208115.5928
78 | 2568173.8185 | 1208120.4687 | 2568171.6724 | 1208115.5928
79 | 2568173.8185 | 1208120.4687 | 2568187.9084 | 1208112.1142
80 | 2568184.764 | 1208144.2569 | 2568173.8185 | 1208120.4687
81 | 2568192.3153 | 1208109.5011 | 2568187.9084 | 1208112.1142
82 | 2568184.764 | 1208144.2569 | 2568175.6336 | 1208148.3485
83 | 2568184.764 | 1208144.2569 | 2568192.6482 | 1208161.4022
84 | 2568192.3153 | 1208109.5011 | 2568214.0396 | 1208096.6199
85 | 2568168.2556 | 1208151.6548 | 2568175.6336 | 1208148.3485
86 | 2568192.6482 | 1208161.4022 | 2568199.2734 | 1208157.787 | 2568207.8539 | 1208153.105
87 | 2568192.6482 | 1208161.4022 | 2568198.8628 | 1208175.7936
88 | 2568178.4591 | 1208320.1631 | 2568183.2626 | 1208318.3299 | 2568187.5462 | 1208316.9143
89 | 2568171.5783 | 1208323.4761 | 2568173.1366 | 1208322.6087 | 2568177.6788 | 1208320.4609 | 2568178.4591 | 1208320.1631
90 | 2568187.5462 | 1208316.9143 | 2568188.4357 | 1208316.6203
91 | 2568228.1306 | 1208336.5007 | 2568210.8365 | 1208319.8834 | 2568207.768 | 1208317.554 | 2568204.4996 | 1208316.2374 | 2568200.9974 | 1208315.2778 | 2568197.4924 | 1208315.2076 | 2568193.8669 | 1208315.3381 | 2568189.0073 | 1208316.4314 | 2568188.4357 | 1208316.6203
92 | 2568228.1306 | 1208336.5007 | 2568230.0405 | 1208338.3358
93 | 2568247.3045 | 1208341.8428 | 2568244.7516 | 1208342.9708 | 2568239.9575 | 1208343.5078 | 2568236.4277 | 1208343.0598 | 2568233.7751 | 1208341.7399 | 2568230.8112 | 1208339.0764 | 2568230.0405 | 1208338.3358
94 | 2568207.6838 | 1208199.4211 | 2568184.5398 | 1208207.7779
95 | 2568207.6838 | 1208199.4211 | 2568200.742 | 1208180.6864
96 | 2568207.6838 | 1208199.4211 | 2568208.1543 | 1208200.6971 | 2568210.1245 | 1208206.0888
97 | 2568198.8628 | 1208175.7936 | 2568199.3299 | 1208176.8752 | 2568200.742 | 1208180.6864
98 | 2568218.9633 | 1208230.2782 | 2568210.1245 | 1208206.0888
99 | 2568144.2643 | 1208162.4061 | 2568157.2054 | 1208189.73
100 | 2568157.2054 | 1208189.73 | 2568145.0192 | 1208195.0887
101 | 2568144.2643 | 1208162.4061 | 2568165.7342 | 1208152.7847
102 | 2568144.4906 | 1208195.3211 | 2568145.0192 | 1208195.0887
103 | 2568218.9633 | 1208230.2782 | 2568246.3231 | 1208207.3192
104 | 2568218.9633 | 1208230.2782 | 2568227.9551 | 1208252.7096 | 2568231.3847 | 1208261.6605
105 | 2568168.2556 | 1208151.6548 | 2568165.7342 | 1208152.7847
106 | 2568132.1235 | 1208200.7594 | 2568144.4906 | 1208195.3211
107 | 2568251.1441 | 1208203.2467 | 2568246.3231 | 1208207.3192
108 | 2568246.3231 | 1208207.3192 | 2568248.4984 | 1208210.3538 | 2568253.4847 | 1208214.4739 | 2568257.7543 | 1208216.7747 | 2568262.2716 | 1208218.4737 | 2568266.4086 | 1208220.1637 | 2568274.2817 | 1208222.4675 | 2568280.4889 | 1208224.5801 | 2568283.0553 | 1208225.4113 | 2568285.7382 | 1208226.6977 | 2568286.6783 | 1208227.3691
109 | 2568233.5168 | 1208267.2248 | 2568231.3847 | 1208261.6605
110 | 2568112.9687 | 1208157.3931 | 2568112.4091 | 1208156.0658
111 | 2568112.9687 | 1208157.3931 | 2568118.9172 | 1208170.8603
112 | 2568112.4091 | 1208156.0658 | 2568107.1167 | 1208143.5141
113 | 2568121.5914 | 1208176.9148 | 2568118.9172 | 1208170.8603
114 | 2568132.1235 | 1208200.7594 | 2568130.1066 | 1208196.1931
115 | 2568132.1235 | 1208200.7594 | 2568138.3927 | 1208214.9472
116 | 2568221.8248 | 1208145.4818 | 2568207.8539 | 1208153.105
117 | 2568232.46 | 1208139.6773 | 2568221.8248 | 1208145.4818
118 | 2568211.2635 | 1208123.8593 | 2568221.8248 | 1208145.4818
119 | 2568232.46 | 1208139.6773 | 2568240.1553 | 1208155.6452
120 | 2568232.46 | 1208139.6773 | 2568236.7113 | 1208137.3566
121 | 2568107.1167 | 1208143.5141 | 2568104.6582 | 1208137.6833
122 | 2568130.1066 | 1208196.1931 | 2568121.5914 | 1208176.9148
123 | 2568251.1441 | 1208203.2467 | 2568246.6621 | 1208189.6408 | 2568251.3138 | 1208183.7793
124 | 2568286.6783 | 1208227.3691 | 2568288.8747 | 1208228.9378 | 2568291.6296 | 1208232.325 | 2568297.0259 | 1208239.2002 | 2568301.1053 | 1208245.771
125 | 2568233.5168 | 1208267.2248 | 2568235.7728 | 1208273.1127 | 2568243.4112 | 1208292.0225
126 | 2568313.4819 | 1208264.3267 | 2568306.222 | 1208255.8161 | 2568303.536 | 1208251.0833 | 2568301.1053 | 1208245.771
127 | 2568244.9089 | 1208295.7304 | 2568243.4112 | 1208292.0225
128 | 2568249.1928 | 1208306.3358 | 2568244.9089 | 1208295.7304
129 | 2568249.41 | 1208306.8735 | 2568249.1928 | 1208306.3358
130 | 2568249.41 | 1208306.8735 | 2568257.2142 | 1208326.194
131 | 2568261.5356 | 1208335.5549 | 2568259.016 | 1208330.6544 | 2568257.2142 | 1208326.194
132 | 2568271.2289 | 1208347.0541 | 2568264.6271 | 1208339.3405 | 2568261.5356 | 1208335.5549
133 | 2568261.5356 | 1208335.5549 | 2568247.3045 | 1208341.8428
134 | 2568271.2289 | 1208347.0541 | 2568283.4307 | 1208334.2819 | 2568287.3921 | 1208337.9655
135 | 2568271.2289 | 1208347.0541 | 2568277.7237 | 1208354.646 | 2568287.9018 | 1208367.2544 | 2568308.9405 | 1208396.0533
136 | 2568287.3921 | 1208337.9655 | 2568298.9553 | 1208348.7184 | 2568321.6612 | 1208329.8312 | 2568321.1836 | 1208322.941 | 2568314.762 | 1208317.6611
137 | 2568320.2547 | 1208408.2941 | 2568318.3718 | 1208407.3258 | 2568316.2568 | 1208405.5917 | 2568312.9894 | 1208401.5957 | 2568308.9405 | 1208396.0533
138 | 2568305.2615 | 1208316.6556 | 2568314.762 | 1208317.6611
139 | 2568320.2547 | 1208408.2941 | 2568310.6109 | 1208414.6046 | 2568303.6639 | 1208419.1442 | 2568287.4479 | 1208429.4508
140 | 2568340.009 | 1208437.6167 | 2568326.2612 | 1208417.0115 | 2568320.2547 | 1208408.2941
141 | 2568320.2547 | 1208408.2941 | 2568339.8018 | 1208395.698
142 | 2568342.2445 | 1208320.6166 | 2568340.529 | 1208322.1892
143 | 2568356.7245 | 1208307.3431 | 2568342.2445 | 1208320.6166
144 | 2568356.7245 | 1208307.3431 | 2568368.744 | 1208320.2865 | 2568370.1655 | 1208321.7853
145 | 2568356.7245 | 1208307.3431 | 2568345.3166 | 1208295.0635 | 2568337.3492 | 1208286.4455
146 | 2568387.5438 | 1208340.3106 | 2568382.6963 | 1208334.9984 | 2568370.1655 | 1208321.7853
147 | 2568387.5438 | 1208340.3106 | 2568388.0797 | 1208340.8979
148 | 2568401.5492 | 1208356.377 | 2568397.4162 | 1208351.1293 | 2568388.0797 | 1208340.8979
149 | 2568401.5492 | 1208356.377 | 2568410.1181 | 1208350.895 | 2568418.5805 | 1208346.8145
150 | 2568401.5492 | 1208356.377 | 2568370.4768 | 1208375.9309
151 | 2568418.5805 | 1208346.8145 | 2568425.9739 | 1208343.2955 | 2568445.0854 | 1208335.6745
152 | 2568370.4768 | 1208375.9309 | 2568351.0376 | 1208388.4575
153 | 2568370.4768 | 1208375.9309 | 2568364.971 | 1208368.4448 | 2568362.2863 | 1208365.3685 | 2568357.6869 | 1208360.6425
154 | 2568351.0376 | 1208388.4575 | 2568339.8018 | 1208395.698
155 | 2568357.6869 | 1208360.6425 | 2568355.7579 | 1208358.6604
156 | 2568355.7579 | 1208358.6604 | 2568353.32 | 1208356.1554 | 2568345.1261 | 1208347.8276 | 2568343.0813 | 1208346.4266 | 2568340.3888 | 1208346.1741 | 2568337.9595 | 1208346.8096 | 2568335.7845 | 1208348.0886 | 2568329.9339 | 1208353.5765
157 | 2568319.2639 | 1208363.5853 | 2568329.9339 | 1208353.5765
158 | 2568340.009 | 1208437.6167 | 2568351.419 | 1208455.0928
159 | 2568340.009 | 1208437.6167 | 2568326.5812 | 1208446.9354
160 | 2568355.3074 | 1208461.0485 | 2568351.419 | 1208455.0928
161 | 2568318.3729 | 1208452.632 | 2568326.5812 | 1208446.9354
162 | 2568355.3074 | 1208461.0485 | 2568367.1161 | 1208451.5692
163 | 2568318.3729 | 1208452.632 | 2568308.185 | 1208459.7023
164 | 2568367.1161 | 1208451.5692 | 2568367.1161 | 1208451.5692 | 2568375.1947 | 1208453.0534
165 | 2568385.3559 | 1208454.8964 | 2568375.9964 | 1208453.2007 | 2568375.1947 | 1208453.0534
166 | 2568385.3559 | 1208454.8964 | 2568387.1403 | 1208474.5202 | 2568385.1709 | 1208484.4474
167 | 2568375.5109 | 1208491.9919 | 2568374.5375 | 1208490.4962 | 2568385.1709 | 1208484.4474
168 | 2568385.1709 | 1208484.4474 | 2568401.0635 | 1208475.4091
169 | 2568375.5109 | 1208491.9919 | 2568383.1242 | 1208504.1249 | 2568388.7436 | 1208514.4342
170 | 2568375.5109 | 1208491.9919 | 2568358.1109 | 1208502.4024
171 | 2568401.0635 | 1208475.4091 | 2568414.8885 | 1208467.5467 | 2568421.4476 | 1208448.6679 | 2568420.4862 | 1208447.7226
172 | 2568388.7436 | 1208514.4342 | 2568355.1673 | 1208537.8745
173 | 2568399.779 | 1208536.8327 | 2568388.7436 | 1208514.4342
174 | 2568354.9067 | 1208504.3195 | 2568358.1109 | 1208502.4024
175 | 2568355.1673 | 1208537.8745 | 2568350.5034 | 1208541.1304 | 2568346.2779 | 1208544.1991 | 2568343.2746 | 1208546.9499 | 2568341.9423 | 1208549.4362 | 2568340.1412 | 1208553.3426
176 | 2568399.779 | 1208536.8327 | 2568405.5028 | 1208551.0548 | 2568407.5623 | 1208556.647
177 | 2568399.779 | 1208536.8327 | 2568422.0801 | 1208520.5273 | 2568422.4304 | 1208520.2707
178 | 2568501.7649 | 1208462.8775 | 2568496.27 | 1208466.9336
179 | 2568488.2908 | 1208472.8235 | 2568496.27 | 1208466.9336
180 | 2568507.663 | 1208458.6055 | 2568505.2306 | 1208460.3193 | 2568501.7649 | 1208462.8775
181 | 2568483.8322 | 1208476.0035 | 2568486.9357 | 1208473.8238 | 2568488.2908 | 1208472.8235
182 | 2568507.663 | 1208458.6055 | 2568507.968 | 1208458.3906
183 | 2568483.3314 | 1208476.3553 | 2568483.8322 | 1208476.0035
184 | 2568483.3314 | 1208476.3553 | 2568478.4034 | 1208479.8166
185 | 2568478.4034 | 1208479.8166 | 2568472.8588 | 1208483.7109
186 | 2568472.8588 | 1208483.7109 | 2568462.1265 | 1208491.2489
187 | 2568459.1568 | 1208493.3678 | 2568460.2532 | 1208492.5646 | 2568462.1265 | 1208491.2489
188 | 2568458.5615 | 1208493.8038 | 2568459.1568 | 1208493.3678
189 | 2568458.5615 | 1208493.8038 | 2568453.9067 | 1208497.2136
190 | 2568448.4565 | 1208501.206 | 2568453.9067 | 1208497.2136
191 | 2568448.4565 | 1208501.206 | 2568435.0004 | 1208511.0629
192 | 2568424.2993 | 1208518.9017 | 2568422.4304 | 1208520.2707
193 | 2568429.7487 | 1208514.9099 | 2568424.2993 | 1208518.9017
194 | 2568434.4043 | 1208511.4996 | 2568429.7487 | 1208514.9099
195 | 2568407.5623 | 1208556.647 | 2568409.714 | 1208562.45 | 2568415.2185 | 1208575.4614 | 2568419.8226 | 1208584.9868 | 2568423.663 | 1208592.4151 | 2568431.1049 | 1208605.2495 | 2568432.7873 | 1208608.1261
196 | 2568407.5623 | 1208556.647 | 2568398.8703 | 1208561.8072 | 2568382.3026 | 1208571.2228 | 2568381.0936 | 1208572.041
197 | 2568434.4043 | 1208511.4996 | 2568435.0004 | 1208511.0629
198 | 2568361.1553 | 1208611.4357 | 2568360.4871 | 1208610.1496 | 2568359.0368 | 1208606.1662 | 2568359.1305 | 1208600.9183 | 2568361.2119 | 1208593.4919 | 2568364.1111 | 1208588.3291 | 2568367.1849 | 1208584.5329 | 2568371.2592 | 1208580.1865 | 2568376.6898 | 1208575.0214 | 2568381.0936 | 1208572.041
199 | 2568334.756 | 1208563.2378 | 2568334.756 | 1208563.2378 | 2568336.9908 | 1208560.3576 | 2568338.5304 | 1208556.8363 | 2568340.1412 | 1208553.3426
200 | 2568361.1553 | 1208611.4357 | 2568362.7836 | 1208614.5732 | 2568375.1237 | 1208629.3049
201 | 2568361.1553 | 1208611.4357 | 2568351.0474 | 1208619.0718
202 | 2568301.3796 | 1208464.4252 | 2568308.185 | 1208459.7023
203 | 2568300.6073 | 1208464.9612 | 2568301.3796 | 1208464.4252
204 | 2568334.756 | 1208563.2378 | 2568333.0393 | 1208564.9145 | 2568331.2305 | 1208566.4361 | 2568327.7767 | 1208568.8114 | 2568319.1671 | 1208574.483
205 | 2568319.1671 | 1208574.483 | 2568317.2448 | 1208575.7493
206 | 2568293.4937 | 1208591.3953 | 2568317.2448 | 1208575.7493
207 | 2568375.1237 | 1208629.3049 | 2568376.5993 | 1208632.3321 | 2568376.962 | 1208634.7759 | 2568377.0553 | 1208638.0328 | 2568376.4858 | 1208642.4384 | 2568372.1647 | 1208660.3937 | 2568371.0789 | 1208664.9243 | 2568369.8572 | 1208671.7189
208 | 2568380.2134 | 1208634.3695 | 2568375.1237 | 1208629.3049
209 | 2568340.6973 | 1208627.9753 | 2568341.6514 | 1208626.17 | 2568351.0474 | 1208619.0718
210 | 2568380.2134 | 1208634.3695 | 2568383.2895 | 1208638.1665 | 2568384.8696 | 1208640.3298
211 | 2568380.2134 | 1208634.3695 | 2568382.6403 | 1208620.4266 | 2568390.4925 | 1208614.4161
212 | 2568340.6973 | 1208627.9753 | 2568334.4867 | 1208639.7269 | 2568337.7862 | 1208643.6541
213 | 2568349.1673 | 1208647.2583 | 2568342.902 | 1208649.7433 | 2568337.7862 | 1208643.6541
214 | 2568390.4925 | 1208614.4161 | 2568396.3274 | 1208609.9497
215 | 2568293.4937 | 1208591.3953 | 2568286.143 | 1208596.2376 | 2568282.7123 | 1208598.6572
216 | 2568292.2633 | 1208612.0695 | 2568282.7123 | 1208598.6572
217 | 2568146.6505 | 1208232.1758 | 2568145.9078 | 1208230.6779
218 | 2568146.9754 | 1208232.8313 | 2568146.6505 | 1208232.1758
219 | 2568145.9078 | 1208230.6779 | 2568140.7196 | 1208220.2132 | 2568138.3927 | 1208214.9472
220 | 2568098.6376 | 1208124.6848 | 2568104.4752 | 1208137.2495 | 2568104.6582 | 1208137.6833

## bus_geodata
| x | y | coords
0 | 2567907.9873 | 1207808.7897
1 | 2567915.2593 | 1207816.2281
2 | 2567884.5433 | 1207783.7107
3 | 2567926.2237 | 1207827.4432
4 | 2567922.8959 | 1207753.3645
5 | 2567864.6971 | 1207797.7192
6 | 2567934.1902 | 1207835.5919
7 | 2567951.7857 | 1207761.6779
8 | 2567823.4366 | 1207826.8429
9 | 2567934.9954 | 1207836.4155
10 | 2567967.1508 | 1207769.9799
11 | 2567982.9866 | 1207786.4566
12 | 2567838.3826 | 1207843.1021
13 | 2567661.5905 | 1207954.1581
14 | 2567953.5286 | 1207855.4211
15 | 2567958.0686 | 1207860.0933
16 | 2567971.3632 | 1207873.7754
17 | 2567981.4498 | 1207884.1558
18 | 2567997.7774 | 1207900.9591
19 | 2568002.0619 | 1207905.3685
20 | 2568005.7462 | 1207810.1374
21 | 2568027.7535 | 1207833.0354
22 | 2568087.4841 | 1207908.8824
23 | 2568036.9344 | 1207942.3558
24 | 2568063.4849 | 1207973.9354
25 | 2568032.3837 | 1207937.164
26 | 2568013.8389 | 1207917.5818
27 | 2567984.297 | 1207922.6915
28 | 2568030.2015 | 1207934.6744
29 | 2567961.895 | 1207945.161
30 | 2567954.8126 | 1207950.8261
31 | 2568072.7374 | 1207983.3439
32 | 2568122.6376 | 1207974.1823
33 | 2568049.1758 | 1208002.0765
34 | 2568079.6529 | 1208000.9499
35 | 2568131.2435 | 1208015.2705
36 | 2568045.9037 | 1208004.6255
37 | 2568085.1005 | 1208014.819
38 | 2568134.7672 | 1208029.9646
39 | 2568041.5329 | 1208008.0306
40 | 2568087.6063 | 1208021.1984
41 | 2568147.6611 | 1208061.4139
42 | 2568040.6739 | 1208008.6997
43 | 2568036.0915 | 1208012.2696
44 | 2568019.5226 | 1208026.673
45 | 2568011.0806 | 1208034.3261
46 | 2567999.4995 | 1208023.837
47 | 2567995.6872 | 1208048.7391
48 | 2567999.4594 | 1208023.7962
49 | 2567983.114 | 1208005.9723
50 | 2567982.4536 | 1208004.9296
51 | 2567982.075 | 1208004.3318
52 | 2567991.2033 | 1207993.9991
53 | 2567838.6398 | 1207843.3663
54 | 2567638.4091 | 1207982.4452
55 | 2567613.6134 | 1208012.5304
56 | 2567600.5947 | 1207979.6347
57 | 2567607.1422 | 1207967.1376
58 | 2567606.6173 | 1207956.3813
59 | 2567856.2611 | 1207861.473
60 | 2567950.1329 | 1207952.897
61 | 2567973.076 | 1207966.6923
62 | 2567936.8772 | 1207968.1342
63 | 2567912.1885 | 1207918.9406
64 | 2567911.0827 | 1207917.8044
65 | 2567940.6572 | 1207987.6343
66 | 2567896.955 | 1207903.2876
67 | 2567894.4268 | 1207900.6898
68 | 2567877.1872 | 1207882.9754
69 | 2567875.5332 | 1207881.2759
70 | 2567856.824 | 1207862.0513
71 | 2568087.9213 | 1208022.0005
72 | 2568092.6778 | 1208034.1101
73 | 2568102.5732 | 1208091.9259
74 | 2568126.6597 | 1208079.4923
75 | 2568082.8402 | 1208102.1123
76 | 2568150.3915 | 1208067.2418
77 | 2568158.8805 | 1208086.529
78 | 2568171.6724 | 1208115.5928
79 | 2568173.8185 | 1208120.4687
80 | 2568187.9084 | 1208112.1142
81 | 2568184.764 | 1208144.2569
82 | 2568192.3153 | 1208109.5011
83 | 2568175.6336 | 1208148.3485
84 | 2568192.6482 | 1208161.4022
85 | 2568178.4591 | 1208320.1631
86 | 2568187.5462 | 1208316.9143
87 | 2568171.5783 | 1208323.4761
88 | 2568188.4357 | 1208316.6203
89 | 2568228.1306 | 1208336.5007
90 | 2568230.0405 | 1208338.3358
91 | 2568184.5398 | 1208207.7779
92 | 2568207.6838 | 1208199.4211
93 | 2568200.742 | 1208180.6864
94 | 2568210.1245 | 1208206.0888
95 | 2568157.2054 | 1208189.73
96 | 2568144.2643 | 1208162.4061
97 | 2568145.0192 | 1208195.0887
98 | 2568198.8628 | 1208175.7936
99 | 2568218.9633 | 1208230.2782
100 | 2568165.7342 | 1208152.7847
101 | 2568144.4906 | 1208195.3211
102 | 2568246.3231 | 1208207.3192
103 | 2568231.3847 | 1208261.6605
104 | 2568112.9687 | 1208157.3931
105 | 2568112.4091 | 1208156.0658
106 | 2568118.9172 | 1208170.8603
107 | 2568168.2556 | 1208151.6548
108 | 2568132.1235 | 1208200.7594
109 | 2568207.8539 | 1208153.105
110 | 2568221.8248 | 1208145.4818
111 | 2568232.46 | 1208139.6773
112 | 2568211.2635 | 1208123.8593
113 | 2568107.1167 | 1208143.5141
114 | 2568121.5914 | 1208176.9148
115 | 2568214.0396 | 1208096.6199
116 | 2568240.1553 | 1208155.6452
117 | 2568236.7113 | 1208137.3566
118 | 2568251.1441 | 1208203.2467
119 | 2568286.6783 | 1208227.3691
120 | 2568233.5168 | 1208267.2248
121 | 2568251.3138 | 1208183.7793
122 | 2568301.1053 | 1208245.771
123 | 2568243.4112 | 1208292.0225
124 | 2568313.4819 | 1208264.3267
125 | 2568244.9089 | 1208295.7304
126 | 2568249.1928 | 1208306.3358
127 | 2568257.2142 | 1208326.194
128 | 2568249.41 | 1208306.8735
129 | 2568261.5356 | 1208335.5549
130 | 2568271.2289 | 1208347.0541
131 | 2568247.3045 | 1208341.8429
132 | 2568287.3921 | 1208337.9655
133 | 2568308.9405 | 1208396.0533
134 | 2568314.762 | 1208317.6611
135 | 2568320.2547 | 1208408.2941
136 | 2568305.2615 | 1208316.6556
137 | 2568342.2445 | 1208320.6166
138 | 2568340.529 | 1208322.1892
139 | 2568356.7245 | 1208307.3431
140 | 2568370.1655 | 1208321.7853
141 | 2568337.3492 | 1208286.4455
142 | 2568387.5438 | 1208340.3106
143 | 2568388.0797 | 1208340.8979
144 | 2568401.5492 | 1208356.377
145 | 2568418.5805 | 1208346.8145
146 | 2568370.4768 | 1208375.9309
147 | 2568445.0854 | 1208335.6745
148 | 2568351.0376 | 1208388.4575
149 | 2568357.6869 | 1208360.6425
150 | 2568339.8018 | 1208395.698
151 | 2568355.7579 | 1208358.6604
152 | 2568329.9339 | 1208353.5765
153 | 2568319.2639 | 1208363.5853
154 | 2568287.4479 | 1208429.4508
155 | 2568340.009 | 1208437.6167
156 | 2568351.419 | 1208455.0928
157 | 2568326.5812 | 1208446.9354
158 | 2568355.3074 | 1208461.0485
159 | 2568318.3729 | 1208452.632
160 | 2568367.1161 | 1208451.5692
161 | 2568375.1947 | 1208453.0534
162 | 2568385.3559 | 1208454.8964
163 | 2568385.1709 | 1208484.4474
164 | 2568375.5109 | 1208491.9919
165 | 2568401.0635 | 1208475.4091
166 | 2568388.7436 | 1208514.4342
167 | 2568358.1109 | 1208502.4024
168 | 2568420.4862 | 1208447.7226
169 | 2568355.1673 | 1208537.8745
170 | 2568399.779 | 1208536.8327
171 | 2568354.9067 | 1208504.3195
172 | 2568496.27 | 1208466.9336
173 | 2568501.7649 | 1208462.8775
174 | 2568488.2908 | 1208472.8234
175 | 2568507.663 | 1208458.6055
176 | 2568483.8322 | 1208476.0035
177 | 2568507.968 | 1208458.3906
178 | 2568483.3314 | 1208476.3553
179 | 2568478.4034 | 1208479.8165
180 | 2568462.1265 | 1208491.2489
181 | 2568472.8588 | 1208483.7109
182 | 2568459.1568 | 1208493.3678
183 | 2568458.5615 | 1208493.8038
184 | 2568453.9067 | 1208497.2136
185 | 2568448.4565 | 1208501.206
186 | 2568422.4304 | 1208520.2707
187 | 2568424.2993 | 1208518.9017
188 | 2568429.7487 | 1208514.9099
189 | 2568407.5623 | 1208556.647
190 | 2568434.4043 | 1208511.4996
191 | 2568432.7873 | 1208608.1261
192 | 2568381.0936 | 1208572.041
193 | 2568435.0004 | 1208511.0629
194 | 2568340.1412 | 1208553.3426
195 | 2568361.1553 | 1208611.4357
196 | 2568308.185 | 1208459.7023
197 | 2568301.3796 | 1208464.4252
198 | 2568300.6073 | 1208464.9612
199 | 2568334.756 | 1208563.2378
200 | 2568319.1671 | 1208574.483
201 | 2568317.2448 | 1208575.7493
202 | 2568375.1237 | 1208629.3049
203 | 2568351.0474 | 1208619.0718
204 | 2568369.8572 | 1208671.7189
205 | 2568380.2134 | 1208634.3695
206 | 2568340.6973 | 1208627.9753
207 | 2568349.1673 | 1208647.2583
208 | 2568337.7862 | 1208643.6541
209 | 2568384.8696 | 1208640.3298
210 | 2568390.4925 | 1208614.4161
211 | 2568293.4937 | 1208591.3953
212 | 2568282.7123 | 1208598.6572
213 | 2568292.2633 | 1208612.0695
214 | 2568396.3274 | 1208609.9497
215 | 2568146.6505 | 1208232.1758
216 | 2568145.9078 | 1208230.6779
217 | 2568146.9755 | 1208232.8313
218 | 2568138.3927 | 1208214.9472
219 | 2568130.1066 | 1208196.1931
220 | 2568104.6582 | 1208137.6833
221 | 2568098.6376 | 1208124.6848
222 | 2568207.6838 | 1208199.4211

## line_std_types
| c_nf_per_km | r_ohm_per_km | x_ohm_per_km | max_i_ka | type | q_mm2 | alpha | voltage_rating
NAYY 4x50 SE | 210 | 0.642 | 0.083 | 0.142 | cs | 50 | 0.00403 | LV
NAYY 4x120 SE | 264 | 0.225 | 0.08 | 0.242 | cs | 120 | 0.00403 | LV
NAYY 4x150 SE | 261 | 0.208 | 0.08 | 0.27 | cs | 150 | 0.00403 | LV
NA2XS2Y 1x95 RM/25 12/20 kV | 216 | 0.313 | 0.132 | 0.252 | cs | 95 | 0.00403 | MV
NA2XS2Y 1x185 RM/25 12/20 kV | 273 | 0.161 | 0.117 | 0.362 | cs | 185 | 0.00403 | MV
NA2XS2Y 1x240 RM/25 12/20 kV | 304 | 0.122 | 0.112 | 0.421 | cs | 240 | 0.00403 | MV
NA2XS2Y 1x95 RM/25 6/10 kV | 315 | 0.313 | 0.123 | 0.249 | cs | 95 | 0.00403 | MV
NA2XS2Y 1x185 RM/25 6/10 kV | 406 | 0.161 | 0.11 | 0.358 | cs | 185 | 0.00403 | MV
NA2XS2Y 1x240 RM/25 6/10 kV | 456 | 0.122 | 0.105 | 0.416 | cs | 240 | 0.00403 | MV
NA2XS2Y 1x150 RM/25 12/20 kV | 250 | 0.206 | 0.116 | 0.319 | cs | 150 | 0.00403 | MV
NA2XS2Y 1x120 RM/25 12/20 kV | 230 | 0.253 | 0.119 | 0.283 | cs | 120 | 0.00403 | MV
NA2XS2Y 1x70 RM/25 12/20 kV | 190 | 0.443 | 0.132 | 0.22 | cs | 70 | 0.00403 | MV
NA2XS2Y 1x150 RM/25 6/10 kV | 360 | 0.206 | 0.11 | 0.315 | cs | 150 | 0.00403 | MV
NA2XS2Y 1x120 RM/25 6/10 kV | 340 | 0.253 | 0.113 | 0.28 | cs | 120 | 0.00403 | MV
NA2XS2Y 1x70 RM/25 6/10 kV | 280 | 0.443 | 0.123 | 0.217 | cs | 70 | 0.00403 | MV
N2XS(FL)2Y 1x120 RM/35 64/110 kV | 112 | 0.153 | 0.166 | 0.366 | cs | 120 | 0.00393 | HV
N2XS(FL)2Y 1x185 RM/35 64/110 kV | 125 | 0.099 | 0.156 | 0.457 | cs | 185 | 0.00393 | HV
N2XS(FL)2Y 1x240 RM/35 64/110 kV | 135 | 0.075 | 0.149 | 0.526 | cs | 240 | 0.00393 | HV
N2XS(FL)2Y 1x300 RM/35 64/110 kV | 144 | 0.06 | 0.144 | 0.588 | cs | 300 | 0.00393 | HV
15-AL1/3-ST1A 0.4 | 11 | 1.8769 | 0.35 | 0.105 | ol | 16 | 0.00403 | LV
24-AL1/4-ST1A 0.4 | 11.25 | 1.2012 | 0.335 | 0.14 | ol | 24 | 0.00403 | LV
48-AL1/8-ST1A 0.4 | 12.2 | 0.5939 | 0.3 | 0.21 | ol | 48 | 0.00403 | LV
94-AL1/15-ST1A 0.4 | 13.2 | 0.306 | 0.29 | 0.35 | ol | 94 | 0.00403 | LV
34-AL1/6-ST1A 10.0 | 9.7 | 0.8342 | 0.36 | 0.17 | ol | 34 | 0.00403 | MV
48-AL1/8-ST1A 10.0 | 10.1 | 0.5939 | 0.35 | 0.21 | ol | 48 | 0.00403 | MV
70-AL1/11-ST1A 10.0 | 10.4 | 0.4132 | 0.339 | 0.29 | ol | 70 | 0.00403 | MV
94-AL1/15-ST1A 10.0 | 10.75 | 0.306 | 0.33 | 0.35 | ol | 94 | 0.00403 | MV
122-AL1/20-ST1A 10.0 | 11.1 | 0.2376 | 0.323 | 0.41 | ol | 122 | 0.00403 | MV
149-AL1/24-ST1A 10.0 | 11.25 | 0.194 | 0.315 | 0.47 | ol | 149 | 0.00403 | MV
34-AL1/6-ST1A 20.0 | 9.15 | 0.8342 | 0.382 | 0.17 | ol | 34 | 0.00403 | MV
48-AL1/8-ST1A 20.0 | 9.5 | 0.5939 | 0.372 | 0.21 | ol | 48 | 0.00403 | MV
70-AL1/11-ST1A 20.0 | 9.7 | 0.4132 | 0.36 | 0.29 | ol | 70 | 0.00403 | MV
94-AL1/15-ST1A 20.0 | 10 | 0.306 | 0.35 | 0.35 | ol | 94 | 0.00403 | MV
122-AL1/20-ST1A 20.0 | 10.3 | 0.2376 | 0.344 | 0.41 | ol | 122 | 0.00403 | MV
149-AL1/24-ST1A 20.0 | 10.5 | 0.194 | 0.337 | 0.47 | ol | 149 | 0.00403 | MV
184-AL1/30-ST1A 20.0 | 10.75 | 0.1571 | 0.33 | 0.535 | ol | 184 | 0.00403 | MV
243-AL1/39-ST1A 20.0 | 11 | 0.1188 | 0.32 | 0.645 | ol | 243 | 0.00403 | MV
48-AL1/8-ST1A 110.0 | 8 | 0.5939 | 0.46 | 0.21 | ol | 48 | 0.00403 | HV
70-AL1/11-ST1A 110.0 | 8.4 | 0.4132 | 0.45 | 0.29 | ol | 70 | 0.00403 | HV
94-AL1/15-ST1A 110.0 | 8.65 | 0.306 | 0.44 | 0.35 | ol | 94 | 0.00403 | HV
122-AL1/20-ST1A 110.0 | 8.5 | 0.2376 | 0.43 | 0.41 | ol | 122 | 0.00403 | HV
149-AL1/24-ST1A 110.0 | 8.75 | 0.194 | 0.41 | 0.47 | ol | 149 | 0.00403 | HV
184-AL1/30-ST1A 110.0 | 8.8 | 0.1571 | 0.4 | 0.535 | ol | 184 | 0.00403 | HV
243-AL1/39-ST1A 110.0 | 9 | 0.1188 | 0.39 | 0.645 | ol | 243 | 0.00403 | HV
305-AL1/39-ST1A 110.0 | 9.2 | 0.0949 | 0.38 | 0.74 | ol | 305 | 0.00403 | HV
490-AL1/64-ST1A 110.0 | 9.75 | 0.059 | 0.37 | 0.96 | ol | 490 | 0.00403 | HV
679-AL1/86-ST1A 110.0 | 9.95 | 0.042 | 0.36 | 1.15 | ol | 679 | 0.00403 | HV
490-AL1/64-ST1A 220.0 | 10 | 0.059 | 0.285 | 0.96 | ol | 490 | 0.00403 | HV
679-AL1/86-ST1A 220.0 | 11.7 | 0.042 | 0.275 | 1.15 | ol | 679 | 0.00403 | HV
490-AL1/64-ST1A 380.0 | 11 | 0.059 | 0.253 | 0.96 | ol | 490 | 0.00403 | HV
679-AL1/86-ST1A 380.0 | 14.6 | 0.042 | 0.25 | 1.15 | ol | 679 | 0.00403 | HV

## trafo_std_types
| i0_percent | pfe_kw | vkr_percent | sn_mva | vn_lv_kv | vn_hv_kv | vk_percent | shift_degree | vector_group | tap_side | tap_neutral | tap_min | tap_max | tap_step_degree | tap_step_percent | tap_phase_shifter
160 MVA 380/110 kV | 0.06 | 60 | 0.25 | 160 | 110 | 380 | 12.2 | 0 | Yy0 | hv | 0 | -9 | 9 | 0 | 1.5 | FALSE
100 MVA 220/110 kV | 0.06 | 55 | 0.26 | 100 | 110 | 220 | 12 | 0 | Yy0 | hv | 0 | -9 | 9 | 0 | 1.5 | FALSE
63 MVA 110/20 kV | 0.04 | 22 | 0.32 | 63 | 20 | 110 | 18 | 150 | YNd5 | hv | 0 | -9 | 9 | 0 | 1.5 | FALSE
40 MVA 110/20 kV | 0.05 | 18 | 0.34 | 40 | 20 | 110 | 16.2 | 150 | YNd5 | hv | 0 | -9 | 9 | 0 | 1.5 | FALSE
25 MVA 110/20 kV | 0.07 | 14 | 0.41 | 25 | 20 | 110 | 12 | 150 | YNd5 | hv | 0 | -9 | 9 | 0 | 1.5 | FALSE
63 MVA 110/10 kV | 0.04 | 22 | 0.32 | 63 | 10 | 110 | 18 | 150 | YNd5 | hv | 0 | -9 | 9 | 0 | 1.5 | FALSE
40 MVA 110/10 kV | 0.05 | 18 | 0.34 | 40 | 10 | 110 | 16.2 | 150 | YNd5 | hv | 0 | -9 | 9 | 0 | 1.5 | FALSE
25 MVA 110/10 kV | 0.07 | 14 | 0.41 | 25 | 10 | 110 | 12 | 150 | YNd5 | hv | 0 | -9 | 9 | 0 | 1.5 | FALSE
0.25 MVA 20/0.4 kV | 0.32 | 0.8 | 1.44 | 0.25 | 0.4 | 20 | 6 | 150 | Yzn5 | hv | 0 | -2 | 2 | 0 | 2.5 | FALSE
0.4 MVA 20/0.4 kV | 0.3375 | 1.35 | 1.425 | 0.4 | 0.4 | 20 | 6 | 150 | Dyn5 | hv | 0 | -2 | 2 | 0 | 2.5 | FALSE
0.63 MVA 20/0.4 kV | 0.2619 | 1.65 | 1.206 | 0.63 | 0.4 | 20 | 6 | 150 | Dyn5 | hv | 0 | -2 | 2 | 0 | 2.5 | FALSE
0.25 MVA 10/0.4 kV | 0.24 | 0.6 | 1.2 | 0.25 | 0.4 | 10 | 4 | 150 | Dyn5 | hv | 0 | -2 | 2 | 0 | 2.5 | FALSE
0.4 MVA 10/0.4 kV | 0.2375 | 0.95 | 1.325 | 0.4 | 0.4 | 10 | 4 | 150 | Dyn5 | hv | 0 | -2 | 2 | 0 | 2.5 | FALSE
0.63 MVA 10/0.4 kV | 0.1873 | 1.18 | 1.0794 | 0.63 | 0.4 | 10 | 4 | 150 | Dyn5 | hv | 0 | -2 | 2 | 0 | 2.5 | FALSE

## trafo3w_std_types
| sn_hv_mva | sn_mv_mva | sn_lv_mva | vn_hv_kv | vn_mv_kv | vn_lv_kv | vk_hv_percent | vk_mv_percent | vk_lv_percent | vkr_hv_percent | vkr_mv_percent | vkr_lv_percent | pfe_kw | i0_percent | shift_mv_degree | shift_lv_degree | vector_group | tap_side | tap_neutral | tap_min | tap_max | tap_step_percent
63/25/38 MVA 110/20/10 kV | 63 | 25 | 38 | 110 | 20 | 10 | 10.4 | 10.4 | 10.4 | 0.28 | 0.32 | 0.35 | 35 | 0.89 | 0 | 0 | YN0yn0yn0 | hv | 0 | -10 | 10 | 1.2
63/25/38 MVA 110/10/10 kV | 63 | 25 | 38 | 110 | 10 | 10 | 10.4 | 10.4 | 10.4 | 0.28 | 0.32 | 0.35 | 35 | 0.89 | 0 | 0 | YN0yn0yn0 | hv | 0 | -10 | 10 | 1.2

## fuse_std_types
| fuse_type | i_rated_a | t_avg | t_min | t_total | x_avg | x_min | x_total
HV 100A | HV 100A | 100 | 0 | [10.0, 3.64, 0.854, 0.281, 0.1, 0.0531, 0.022, 0.01] | [10.0, 4.267, 1.21, 0.403, 0.1, 0.058, 0.022, 0.01] | 0 | [300.0, 350.0, 450.0, 550.0, 700.0, 850.0, 1200.0, 1752.0] | [600.0, 700.0, 900.0, 1150.0, 1665.0, 2000.0, 3000.0, 4313.0]
HV 10A | HV 10A | 10 | 0 | [10.0, 1675.0, 0.344, 0.156, 0.1, 0.0417, 0.0171, 0.01] | [10.0, 1.3, 0.3, 0.155, 0.1, 0.0555, 0.023, 0.01] | 0 | [30.0, 32.0, 35.0, 37.0, 39.0, 50.0, 70.0, 88.0] | [60.0, 70.0, 80.0, 87.0, 94.0, 110.0, 150.0, 216.0]
HV 125A | HV 125A | 125 | 0 | [10.0, 1.82, 0.344, 0.1, 0.0467, 0.0269, 0.01] | [10.0, 2.478, 0.426, 0.1, 0.0427, 0.0211, 0.01] | 0 | [375.0, 500.0, 700.0, 925.0, 1200.0, 1500.0, 2341.0] | [750.0, 1000.0, 1500.0, 2200.0, 3000.0, 4000.0, 5765.0]
HV 160A | HV 160A | 160 | 0 | [10.0, 4.15, 1.03, 0.198, 0.1, 0.051, 0.0172, 0.01] | [10.0, 2.3, 0.734, 0.274, 0.1, 0.046, 0.0177, 0.01] | 0 | [480.0, 550.0, 700.0, 1000.0, 1260.0, 1600.0, 2500.0, 3227.0] | [960.0, 1300.0, 1700.0, 2200.0, 2996.0, 4000.0, 6000.0, 7946.0]
HV 16A | HV 16A | 16 | 0 | [10.0, 0.352, 0.164, 0.1, 0.0649, 0.0342, 0.01] | [10.0, 2.34, 0.722, 0.181, 0.1, 0.055, 0.0296, 0.01] | 0 | [48.0, 60.0, 65.0, 71.0, 80.0, 100.0, 162.0] | [96.0, 110.0, 125.0, 150.0, 168.0, 200.0, 250.0, 398.0]
HV 200A | HV 200A | 200 | 0 | [10.0, 4.267, 1.21, 0.403, 0.1, 0.058, 0.022, 0.01] | [10.0, 3.73, 1.654, 0.328, 0.1, 0.0531, 0.019, 0.01] | 0 | [600.0, 700.0, 900.0, 1150.0, 1665.0, 2000.0, 3000.0, 4313.0] | [1200.0, 1500.0, 1800.0, 2700.0, 3960.0, 5000.0, 7500.0, 10620.0]
HV 20A | HV 20A | 20 | 0 | [10.0, 1.3, 0.3, 0.155, 0.1, 0.0555, 0.023, 0.01] | [10.0, 1.3, 0.161, 0.1, 0.0611, 0.0399, 0.0141, 0.01] | 0 | [60.0, 70.0, 80.0, 87.0, 94.0, 110.0, 150.0, 216.0] | [120.0, 150.0, 200.0, 223.0, 260.0, 300.0, 450.0, 532.0]
HV 25A | HV 25A | 25 | 0 | [10.0, 2.512, 0.833, 0.299, 0.1, 0.0372, 0.0223, 0.01] | [10.0, 3.125, 0.597, 0.198, 0.1, 0.0378, 0.022, 0.01] | 0 | [75.0, 82.0, 90.0, 100.0, 124.0, 170.0, 200.0, 289.0] | [150.0, 170.0, 210.0, 250.0, 294.0, 400.0, 500.0, 711.0]
HV 31.5A | HV 31.5A | 31.5 | 0 | [10.0, 2.34, 0.722, 0.181, 0.1, 0.055, 0.0296, 0.01] | [10.0, 2.84, 0.368, 0.164, 0.1, 0.0621, 0.0378, 0.0195, 0.01] | 0 | [95.0, 110.0, 125.0, 150.0, 165.0, 200.0, 250.0, 390.0] | [189.0, 220.0, 300.0, 350.0, 393.0, 450.0, 530.0, 700.0, 960.0]
HV 40A | HV 40A | 40 | 0 | [10.0, 1.3, 0.161, 0.1, 0.0611, 0.0399, 0.0141, 0.01] | [10.0, 2.05, 0.369, 0.198, 0.1, 0.051, 0.0298, 0.01] | 0 | [120.0, 150.0, 200.0, 223.0, 260.0, 300.0, 450.0, 532.0] | [240.0, 300.0, 400.0, 450.0, 530.0, 650.0, 800.0, 1311.0]
HV 50A | HV 50A | 50 | 0 | [10.0, 3.215, 0.597, 0.198, 0.1, 0.0378, 0.022, 0.01] | [10.0, 3.64, 0.854, 0.281, 0.1, 0.0531, 0.022, 0.01] | 0 | [150.0, 170.0, 210.0, 250.0, 294.0, 400.0, 500.0, 711.0] | [300.0, 350.0, 450.0, 550.0, 700.0, 850.0, 1200.0, 1752.0]
HV 6.3A | HV 6.3A | 6.3 | 0 | [10.0, 1.39, 0.344, 0.168, 0.1, 0.056, 0.0263, 0.01] | [10.0, 1.711, 0.516, 0.198, 0.1, 0.0634, 0.0303, 0.01] | 0 | [19.0, 19.5, 20.4, 20.8, 22.0, 25.0, 32.0, 48.0] | [38.0, 40.0, 43.0, 48.0, 53.0, 60.0, 75.0, 118.0]
HV 63A | HV 63A | 63 | 0 | [10.0, 2.84, 0.368, 0.164, 0.1, 0.0621, 0.0378, 0.0195, 0.01] | [10.0, 1.82, 0.344, 0.1, 0.0467, 0.0269, 0.01] | 0 | [189.0, 220.0, 300.0, 350.0, 393.0, 450.0, 530.0, 700.0, 961.0] | [378.0, 500.0, 700.0, 934.0, 1200.0, 1500.0, 2366.0]
HV 80A | HV 80A | 80 | 0 | [10.0, 2.05, 0.369, 0.198, 0.1, 0.051, 0.0298, 0.01] | [10.0, 4.15, 1.03, 0.198, 0.1, 0.051, 0.0172, 0.01] | 0 | [240.0, 300.0, 400.0, 450.0, 530.0, 650.0, 800.0, 1311.0] | [480.0, 550.0, 700.0, 1000.0, 1260.0, 1600.0, 2500.0, 3227.0]
Siemens NH-1-100 | Siemens NH-1-100 | 100 | [5400.0, 2000.0, 400.0, 20.0, 1.0, 0.2, 0.012, 0.004] | 0 | 0 | [150.0, 190.0, 250.0, 430.0, 900.0, 1250.0, 2700.0, 3600.0] | 0 | 0
Siemens NH-1-125 | Siemens NH-1-125 | 125 | [4800.0, 120.0, 7.0, 0.1, 0.004] | 0 | 0 | [180.0, 400.0, 740.0, 2000.0, 4250.0] | 0 | 0
Siemens NH-1-16 | Siemens NH-1-16 | 16 | [4000.0, 400.0, 2.0, 0.1, 0.04, 0.01] | 0 | 0 | [26.0, 35.0, 75.0, 150.0, 200.0, 300.0] | 0 | 0
Siemens NH-1-160 | Siemens NH-1-160 | 160 | [4800.0, 120.0, 7.0, 0.1, 0.004] | 0 | 0 | [210.0, 500.0, 900.0, 2300.0, 5000.0] | 0 | 0
Siemens NH-1-25 | Siemens NH-1-25 | 25 | [4000.0, 1000.0, 10.0, 0.2, 0.02, 0.01] | 0 | 0 | [40.0, 50.0, 100.0, 210.0, 400.0, 500.0] | 0 | 0
Siemens NH-1-50 | Siemens NH-1-50 | 50 | [4000.0, 40.0, 4.0, 1.0, 0.02, 0.01] | 0 | 0 | [86.0, 200.0, 300.0, 400.0, 1000.0, 1280.0] | 0 | 0
Siemens NH-1-63 | Siemens NH-1-63 | 63 | [4000.0, 100.0, 10.0, 2.0, 0.04, 0.01] | 0 | 0 | [100.0, 200.0, 300.0, 400.0, 1000.0, 1500.0] | 0 | 0
Siemens NH-1-80 | Siemens NH-1-80 | 80 | [4800.0, 120.0, 7.0, 0.1, 0.01] | 0 | 0 | [150.58, 250.0, 450.0, 1150.0, 2470.0] | 0 | 0
Siemens NH-2-1000 | Siemens NH-2-1000 | 1000 | [4800.0, 120.0, 7.0, 0.1, 0.004] | 0 | 0 | [1900.0, 3500.0, 8400.0, 24000.0, 52000.0] | 0 | 0
Siemens NH-2-200 | Siemens NH-2-200 | 200 | [4800.0, 120.0, 7.0, 0.1, 0.004] | 0 | 0 | [280.0, 650.0, 1200.0, 3000.0, 7000.0] | 0 | 0
Siemens NH-2-224 | Siemens NH-2-224 | 224 | [4800.0, 120.0, 7.0, 0.2, 0.04, 0.004] | 0 | 0 | [400.0, 750.0, 1453.0, 3025.0, 4315.0, 7600.0] | 0 | 0
Siemens NH-2-250 | Siemens NH-2-250 | 250 | [4800.0, 120.0, 7.0, 0.1, 0.004] | 0 | 0 | [450.0, 800.0, 1650.0, 4000.0, 8500.0] | 0 | 0
Siemens NH-2-315 | Siemens NH-2-315 | 315 | [4800.0, 120.0, 7.0, 0.1, 0.004] | 0 | 0 | [550.0, 920.0, 1900.0, 5000.0, 11000.0] | 0 | 0
Siemens NH-2-355 | Siemens NH-2-355 | 355 | [4800.0, 120.0, 6.0, 0.1, 0.004] | 0 | 0 | [650.0, 1116.27, 2350.0, 5840.0, 12790.0] | 0 | 0
Siemens NH-2-400 | Siemens NH-2-400 | 400 | [4800.0, 120.0, 7.0, 0.1, 0.004] | 0 | 0 | [720.0, 1350.0, 2800.0, 6500.0, 15000.0] | 0 | 0
Siemens NH-2-425 | Siemens NH-2-425 | 425 | [4800.0, 120.0, 7.0, 0.1, 0.004] | 0 | 0 | [850.0, 1500.0, 3050.0, 7500.0, 16500.0] | 0 | 0
Siemens NH-2-630 | Siemens NH-2-630 | 630 | [4800.0, 120.0, 7.0, 0.1, 0.004] | 0 | 0 | [1200.0, 2000.0, 4800.0, 12000.0, 26000.0] | 0 | 0

## dtypes
| element | column | dtype
0 | bus | name | object
1 | bus | vn_kv | float64
2 | bus | type | object
3 | bus | zone | object
4 | bus | in_service | bool
5 | load | name | object
6 | load | bus | uint32
7 | load | p_mw | float64
8 | load | q_mvar | float64
9 | load | const_z_percent | float64
10 | load | const_i_percent | float64
11 | load | sn_mva | float64
12 | load | scaling | float64
13 | load | in_service | bool
14 | load | type | object
15 | ext_grid | name | object
16 | ext_grid | bus | uint32
17 | ext_grid | vm_pu | float64
18 | ext_grid | va_degree | float64
19 | ext_grid | slack_weight | float64
20 | ext_grid | in_service | bool
21 | line | name | object
22 | line | std_type | object
23 | line | from_bus | uint32
24 | line | to_bus | uint32
25 | line | length_km | float64
26 | line | r_ohm_per_km | float64
27 | line | x_ohm_per_km | float64
28 | line | c_nf_per_km | float64
29 | line | g_us_per_km | float64
30 | line | max_i_ka | float64
31 | line | df | float64
32 | line | parallel | uint32
33 | line | type | object
34 | line | in_service | bool
35 | trafo | name | object
36 | trafo | std_type | object
37 | trafo | hv_bus | uint32
38 | trafo | lv_bus | uint32
39 | trafo | sn_mva | float64
40 | trafo | vn_hv_kv | float64
41 | trafo | vn_lv_kv | float64
42 | trafo | vk_percent | float64
43 | trafo | vkr_percent | float64
44 | trafo | pfe_kw | float64
45 | trafo | i0_percent | float64
46 | trafo | shift_degree | float64
47 | trafo | tap_side | object
48 | trafo | tap_neutral | int32
49 | trafo | tap_min | int32
50 | trafo | tap_max | int32
51 | trafo | tap_step_percent | float64
52 | trafo | tap_step_degree | float64
53 | trafo | tap_pos | int32
54 | trafo | tap_phase_shifter | bool
55 | trafo | parallel | uint32
56 | trafo | df | float64
57 | trafo | in_service | bool
58 | line_geodata | coords | object
59 | bus_geodata | x | float64
60 | bus_geodata | y | float64
61 | bus_geodata | coords | object

## parameters
| version | format_version | converged | OPF_converged | name | f_hz | sn_mva
0 | 2.14.6 | 2.14.0 | FALSE | FALSE |  | 50 | 1