## bus
| name | vn_kv | type | zone | in_service
0 | bus_LV_6607-12_0_4_node_0 | 0.4 | n |  | TRUE
1 | bus_LV_6607-12_0_4_node_2 | 0.4 | n |  | TRUE
2 | bus_LV_6607-12_0_4_node_4 | 0.4 | n |  | TRUE
3 | bus_LV_6607-12_0_4_node_3 | 0.4 | n |  | TRUE
4 | bus_LV_6607-12_0_4_node_145 | 0.4 | n |  | TRUE
5 | bus_LV_6607-12_0_4_node_146 | 0.4 | n |  | TRUE
6 | bus_LV_6607-12_0_4_node_13 | 0.4 | n |  | TRUE
7 | bus_LV_6607-12_0_4_node_157 | 0.4 | n |  | TRUE
8 | bus_LV_6607-12_0_4_node_31 | 0.4 | n |  | TRUE
9 | bus_LV_6607-12_0_4_node_9 | 0.4 | n |  | TRUE
10 | bus_LV_6607-12_0_4_node_107 | 0.4 | n |  | TRUE
11 | bus_LV_6607-12_0_4_node_7 | 0.4 | n |  | TRUE
12 | bus_LV_6607-12_0_4_node_14 | 0.4 | n |  | TRUE
13 | bus_LV_6607-12_0_4_node_22 | 0.4 | n |  | TRUE
14 | bus_LV_6607-12_0_4_node_149 | 0.4 | n |  | TRUE
15 | bus_LV_6607-12_0_4_node_35 | 0.4 | n |  | TRUE
16 | bus_LV_6607-12_0_4_node_5 | 0.4 | n |  | TRUE
17 | bus_LV_6607-12_0_4_node_8 | 0.4 | n |  | TRUE
18 | bus_LV_6607-12_0_4_node_44 | 0.4 | n |  | TRUE
19 | bus_LV_6607-12_0_4_node_12 | 0.4 | n |  | TRUE
20 | bus_LV_6607-12_0_4_node_10 | 0.4 | n |  | TRUE
21 | bus_LV_6607-12_0_4_node_45 | 0.4 | n |  | TRUE
22 | bus_LV_6607-12_0_4_node_11 | 0.4 | n |  | TRUE
23 | bus_LV_6607-12_0_4_node_67 | 0.4 | n |  | TRUE
24 | bus_LV_6607-12_0_4_node_64 | 0.4 | n |  | TRUE
25 | bus_LV_6607-12_0_4_node_103 | 0.4 | n |  | TRUE
26 | bus_LV_6607-12_0_4_node_15 | 0.4 | n |  | TRUE
27 | bus_LV_6607-12_0_4_node_25 | 0.4 | n |  | TRUE
28 | bus_LV_6607-12_0_4_node_68 | 0.4 | n |  | TRUE
29 | bus_LV_6607-12_0_4_node_17 | 0.4 | n |  | TRUE
30 | bus_LV_6607-12_0_4_node_28 | 0.4 | n |  | TRUE
31 | bus_LV_6607-12_0_4_node_154 | 0.4 | n |  | TRUE
32 | bus_LV_6607-12_0_4_node_156 | 0.4 | n |  | TRUE
33 | bus_LV_6607-12_0_4_node_18 | 0.4 | n |  | TRUE
34 | bus_LV_6607-12_0_4_node_159 | 0.4 | n |  | TRUE
35 | bus_LV_6607-12_0_4_node_23 | 0.4 | n |  | TRUE
36 | bus_LV_6607-12_0_4_node_26 | 0.4 | n |  | TRUE
37 | bus_LV_6607-12_0_4_node_29 | 0.4 | n |  | TRUE
38 | bus_LV_6607-12_0_4_node_19 | 0.4 | n |  | TRUE
39 | bus_LV_6607-12_0_4_node_113 | 0.4 | n |  | TRUE
40 | bus_LV_6607-12_0_4_node_112 | 0.4 | n |  | TRUE
41 | bus_LV_6607-12_0_4_node_20 | 0.4 | n |  | TRUE
42 | bus_LV_6607-12_0_4_node_131 | 0.4 | n |  | TRUE
43 | bus_LV_6607-12_0_4_node_21 | 0.4 | n |  | TRUE
44 | bus_LV_6607-12_0_4_node_76 | 0.4 | n |  | TRUE
45 | bus_LV_6607-12_0_4_node_111 | 0.4 | n |  | TRUE
46 | bus_LV_6607-12_0_4_node_94 | 0.4 | n |  | TRUE
47 | bus_LV_6607-12_0_4_node_43 | 0.4 | n |  | TRUE
48 | bus_LV_6607-12_0_4_node_40 | 0.4 | n |  | TRUE
49 | bus_LV_6607-12_0_4_node_24 | 0.4 | n |  | TRUE
50 | bus_LV_6607-12_0_4_node_81 | 0.4 | n |  | TRUE
51 | bus_LV_6607-12_0_4_node_91 | 0.4 | n |  | TRUE
52 | bus_LV_6607-12_0_4_node_136 | 0.4 | n |  | TRUE
53 | bus_LV_6607-12_0_4_node_147 | 0.4 | n |  | TRUE
54 | bus_LV_6607-12_0_4_node_143 | 0.4 | n |  | TRUE
55 | bus_LV_6607-12_0_4_node_32 | 0.4 | n |  | TRUE
56 | bus_LV_6607-12_0_4_node_46 | 0.4 | n |  | TRUE
57 | bus_LV_6607-12_0_4_node_33 | 0.4 | n |  | TRUE
58 | bus_LV_6607-12_0_4_node_114 | 0.4 | n |  | TRUE
59 | bus_LV_6607-12_0_4_node_34 | 0.4 | n |  | TRUE
60 | bus_LV_6607-12_0_4_node_38 | 0.4 | n |  | TRUE
61 | bus_LV_6607-12_0_4_node_36 | 0.4 | n |  | TRUE
62 | bus_LV_6607-12_0_4_node_105 | 0.4 | n |  | TRUE
63 | bus_LV_6607-12_0_4_node_158 | 0.4 | n |  | TRUE
64 | bus_LV_6607-12_0_4_node_141 | 0.4 | n |  | TRUE
65 | bus_LV_6607-12_0_4_node_65 | 0.4 | n |  | TRUE
66 | bus_LV_6607-12_0_4_node_101 | 0.4 | n |  | TRUE
67 | bus_LV_6607-12_0_4_node_150 | 0.4 | n |  | TRUE
68 | bus_LV_6607-12_0_4_node_69 | 0.4 | n |  | TRUE
69 | bus_LV_6607-12_0_4_node_85 | 0.4 | n |  | TRUE
70 | bus_LV_6607-12_0_4_node_84 | 0.4 | n |  | TRUE
71 | bus_LV_6607-12_0_4_node_153 | 0.4 | n |  | TRUE
72 | bus_LV_6607-12_0_4_node_155 | 0.4 | n |  | TRUE
73 | bus_LV_6607-12_0_4_node_75 | 0.4 | n |  | TRUE
74 | bus_LV_6607-12_0_4_node_39 | 0.4 | n |  | TRUE
75 | bus_LV_6607-12_0_4_node_92 | 0.4 | n |  | TRUE
76 | bus_LV_6607-12_0_4_node_83 | 0.4 | n |  | TRUE
77 | bus_LV_6607-12_0_4_node_41 | 0.4 | n |  | TRUE
78 | bus_LV_6607-12_0_4_node_152 | 0.4 | n |  | TRUE
79 | bus_LV_6607-12_0_4_node_80 | 0.4 | n |  | TRUE
80 | bus_LV_6607-12_0_4_node_139 | 0.4 | n |  | TRUE
81 | bus_LV_6607-12_0_4_node_78 | 0.4 | n |  | TRUE
82 | bus_LV_6607-12_0_4_node_77 | 0.4 | n |  | TRUE
83 | bus_LV_6607-12_0_4_node_79 | 0.4 | n |  | TRUE
84 | bus_LV_6607-12_0_4_node_82 | 0.4 | n |  | TRUE
85 | bus_LV_6607-12_0_4_node_90 | 0.4 | n |  | TRUE
86 | bus_LV_6607-12_0_4_node_148 | 0.4 | n |  | TRUE
87 | bus_LV_6607-12_0_4_node_62 | 0.4 | n |  | TRUE
88 | bus_LV_6607-12_0_4_node_129 | 0.4 | n |  | TRUE
89 | bus_LV_6607-12_0_4_node_37 | 0.4 | n |  | TRUE
90 | bus_LV_6607-12_0_4_node_63 | 0.4 | n |  | TRUE
91 | bus_LV_6607-12_0_4_node_42 | 0.4 | n |  | TRUE
92 | bus_LV_6607-12_0_4_node_128 | 0.4 | n |  | TRUE
93 | bus_LV_6607-12_0_4_node_161 | 0.4 | n |  | TRUE
94 | bus_LV_6607-12_0_4_node_140 | 0.4 | n |  | TRUE
95 | bus_LV_6607-12_0_4_node_47 | 0.4 | n |  | TRUE
96 | bus_LV_6607-12_0_4_node_48 | 0.4 | n |  | TRUE
97 | bus_LV_6607-12_0_4_node_49 | 0.4 | n |  | TRUE
98 | bus_LV_6607-12_0_4_node_50 | 0.4 | n |  | TRUE
99 | bus_LV_6607-12_0_4_node_51 | 0.4 | n |  | TRUE
100 | bus_LV_6607-12_0_4_node_104 | 0.4 | n |  | TRUE
101 | bus_LV_6607-12_0_4_node_109 | 0.4 | n |  | TRUE
102 | bus_LV_6607-12_0_4_node_110 | 0.4 | n |  | TRUE
103 | bus_LV_6607-12_0_4_node_89 | 0.4 | n |  | TRUE
104 | bus_LV_6607-12_0_4_node_52 | 0.4 | n |  | TRUE
105 | bus_LV_6607-12_0_4_node_53 | 0.4 | n |  | TRUE
106 | bus_LV_6607-12_0_4_node_54 | 0.4 | n |  | TRUE
107 | bus_LV_6607-12_0_4_node_55 | 0.4 | n |  | TRUE
108 | bus_LV_6607-12_0_4_node_66 | 0.4 | n |  | TRUE
109 | bus_LV_6607-12_0_4_node_118 | 0.4 | n |  | TRUE
110 | bus_LV_6607-12_0_4_node_160 | 0.4 | n |  | TRUE
111 | bus_LV_6607-12_0_4_node_98 | 0.4 | n |  | TRUE
112 | bus_LV_6607-12_0_4_node_117 | 0.4 | n |  | TRUE
113 | bus_LV_6607-12_0_4_node_96 | 0.4 | n |  | TRUE
114 | bus_LV_6607-12_0_4_node_56 | 0.4 | n |  | TRUE
115 | bus_LV_6607-12_0_4_node_57 | 0.4 | n |  | TRUE
116 | bus_LV_6607-12_0_4_node_58 | 0.4 | n |  | TRUE
117 | bus_LV_6607-12_0_4_node_59 | 0.4 | n |  | TRUE
118 | bus_LV_6607-12_0_4_node_60 | 0.4 | n |  | TRUE
119 | bus_LV_6607-12_0_4_node_61 | 0.4 | n |  | TRUE
120 | bus_LV_6607-12_0_4_node_71 | 0.4 | n |  | TRUE
121 | bus_LV_6607-12_0_4_node_99 | 0.4 | n |  | TRUE
122 | bus_LV_6607-12_0_4_node_74 | 0.4 | n |  | TRUE
123 | bus_LV_6607-12_0_4_node_126 | 0.4 | n |  | TRUE
124 | bus_LV_6607-12_0_4_node_73 | 0.4 | n |  | TRUE
125 | bus_LV_6607-12_0_4_node_87 | 0.4 | n |  | TRUE
126 | bus_LV_6607-12_0_4_node_116 | 0.4 | n |  | TRUE
127 | bus_LV_6607-12_0_4_node_70 | 0.4 | n |  | TRUE
128 | bus_LV_6607-12_0_4_node_127 | 0.4 | n |  | TRUE
129 | bus_LV_6607-12_0_4_node_72 | 0.4 | n |  | TRUE
130 | bus_LV_6607-12_0_4_node_138 | 0.4 | n |  | TRUE
131 | bus_LV_6607-12_0_4_node_86 | 0.4 | n |  | TRUE
132 | bus_LV_6607-12_0_4_node_88 | 0.4 | n |  | TRUE
133 | bus_LV_6607-12_0_4_node_93 | 0.4 | n |  | TRUE
134 | bus_LV_6607-12_0_4_node_95 | 0.4 | n |  | TRUE
135 | bus_LV_6607-12_0_4_node_130 | 0.4 | n |  | TRUE
136 | bus_LV_6607-12_0_4_node_97 | 0.4 | n |  | TRUE
137 | bus_LV_6607-12_0_4_node_142 | 0.4 | n |  | TRUE
138 | bus_LV_6607-12_0_4_node_100 | 0.4 | n |  | TRUE
139 | bus_LV_6607-12_0_4_node_102 | 0.4 | n |  | TRUE
140 | bus_LV_6607-12_0_4_node_124 | 0.4 | n |  | TRUE
141 | bus_LV_6607-12_0_4_node_106 | 0.4 | n |  | TRUE
142 | bus_LV_6607-12_0_4_node_108 | 0.4 | n |  | TRUE
143 | bus_LV_6607-12_0_4_node_115 | 0.4 | n |  | TRUE
144 | bus_LV_6607-12_0_4_node_122 | 0.4 | n |  | TRUE
145 | bus_LV_6607-12_0_4_node_121 | 0.4 | n |  | TRUE
146 | bus_LV_6607-12_0_4_node_123 | 0.4 | n |  | TRUE
147 | bus_LV_6607-12_0_4_node_125 | 0.4 | n |  | TRUE
148 | bus_LV_6607-12_0_4_node_132 | 0.4 | n |  | TRUE
149 | bus_LV_6607-12_0_4_node_133 | 0.4 | n |  | TRUE
150 | bus_LV_6607-12_0_4_node_134 | 0.4 | n |  | TRUE
151 | bus_LV_6607-12_0_4_node_135 | 0.4 | n |  | TRUE
152 | bus_LV_6607-12_0_4_node_144 | 0.4 | n |  | TRUE
153 | bus_LV_6607-12_0_4_node_162 | 0.4 | n |  | TRUE
154 | bus_LV_6607-12_0_4_node_137 | 0.4 | n |  | TRUE
155 | bus_LV_6607-12_0_4_node_151 | 0.4 | n |  | TRUE
156 | bus_MV_458_0_node_31 | 20 | n |  | TRUE

## load
| name | bus | p_mw | q_mvar | const_z_percent | const_i_percent | sn_mva | scaling | in_service | type
0 | LV_6607-12_0_4_load_0 | 0 | 0.00042666 | 0.00010693 | 0 | 0 |  | 1 | TRUE | wye
1 | LV_6607-12_0_4_load_145 | 4 | 0.00026 | 6.5162e-05 | 0 | 0 |  | 1 | TRUE | wye
2 | LV_6607-12_0_4_load_146 | 5 | 0.00089293 | 0.00022379 | 0 | 0 |  | 1 | TRUE | wye
3 | LV_6607-12_0_4_load_157 | 7 | 0.0010715 | 0.00026854 | 0 | 0 |  | 1 | TRUE | wye
4 | LV_6607-12_0_4_load_107 | 10 | 0.0012104 | 0.00030336 | 0 | 0 |  | 1 | TRUE | wye
5 | LV_6607-12_0_4_load_149 | 14 | 0.0037198 | 0.00093226 | 0 | 0 |  | 1 | TRUE | wye
6 | LV_6607-12_0_4_load_35 | 15 | 0.0011877 | 0.00029766 | 0 | 0 |  | 1 | TRUE | wye
7 | LV_6607-12_0_4_load_5 | 16 | 0.00063137 | 0.00015824 | 0 | 0 |  | 1 | TRUE | wye
8 | LV_6607-12_0_4_load_45 | 21 | 0.0016862 | 0.0004226 | 0 | 0 |  | 1 | TRUE | wye
9 | LV_6607-12_0_4_load_67 | 23 | 0.00041547 | 0.00010413 | 0 | 0 |  | 1 | TRUE | wye
10 | LV_6607-12_0_4_load_64 | 24 | 0.0013614 | 0.0003412 | 0 | 0 |  | 1 | TRUE | wye
11 | LV_6607-12_0_4_load_103 | 25 | 0.0011858 | 0.00029718 | 0 | 0 |  | 1 | TRUE | wye
12 | LV_6607-12_0_4_load_68 | 28 | 0.0016382 | 0.00041057 | 0 | 0 |  | 1 | TRUE | wye
13 | LV_6607-12_0_4_load_156 | 32 | 0.0020413 | 0.0005116 | 0 | 0 |  | 1 | TRUE | wye
14 | LV_6607-12_0_4_load_159 | 34 | 0.0025696 | 0.00064401 | 0 | 0 |  | 1 | TRUE | wye
15 | LV_6607-12_0_4_load_113 | 39 | 0.0051574 | 0.0012926 | 0 | 0 |  | 1 | TRUE | wye
16 | LV_6607-12_0_4_load_112 | 40 | 0.0050801 | 0.0012732 | 0 | 0 |  | 1 | TRUE | wye
17 | LV_6607-12_0_4_load_131 | 42 | 0.0057656 | 0.001445 | 0 | 0 |  | 1 | TRUE | wye
18 | LV_6607-12_0_4_load_76 | 44 | 0.0024334 | 0.00060986 | 0 | 0 |  | 1 | TRUE | wye
19 | LV_6607-12_0_4_load_111 | 45 | 0.031908 | 0.007997 | 0 | 0 |  | 1 | TRUE | wye
20 | LV_6607-12_0_4_load_94 | 46 | 0.00085947 | 0.0002154 | 0 | 0 |  | 1 | TRUE | wye
21 | LV_6607-12_0_4_load_43 | 47 | 0.0073004 | 0.0018296 | 0 | 0 |  | 1 | TRUE | wye
22 | LV_6607-12_0_4_load_40 | 48 | 0.0040445 | 0.0010136 | 0 | 0 |  | 1 | TRUE | wye
23 | LV_6607-12_0_4_load_91 | 51 | 0.012027 | 0.0030143 | 0 | 0 |  | 1 | TRUE | wye
24 | LV_6607-12_0_4_load_136 | 52 | 0.017491 | 0.0043837 | 0 | 0 |  | 1 | TRUE | wye
25 | LV_6607-12_0_4_load_147 | 53 | 0.0014791 | 0.00037069 | 0 | 0 |  | 1 | TRUE | wye
26 | LV_6607-12_0_4_load_143 | 54 | 0.006176 | 0.0015479 | 0 | 0 |  | 1 | TRUE | wye
27 | LV_6607-12_0_4_load_114 | 58 | 0.0068154 | 0.0017081 | 0 | 0 |  | 1 | TRUE | wye
28 | LV_6607-12_0_4_load_36 | 61 | 0.049203 | 0.012331 | 0 | 0 |  | 1 | TRUE | wye
29 | LV_6607-12_0_4_load_105 | 62 | 0.0032693 | 0.00081936 | 0 | 0 |  | 1 | TRUE | wye
30 | LV_6607-12_0_4_load_158 | 63 | 0.0032248 | 0.00080821 | 0 | 0 |  | 1 | TRUE | wye
31 | LV_6607-12_0_4_load_65 | 65 | 0.00034429 | 8.6288e-05 | 0 | 0 |  | 1 | TRUE | wye
32 | LV_6607-12_0_4_load_101 | 66 | 0.0012193 | 0.00030558 | 0 | 0 |  | 1 | TRUE | wye
33 | LV_6607-12_0_4_load_150 | 67 | 0.003031 | 0.00075965 | 0 | 0 |  | 1 | TRUE | wye
34 | LV_6607-12_0_4_load_69 | 68 | 0.0016382 | 0.00041057 | 0 | 0 |  | 1 | TRUE | wye
35 | LV_6607-12_0_4_load_85 | 69 | 0.0024334 | 0.00060986 | 0 | 0 |  | 1 | TRUE | wye
36 | LV_6607-12_0_4_load_84 | 70 | 0.0024334 | 0.00060986 | 0 | 0 |  | 1 | TRUE | wye
37 | LV_6607-12_0_4_load_153 | 71 | 0.00068497 | 0.00017167 | 0 | 0 |  | 1 | TRUE | wye
38 | LV_6607-12_0_4_load_155 | 72 | 0.00095941 | 0.00024045 | 0 | 0 |  | 1 | TRUE | wye
39 | LV_6607-12_0_4_load_75 | 73 | 0.0024337 | 0.00060995 | 0 | 0 |  | 1 | TRUE | wye
40 | LV_6607-12_0_4_load_92 | 75 | 0.0012933 | 0.00032412 | 0 | 0 |  | 1 | TRUE | wye
41 | LV_6607-12_0_4_load_83 | 76 | 0.0024311 | 0.00060929 | 0 | 0 |  | 1 | TRUE | wye
42 | LV_6607-12_0_4_load_41 | 77 | 0.027503 | 0.006893 | 0 | 0 |  | 1 | TRUE | wye
43 | LV_6607-12_0_4_load_152 | 78 | 0.0012908 | 0.00032351 | 0 | 0 |  | 1 | TRUE | wye
44 | LV_6607-12_0_4_load_139 | 80 | 0.00065938 | 0.00016526 | 0 | 0 |  | 1 | TRUE | wye
45 | LV_6607-12_0_4_load_77 | 82 | 0.003594 | 0.00090075 | 0 | 0 |  | 1 | TRUE | wye
46 | LV_6607-12_0_4_load_82 | 84 | 0.0037228 | 0.00093301 | 0 | 0 |  | 1 | TRUE | wye
47 | LV_6607-12_0_4_load_90 | 85 | 0.0022049 | 0.00055261 | 0 | 0 |  | 1 | TRUE | wye
48 | LV_6607-12_0_4_load_148 | 86 | 0.00019802 | 4.9628e-05 | 0 | 0 |  | 1 | TRUE | wye
49 | LV_6607-12_0_4_load_129 | 88 | 0.009316 | 0.0023348 | 0 | 0 |  | 1 | TRUE | wye
50 | LV_6607-12_0_4_load_42 | 91 | 0.0052668 | 0.00132 | 0 | 0 |  | 1 | TRUE | wye
51 | LV_6607-12_0_4_load_128 | 92 | 0.011766 | 0.0029489 | 0 | 0 |  | 1 | TRUE | wye
52 | LV_6607-12_0_4_load_161 | 93 | 0.0019745 | 0.00049485 | 0 | 0 |  | 1 | TRUE | wye
53 | LV_6607-12_0_4_load_47 | 95 | 0.0032045 | 0.00080313 | 0 | 0 |  | 1 | TRUE | wye
54 | LV_6607-12_0_4_load_48 | 96 | 0.0046404 | 0.001163 | 0 | 0 |  | 1 | TRUE | wye
55 | LV_6607-12_0_4_load_49 | 97 | 0.0022357 | 0.00056031 | 0 | 0 |  | 1 | TRUE | wye
56 | LV_6607-12_0_4_load_50 | 98 | 0.001224 | 0.00030675 | 0 | 0 |  | 1 | TRUE | wye
57 | LV_6607-12_0_4_load_51 | 99 | 0.0043007 | 0.0010779 | 0 | 0 |  | 1 | TRUE | wye
58 | LV_6607-12_0_4_load_109 | 101 | 0.0016272 | 0.00040783 | 0 | 0 |  | 1 | TRUE | wye
59 | LV_6607-12_0_4_load_110 | 102 | 0.00066163 | 0.00016582 | 0 | 0 |  | 1 | TRUE | wye
60 | LV_6607-12_0_4_load_52 | 104 | 0.0023051 | 0.00057771 | 0 | 0 |  | 1 | TRUE | wye
61 | LV_6607-12_0_4_load_118 | 109 | 0.0011974 | 0.00030011 | 0 | 0 |  | 1 | TRUE | wye
62 | LV_6607-12_0_4_load_160 | 110 | 0.001429 | 0.00035815 | 0 | 0 |  | 1 | TRUE | wye
63 | LV_6607-12_0_4_load_117 | 112 | 0.0019584 | 0.00049081 | 0 | 0 |  | 1 | TRUE | wye
64 | LV_6607-12_0_4_load_96 | 113 | 0.0038467 | 0.00096407 | 0 | 0 |  | 1 | TRUE | wye
65 | LV_6607-12_0_4_load_56 | 114 | 0.0016245 | 0.00040713 | 0 | 0 |  | 1 | TRUE | wye
66 | LV_6607-12_0_4_load_57 | 115 | 0.0018201 | 0.00045615 | 0 | 0 |  | 1 | TRUE | wye
67 | LV_6607-12_0_4_load_59 | 117 | 0.0014193 | 0.00035572 | 0 | 0 |  | 1 | TRUE | wye
68 | LV_6607-12_0_4_load_61 | 119 | 0.0022723 | 0.00056949 | 0 | 0 |  | 1 | TRUE | wye
69 | LV_6607-12_0_4_load_71 | 120 | 0.0026195 | 0.00065652 | 0 | 0 |  | 1 | TRUE | wye
70 | LV_6607-12_0_4_load_99 | 121 | 0.0026776 | 0.00067107 | 0 | 0 |  | 1 | TRUE | wye
71 | LV_6607-12_0_4_load_74 | 122 | 0.0009503 | 0.00023817 | 0 | 0 |  | 1 | TRUE | wye
72 | LV_6607-12_0_4_load_73 | 124 | 0.0010748 | 0.00026936 | 0 | 0 |  | 1 | TRUE | wye
73 | LV_6607-12_0_4_load_87 | 125 | 0.0024826 | 0.00062221 | 0 | 0 |  | 1 | TRUE | wye
74 | LV_6607-12_0_4_load_70 | 127 | 0.0024337 | 0.00060995 | 0 | 0 |  | 1 | TRUE | wye
75 | LV_6607-12_0_4_load_127 | 128 | 0.002045 | 0.00051251 | 0 | 0 |  | 1 | TRUE | wye
76 | LV_6607-12_0_4_load_72 | 129 | 0.00094708 | 0.00023736 | 0 | 0 |  | 1 | TRUE | wye
77 | LV_6607-12_0_4_load_138 | 130 | 0.0006582 | 0.00016496 | 0 | 0 |  | 1 | TRUE | wye
78 | LV_6607-12_0_4_load_86 | 131 | 0.0023607 | 0.00059166 | 0 | 0 |  | 1 | TRUE | wye
79 | LV_6607-12_0_4_load_88 | 132 | 0.0030959 | 0.00077591 | 0 | 0 |  | 1 | TRUE | wye
80 | LV_6607-12_0_4_load_93 | 133 | 0.0012762 | 0.00031985 | 0 | 0 |  | 1 | TRUE | wye
81 | LV_6607-12_0_4_load_95 | 134 | 0.0012878 | 0.00032274 | 0 | 0 |  | 1 | TRUE | wye
82 | LV_6607-12_0_4_load_130 | 135 | 0.0012281 | 0.00030779 | 0 | 0 |  | 1 | TRUE | wye
83 | LV_6607-12_0_4_load_97 | 136 | 0.001049 | 0.00026289 | 0 | 0 |  | 1 | TRUE | wye
84 | LV_6607-12_0_4_load_142 | 137 | 0.0014446 | 0.00036206 | 0 | 0 |  | 1 | TRUE | wye
85 | LV_6607-12_0_4_load_100 | 138 | 0.0015228 | 0.00038166 | 0 | 0 |  | 1 | TRUE | wye
86 | LV_6607-12_0_4_load_102 | 139 | 0.0010089 | 0.00025285 | 0 | 0 |  | 1 | TRUE | wye
87 | LV_6607-12_0_4_load_124 | 140 | 0.00061522 | 0.00015419 | 0 | 0 |  | 1 | TRUE | wye
88 | LV_6607-12_0_4_load_106 | 141 | 0.0032914 | 0.00082491 | 0 | 0 |  | 1 | TRUE | wye
89 | LV_6607-12_0_4_load_108 | 142 | 0.0031427 | 0.00078765 | 0 | 0 |  | 1 | TRUE | wye
90 | LV_6607-12_0_4_load_115 | 143 | 0.0015685 | 0.0003931 | 0 | 0 |  | 1 | TRUE | wye
91 | LV_6607-12_0_4_load_122 | 144 | 0.00065341 | 0.00016376 | 0 | 0 |  | 1 | TRUE | wye
92 | LV_6607-12_0_4_load_121 | 145 | 0.004007 | 0.0010042 | 0 | 0 |  | 1 | TRUE | wye
93 | LV_6607-12_0_4_load_123 | 146 | 0.00059979 | 0.00015032 | 0 | 0 |  | 1 | TRUE | wye
94 | LV_6607-12_0_4_load_125 | 147 | 0.00061123 | 0.00015319 | 0 | 0 |  | 1 | TRUE | wye
95 | LV_6607-12_0_4_load_132 | 148 | 0.005794 | 0.0014521 | 0 | 0 |  | 1 | TRUE | wye
96 | LV_6607-12_0_4_load_134 | 150 | 0.0045888 | 0.0011501 | 0 | 0 |  | 1 | TRUE | wye
97 | LV_6607-12_0_4_load_162 | 153 | 0.0011824 | 0.00029634 | 0 | 0 |  | 1 | TRUE | wye
98 | LV_6607-12_0_4_load_137 | 154 | 0.00067574 | 0.00016936 | 0 | 0 |  | 1 | TRUE | wye
99 | LV_6607-12_0_4_load_151 | 155 | 0.00089866 | 0.00022522 | 0 | 0 |  | 1 | TRUE | wye

## ext_grid
| name | bus | vm_pu | va_degree | slack_weight | in_service
0 |  | 61 | 1 | 0 | 1 | TRUE

## line
| name | std_type | from_bus | to_bus | length_km | r_ohm_per_km | x_ohm_per_km | c_nf_per_km | g_us_per_km | max_i_ka | df | parallel | type | in_service
0 | LV_6607-12_0_4_line_0 |  | 0 | 1 | 0.11 | 0.125 | 0.08 | 261 | 0 | 0.364 | 1 | 1 | cs | TRUE
1 | LV_6607-12_0_4_line_1 |  | 1 | 2 | 0.1125 | 0.125 | 0.08 | 261 | 0 | 0.364 | 1 | 1 | cs | TRUE
2 | LV_6607-12_0_4_line_2 |  | 2 | 5 | 0.050946 | 0.125 | 0.08 | 261 | 0 | 0.364 | 1 | 1 | cs | TRUE
3 | LV_6607-12_0_4_line_3 |  | 2 | 3 | 0.1468 | 0.125 | 0.08 | 261 | 0 | 0.364 | 1 | 1 | cs | TRUE
4 | LV_6607-12_0_4_line_4 |  | 3 | 4 | 0.0261 | 0.125 | 0.08 | 261 | 0 | 0.364 | 1 | 1 | cs | TRUE
5 | LV_6607-12_0_4_line_5 |  | 4 | 8 | 0.13055 | 0.125 | 0.08 | 261 | 0 | 0.364 | 1 | 1 | cs | TRUE
6 | LV_6607-12_0_4_line_6 |  | 5 | 23 | 0.015185 | 0.125 | 0.08 | 261 | 0 | 0.364 | 1 | 1 | cs | TRUE
7 | LV_6607-12_0_4_line_7 |  | 6 | 7 | 0.011072 | 0.125 | 0.08 | 261 | 0 | 0.364 | 1 | 1 | cs | TRUE
8 | LV_6607-12_0_4_line_8 |  | 6 | 8 | 0.16587 | 0.125 | 0.08 | 261 | 0 | 0.364 | 1 | 1 | cs | TRUE
9 | LV_6607-12_0_4_line_9 |  | 9 | 10 | 0.0094069 | 0.125 | 0.08 | 261 | 0 | 0.364 | 1 | 1 | cs | TRUE
10 | LV_6607-12_0_4_line_10 |  | 9 | 11 | 0.020326 | 0.125 | 0.08 | 261 | 0 | 0.364 | 1 | 1 | cs | TRUE
11 | LV_6607-12_0_4_line_11 |  | 10 | 62 | 0.021278 | 0.125 | 0.08 | 261 | 0 | 0.364 | 1 | 1 | cs | TRUE
12 | LV_6607-12_0_4_line_12 |  | 11 | 15 | 0.036613 | 0.125 | 0.08 | 261 | 0 | 0.364 | 1 | 1 | cs | TRUE
13 | LV_6607-12_0_4_line_13 |  | 11 | 16 | 0.0072292 | 0.125 | 0.08 | 261 | 0 | 0.364 | 1 | 1 | cs | TRUE
14 | LV_6607-12_0_4_line_14 |  | 12 | 13 | 0.072935 | 0.125 | 0.08 | 261 | 0 | 0.364 | 1 | 3 | cs | TRUE
15 | LV_6607-12_0_4_line_15 |  | 12 | 14 | 0.049337 | 0.125 | 0.08 | 261 | 0 | 0.364 | 1 | 3 | cs | TRUE
16 | LV_6607-12_0_4_line_16 |  | 13 | 46 | 0.026187 | 0.125 | 0.08 | 261 | 0 | 0.364 | 1 | 1 | cs | TRUE
17 | LV_6607-12_0_4_line_17 |  | 13 | 41 | 0.053635 | 0.125 | 0.08 | 261 | 0 | 0.364 | 1 | 3 | cs | TRUE
18 | LV_6607-12_0_4_line_18 |  | 14 | 67 | 0.17435 | 0.125 | 0.08 | 261 | 0 | 0.364 | 1 | 3 | cs | TRUE
19 | LV_6607-12_0_4_line_19 |  | 15 | 17 | 0.0014008 | 0.125 | 0.08 | 261 | 0 | 0.364 | 1 | 1 | cs | TRUE
20 | LV_6607-12_0_4_line_20 |  | 17 | 18 | 0.012523 | 0.125 | 0.08 | 261 | 0 | 0.364 | 1 | 1 | cs | TRUE
21 | LV_6607-12_0_4_line_21 |  | 17 | 19 | 0.019118 | 0.125 | 0.08 | 261 | 0 | 0.364 | 1 | 1 | cs | TRUE
22 | LV_6607-12_0_4_line_22 |  | 18 | 58 | 0.047449 | 0.125 | 0.08 | 261 | 0 | 0.364 | 1 | 1 | cs | TRUE
23 | LV_6607-12_0_4_line_23 |  | 18 | 20 | 0.005225 | 0.125 | 0.08 | 261 | 0 | 0.364 | 1 | 1 | cs | TRUE
24 | LV_6607-12_0_4_line_24 |  | 19 | 25 | 0.027746 | 0.125 | 0.08 | 261 | 0 | 0.364 | 1 | 1 | cs | TRUE
25 | LV_6607-12_0_4_line_25 |  | 20 | 21 | 0.052485 | 0.125 | 0.08 | 261 | 0 | 0.364 | 1 | 1 | cs | TRUE
26 | LV_6607-12_0_4_line_26 |  | 22 | 23 | 0.097432 | 0.125 | 0.08 | 261 | 0 | 0.364 | 1 | 1 | cs | TRUE
27 | LV_6607-12_0_4_line_27 |  | 22 | 24 | 0.043783 | 0.125 | 0.08 | 261 | 0 | 0.364 | 1 | 1 | cs | TRUE
28 | LV_6607-12_0_4_line_28 |  | 24 | 65 | 0.06665 | 0.125 | 0.08 | 261 | 0 | 0.364 | 1 | 1 | cs | TRUE
29 | LV_6607-12_0_4_line_29 |  | 25 | 66 | 0.022226 | 0.125 | 0.08 | 261 | 0 | 0.364 | 1 | 1 | cs | TRUE
30 | LV_6607-12_0_4_line_30 |  | 26 | 27 | 0.005542 | 0.125 | 0.08 | 261 | 0 | 0.364 | 1 | 1 | cs | TRUE
31 | LV_6607-12_0_4_line_31 |  | 26 | 28 | 0.01421 | 0.125 | 0.08 | 261 | 0 | 0.364 | 1 | 1 | cs | TRUE
32 | LV_6607-12_0_4_line_32 |  | 27 | 52 | 0.012429 | 0.125 | 0.08 | 261 | 0 | 0.364 | 1 | 1 | cs | TRUE
33 | LV_6607-12_0_4_line_33 |  | 27 | 43 | 0.10262 | 0.125 | 0.08 | 261 | 0 | 0.364 | 1 | 1 | cs | TRUE
34 | LV_6607-12_0_4_line_34 |  | 28 | 68 | 0.040926 | 0.125 | 0.08 | 261 | 0 | 0.364 | 1 | 1 | cs | TRUE
35 | LV_6607-12_0_4_line_35 |  | 29 | 30 | 0.3545 | 0.125 | 0.08 | 261 | 0 | 0.364 | 1 | 1 | cs | TRUE
36 | LV_6607-12_0_4_line_36 |  | 29 | 31 | 0.14715 | 0.125 | 0.08 | 261 | 0 | 0.364 | 1 | 1 | cs | TRUE
37 | LV_6607-12_0_4_line_37 |  | 29 | 32 | 0.053793 | 0.125 | 0.08 | 261 | 0 | 0.364 | 1 | 1 | cs | TRUE
38 | LV_6607-12_0_4_line_38 |  | 30 | 40 | 0.043317 | 0.125 | 0.08 | 261 | 0 | 0.364 | 1 | 1 | cs | TRUE
39 | LV_6607-12_0_4_line_39 |  | 31 | 71 | 0.053919 | 0.125 | 0.08 | 261 | 0 | 0.364 | 1 | 1 | cs | TRUE
40 | LV_6607-12_0_4_line_40 |  | 32 | 72 | 0.021321 | 0.125 | 0.08 | 261 | 0 | 0.364 | 1 | 1 | cs | TRUE
41 | LV_6607-12_0_4_line_41 |  | 33 | 34 | 0.005635 | 0.125 | 0.08 | 261 | 0 | 0.364 | 1 | 1 | cs | TRUE
42 | LV_6607-12_0_4_line_42 |  | 33 | 35 | 0.31196 | 0.125 | 0.08 | 261 | 0 | 0.364 | 1 | 1 | cs | TRUE
43 | LV_6607-12_0_4_line_43 |  | 33 | 36 | 0.34303 | 0.125 | 0.08 | 261 | 0 | 0.364 | 1 | 1 | cs | TRUE
44 | LV_6607-12_0_4_line_44 |  | 33 | 37 | 0.069565 | 0.125 | 0.08 | 261 | 0 | 0.364 | 1 | 1 | cs | TRUE
45 | LV_6607-12_0_4_line_45 |  | 35 | 47 | 0.018601 | 0.125 | 0.08 | 261 | 0 | 0.364 | 1 | 1 | cs | TRUE
46 | LV_6607-12_0_4_line_46 |  | 35 | 48 | 0.070402 | 0.125 | 0.08 | 261 | 0 | 0.364 | 1 | 1 | cs | TRUE
47 | LV_6607-12_0_4_line_47 |  | 36 | 53 | 0.19511 | 0.125 | 0.08 | 261 | 0 | 0.364 | 1 | 1 | cs | TRUE
48 | LV_6607-12_0_4_line_48 |  | 37 | 54 | 0.075869 | 0.125 | 0.08 | 261 | 0 | 0.364 | 1 | 1 | cs | TRUE
49 | LV_6607-12_0_4_line_49 |  | 38 | 39 | 0.020342 | 0.125 | 0.08 | 261 | 0 | 0.364 | 1 | 1 | cs | TRUE
50 | LV_6607-12_0_4_line_50 |  | 38 | 40 | 0.029843 | 0.125 | 0.08 | 261 | 0 | 0.364 | 1 | 1 | cs | TRUE
51 | LV_6607-12_0_4_line_51 |  | 41 | 42 | 0.0039221 | 0.125 | 0.08 | 261 | 0 | 0.364 | 1 | 3 | cs | TRUE
52 | LV_6607-12_0_4_line_52 |  | 42 | 57 | 0.037363 | 0.125 | 0.08 | 261 | 0 | 0.364 | 1 | 3 | cs | TRUE
53 | LV_6607-12_0_4_line_53 |  | 43 | 44 | 0.0054824 | 0.125 | 0.08 | 261 | 0 | 0.364 | 1 | 1 | cs | TRUE
54 | LV_6607-12_0_4_line_54 |  | 43 | 45 | 0.038101 | 0.125 | 0.08 | 261 | 0 | 0.364 | 1 | 1 | cs | TRUE
55 | LV_6607-12_0_4_line_55 |  | 44 | 73 | 0.0055623 | 0.125 | 0.08 | 261 | 0 | 0.364 | 1 | 1 | cs | TRUE
56 | LV_6607-12_0_4_line_56 |  | 45 | 74 | 0.019723 | 0.125 | 0.08 | 261 | 0 | 0.364 | 1 | 1 | cs | TRUE
57 | LV_6607-12_0_4_line_57 |  | 46 | 75 | 4.7549e-05 | 0.125 | 0.08 | 261 | 0 | 0.364 | 1 | 1 | cs | TRUE
58 | LV_6607-12_0_4_line_58 |  | 47 | 76 | 0.061149 | 0.125 | 0.08 | 261 | 0 | 0.364 | 1 | 1 | cs | TRUE
59 | LV_6607-12_0_4_line_59 |  | 48 | 77 | 0.00045406 | 0.125 | 0.08 | 261 | 0 | 0.364 | 1 | 1 | cs | TRUE
60 | LV_6607-12_0_4_line_60 |  | 49 | 50 | 0.044074 | 0.125 | 0.08 | 261 | 0 | 0.364 | 1 | 1 | cs | TRUE
61 | LV_6607-12_0_4_line_61 |  | 49 | 51 | 0.024602 | 0.125 | 0.08 | 261 | 0 | 0.364 | 1 | 1 | cs | TRUE
62 | LV_6607-12_0_4_line_62 |  | 50 | 78 | 0.0024519 | 0.125 | 0.08 | 261 | 0 | 0.364 | 1 | 1 | cs | TRUE
63 | LV_6607-12_0_4_line_63 |  | 50 | 79 | 0.009325 | 0.125 | 0.08 | 261 | 0 | 0.364 | 1 | 1 | cs | TRUE
64 | LV_6607-12_0_4_line_64 |  | 51 | 85 | 0.091786 | 0.125 | 0.08 | 261 | 0 | 0.364 | 1 | 1 | cs | TRUE
65 | LV_6607-12_0_4_line_65 |  | 53 | 86 | 0.02832 | 0.125 | 0.08 | 261 | 0 | 0.364 | 1 | 1 | cs | TRUE
66 | LV_6607-12_0_4_line_66 |  | 55 | 56 | 0.032158 | 0.125 | 0.08 | 261 | 0 | 0.364 | 1 | 3 | cs | TRUE
67 | LV_6607-12_0_4_line_67 |  | 55 | 57 | 0.062231 | 0.125 | 0.08 | 261 | 0 | 0.364 | 1 | 3 | cs | TRUE
68 | LV_6607-12_0_4_line_68 |  | 55 | 58 | 0.01806 | 0.125 | 0.08 | 261 | 0 | 0.364 | 1 | 1 | cs | TRUE
69 | LV_6607-12_0_4_line_69 |  | 56 | 63 | 0.011263 | 0.125 | 0.08 | 261 | 0 | 0.364 | 1 | 1 | cs | TRUE
70 | LV_6607-12_0_4_line_70 |  | 56 | 64 | 0.029489 | 0.125 | 0.08 | 261 | 0 | 0.364 | 1 | 3 | cs | TRUE
71 | LV_6607-12_0_4_line_71 |  | 59 | 60 | 0.04486 | 0.125 | 0.08 | 261 | 0 | 0.364 | 1 | 3 | cs | TRUE
72 | LV_6607-12_0_4_line_72 |  | 59 | 61 | 0.050218 | 0.125 | 0.08 | 261 | 0 | 0.364 | 1 | 3 | cs | TRUE
73 | LV_6607-12_0_4_line_73 |  | 60 | 87 | 0.023309 | 0.125 | 0.08 | 261 | 0 | 0.364 | 1 | 1 | cs | TRUE
74 | LV_6607-12_0_4_line_74 |  | 60 | 88 | 0.027688 | 0.125 | 0.08 | 261 | 0 | 0.364 | 1 | 3 | cs | TRUE
75 | LV_6607-12_0_4_line_75 |  | 61 | 89 | 0.044896 | 0.125 | 0.08 | 261 | 0 | 0.364 | 1 | 1 | cs | TRUE
76 | LV_6607-12_0_4_line_76 |  | 62 | 141 | 0.021845 | 0.125 | 0.08 | 261 | 0 | 0.364 | 1 | 1 | cs | TRUE
77 | LV_6607-12_0_4_line_77 |  | 64 | 93 | 0.01341 | 0.125 | 0.08 | 261 | 0 | 0.364 | 1 | 1 | cs | TRUE
78 | LV_6607-12_0_4_line_78 |  | 64 | 94 | 0.008059 | 0.125 | 0.08 | 261 | 0 | 0.364 | 1 | 3 | cs | TRUE
79 | LV_6607-12_0_4_line_79 |  | 65 | 108 | 0.11183 | 0.125 | 0.08 | 261 | 0 | 0.364 | 1 | 1 | cs | TRUE
80 | LV_6607-12_0_4_line_80 |  | 66 | 138 | 0.021454 | 0.125 | 0.08 | 261 | 0 | 0.364 | 1 | 1 | cs | TRUE
81 | LV_6607-12_0_4_line_81 |  | 67 | 155 | 0.0072603 | 0.125 | 0.08 | 261 | 0 | 0.364 | 1 | 1 | cs | TRUE
82 | LV_6607-12_0_4_line_82 |  | 68 | 127 | 0.006942 | 0.125 | 0.08 | 261 | 0 | 0.364 | 1 | 1 | cs | TRUE
83 | LV_6607-12_0_4_line_83 |  | 69 | 70 | 0.064253 | 0.125 | 0.08 | 261 | 0 | 0.364 | 1 | 1 | cs | TRUE
84 | LV_6607-12_0_4_line_84 |  | 70 | 76 | 0.014804 | 0.125 | 0.08 | 261 | 0 | 0.364 | 1 | 1 | cs | TRUE
85 | LV_6607-12_0_4_line_85 |  | 72 | 155 | 0.0062192 | 0.125 | 0.08 | 261 | 0 | 0.364 | 1 | 1 | cs | TRUE
86 | LV_6607-12_0_4_line_86 |  | 74 | 89 | 0.013121 | 0.125 | 0.08 | 261 | 0 | 0.364 | 1 | 1 | cs | TRUE
87 | LV_6607-12_0_4_line_87 |  | 75 | 133 | 0.030289 | 0.125 | 0.08 | 261 | 0 | 0.364 | 1 | 1 | cs | TRUE
88 | LV_6607-12_0_4_line_88 |  | 77 | 91 | 0.038321 | 0.125 | 0.08 | 261 | 0 | 0.364 | 1 | 1 | cs | TRUE
89 | LV_6607-12_0_4_line_89 |  | 79 | 80 | 0.01237 | 0.125 | 0.08 | 261 | 0 | 0.364 | 1 | 1 | cs | TRUE
90 | LV_6607-12_0_4_line_90 |  | 79 | 81 | 0.038716 | 0.125 | 0.08 | 261 | 0 | 0.364 | 1 | 1 | cs | TRUE
91 | LV_6607-12_0_4_line_91 |  | 80 | 130 | 0.0013112 | 0.125 | 0.08 | 261 | 0 | 0.364 | 1 | 1 | cs | TRUE
92 | LV_6607-12_0_4_line_92 |  | 81 | 82 | 0.0046304 | 0.125 | 0.08 | 261 | 0 | 0.364 | 1 | 1 | cs | TRUE
93 | LV_6607-12_0_4_line_93 |  | 82 | 83 | 0.027976 | 0.125 | 0.08 | 261 | 0 | 0.364 | 1 | 1 | cs | TRUE
94 | LV_6607-12_0_4_line_94 |  | 83 | 84 | 0.025216 | 0.125 | 0.08 | 261 | 0 | 0.364 | 1 | 1 | cs | TRUE
95 | LV_6607-12_0_4_line_95 |  | 84 | 103 | 0.0026036 | 0.125 | 0.08 | 261 | 0 | 0.364 | 1 | 1 | cs | TRUE
96 | LV_6607-12_0_4_line_96 |  | 87 | 90 | 0.025726 | 0.125 | 0.08 | 261 | 0 | 0.364 | 1 | 1 | cs | TRUE
97 | LV_6607-12_0_4_line_97 |  | 87 | 91 | 0.020471 | 0.125 | 0.08 | 261 | 0 | 0.364 | 1 | 1 | cs | TRUE
98 | LV_6607-12_0_4_line_98 |  | 88 | 92 | 0.082209 | 0.125 | 0.08 | 261 | 0 | 0.364 | 1 | 3 | cs | TRUE
99 | LV_6607-12_0_4_line_99 |  | 90 | 103 | 0.081034 | 0.125 | 0.08 | 261 | 0 | 0.364 | 1 | 1 | cs | TRUE
100 | LV_6607-12_0_4_line_100 |  | 90 | 99 | 0.027625 | 0.125 | 0.08 | 261 | 0 | 0.364 | 1 | 1 | cs | TRUE
101 | LV_6607-12_0_4_line_101 |  | 92 | 123 | 0.031694 | 0.125 | 0.08 | 261 | 0 | 0.364 | 1 | 3 | cs | TRUE
102 | LV_6607-12_0_4_line_102 |  | 94 | 137 | 0.036371 | 0.125 | 0.08 | 261 | 0 | 0.364 | 1 | 1 | cs | TRUE
103 | LV_6607-12_0_4_line_103 |  | 94 | 121 | 0.039674 | 0.125 | 0.08 | 261 | 0 | 0.364 | 1 | 3 | cs | TRUE
104 | LV_6607-12_0_4_line_104 |  | 95 | 96 | 0.0070918 | 0.125 | 0.08 | 261 | 0 | 0.364 | 1 | 1 | cs | TRUE
105 | LV_6607-12_0_4_line_105 |  | 95 | 97 | 0.025114 | 0.125 | 0.08 | 261 | 0 | 0.364 | 1 | 1 | cs | TRUE
106 | LV_6607-12_0_4_line_106 |  | 96 | 98 | 0.039957 | 0.125 | 0.08 | 261 | 0 | 0.364 | 1 | 1 | cs | TRUE
107 | LV_6607-12_0_4_line_107 |  | 97 | 99 | 0.0044579 | 0.125 | 0.08 | 261 | 0 | 0.364 | 1 | 1 | cs | TRUE
108 | LV_6607-12_0_4_line_108 |  | 98 | 100 | 0.0020925 | 0.125 | 0.08 | 261 | 0 | 0.364 | 1 | 1 | cs | TRUE
109 | LV_6607-12_0_4_line_109 |  | 100 | 101 | 0.029795 | 0.125 | 0.08 | 261 | 0 | 0.364 | 1 | 1 | cs | TRUE
110 | LV_6607-12_0_4_line_110 |  | 100 | 102 | 0.015734 | 0.125 | 0.08 | 261 | 0 | 0.364 | 1 | 1 | cs | TRUE
111 | LV_6607-12_0_4_line_111 |  | 101 | 126 | 0.017879 | 0.125 | 0.08 | 261 | 0 | 0.364 | 1 | 1 | cs | TRUE
112 | LV_6607-12_0_4_line_112 |  | 102 | 140 | 0.0080304 | 0.125 | 0.08 | 261 | 0 | 0.364 | 1 | 1 | cs | TRUE
113 | LV_6607-12_0_4_line_113 |  | 103 | 125 | 0.027274 | 0.125 | 0.08 | 261 | 0 | 0.364 | 1 | 1 | cs | TRUE
114 | LV_6607-12_0_4_line_114 |  | 104 | 105 | 0.015613 | 0.125 | 0.08 | 261 | 0 | 0.364 | 1 | 1 | cs | TRUE
115 | LV_6607-12_0_4_line_115 |  | 105 | 106 | 0.041531 | 0.125 | 0.08 | 261 | 0 | 0.364 | 1 | 1 | cs | TRUE
116 | LV_6607-12_0_4_line_116 |  | 105 | 107 | 0.022381 | 0.125 | 0.08 | 261 | 0 | 0.364 | 1 | 1 | cs | TRUE
117 | LV_6607-12_0_4_line_117 |  | 106 | 108 | 0.064001 | 0.125 | 0.08 | 261 | 0 | 0.364 | 1 | 1 | cs | TRUE
118 | LV_6607-12_0_4_line_118 |  | 106 | 109 | 0.065105 | 0.125 | 0.08 | 261 | 0 | 0.364 | 1 | 1 | cs | TRUE
119 | LV_6607-12_0_4_line_119 |  | 107 | 110 | 0.024723 | 0.125 | 0.08 | 261 | 0 | 0.364 | 1 | 1 | cs | TRUE
120 | LV_6607-12_0_4_line_120 |  | 107 | 111 | 0.020862 | 0.125 | 0.08 | 261 | 0 | 0.364 | 1 | 1 | cs | TRUE
121 | LV_6607-12_0_4_line_121 |  | 108 | 112 | 0.022194 | 0.125 | 0.08 | 261 | 0 | 0.364 | 1 | 1 | cs | TRUE
122 | LV_6607-12_0_4_line_122 |  | 111 | 113 | 0.016173 | 0.125 | 0.08 | 261 | 0 | 0.364 | 1 | 1 | cs | TRUE
123 | LV_6607-12_0_4_line_123 |  | 112 | 126 | 0.0069962 | 0.125 | 0.08 | 261 | 0 | 0.364 | 1 | 1 | cs | TRUE
124 | LV_6607-12_0_4_line_124 |  | 113 | 136 | 0.010017 | 0.125 | 0.08 | 261 | 0 | 0.364 | 1 | 1 | cs | TRUE
125 | LV_6607-12_0_4_line_125 |  | 114 | 115 | 0.025259 | 0.125 | 0.08 | 261 | 0 | 0.364 | 1 | 3 | cs | TRUE
126 | LV_6607-12_0_4_line_126 |  | 114 | 116 | 0.0041739 | 0.125 | 0.08 | 261 | 0 | 0.364 | 1 | 3 | cs | TRUE
127 | LV_6607-12_0_4_line_127 |  | 115 | 117 | 0.023961 | 0.125 | 0.08 | 261 | 0 | 0.364 | 1 | 3 | cs | TRUE
128 | LV_6607-12_0_4_line_128 |  | 116 | 118 | 0.041887 | 0.125 | 0.08 | 261 | 0 | 0.364 | 1 | 3 | cs | TRUE
129 | LV_6607-12_0_4_line_129 |  | 116 | 119 | 0.035946 | 0.125 | 0.08 | 261 | 0 | 0.364 | 1 | 1 | cs | TRUE
130 | LV_6607-12_0_4_line_130 |  | 117 | 120 | 0.028812 | 0.125 | 0.08 | 261 | 0 | 0.364 | 1 | 3 | cs | TRUE
131 | LV_6607-12_0_4_line_131 |  | 118 | 121 | 0.014165 | 0.125 | 0.08 | 261 | 0 | 0.364 | 1 | 3 | cs | TRUE
132 | LV_6607-12_0_4_line_132 |  | 118 | 122 | 0.018789 | 0.125 | 0.08 | 261 | 0 | 0.364 | 1 | 1 | cs | TRUE
133 | LV_6607-12_0_4_line_133 |  | 120 | 123 | 0.048725 | 0.125 | 0.08 | 261 | 0 | 0.364 | 1 | 3 | cs | TRUE
134 | LV_6607-12_0_4_line_134 |  | 122 | 124 | 0.024661 | 0.125 | 0.08 | 261 | 0 | 0.364 | 1 | 1 | cs | TRUE
135 | LV_6607-12_0_4_line_135 |  | 123 | 128 | 0.035095 | 0.125 | 0.08 | 261 | 0 | 0.364 | 1 | 1 | cs | TRUE
136 | LV_6607-12_0_4_line_136 |  | 124 | 129 | 0.016382 | 0.125 | 0.08 | 261 | 0 | 0.364 | 1 | 1 | cs | TRUE
137 | LV_6607-12_0_4_line_137 |  | 125 | 131 | 0.0055133 | 0.125 | 0.08 | 261 | 0 | 0.364 | 1 | 1 | cs | TRUE
138 | LV_6607-12_0_4_line_138 |  | 126 | 143 | 0.011914 | 0.125 | 0.08 | 261 | 0 | 0.364 | 1 | 1 | cs | TRUE
139 | LV_6607-12_0_4_line_139 |  | 130 | 154 | 0.0012097 | 0.125 | 0.08 | 261 | 0 | 0.364 | 1 | 1 | cs | TRUE
140 | LV_6607-12_0_4_line_140 |  | 131 | 132 | 6.0716e-05 | 0.125 | 0.08 | 261 | 0 | 0.364 | 1 | 1 | cs | TRUE
141 | LV_6607-12_0_4_line_141 |  | 133 | 134 | 0.010901 | 0.125 | 0.08 | 261 | 0 | 0.364 | 1 | 1 | cs | TRUE
142 | LV_6607-12_0_4_line_142 |  | 134 | 135 | 0.018976 | 0.125 | 0.08 | 261 | 0 | 0.364 | 1 | 1 | cs | TRUE
143 | LV_6607-12_0_4_line_143 |  | 137 | 151 | 0.013567 | 0.125 | 0.08 | 261 | 0 | 0.364 | 1 | 1 | cs | TRUE
144 | LV_6607-12_0_4_line_144 |  | 138 | 139 | 0.0062067 | 0.125 | 0.08 | 261 | 0 | 0.364 | 1 | 1 | cs | TRUE
145 | LV_6607-12_0_4_line_145 |  | 140 | 144 | 0.0079569 | 0.125 | 0.08 | 261 | 0 | 0.364 | 1 | 1 | cs | TRUE
146 | LV_6607-12_0_4_line_146 |  | 141 | 142 | 0.022145 | 0.125 | 0.08 | 261 | 0 | 0.364 | 1 | 1 | cs | TRUE
147 | LV_6607-12_0_4_line_147 |  | 144 | 145 | 0.001459 | 0.125 | 0.08 | 261 | 0 | 0.364 | 1 | 1 | cs | TRUE
148 | LV_6607-12_0_4_line_148 |  | 145 | 146 | 0.0065951 | 0.125 | 0.08 | 261 | 0 | 0.364 | 1 | 1 | cs | TRUE
149 | LV_6607-12_0_4_line_149 |  | 146 | 147 | 0.0079064 | 0.125 | 0.08 | 261 | 0 | 0.364 | 1 | 1 | cs | TRUE
150 | LV_6607-12_0_4_line_150 |  | 148 | 149 | 0.015577 | 0.125 | 0.08 | 261 | 0 | 0.364 | 1 | 1 | cs | TRUE
151 | LV_6607-12_0_4_line_151 |  | 148 | 150 | 0.015622 | 0.125 | 0.08 | 261 | 0 | 0.364 | 1 | 1 | cs | TRUE
152 | LV_6607-12_0_4_line_152 |  | 149 | 151 | 0.025581 | 0.125 | 0.08 | 261 | 0 | 0.364 | 1 | 1 | cs | TRUE
153 | LV_6607-12_0_4_line_153 |  | 151 | 152 | 0.023123 | 0.125 | 0.08 | 261 | 0 | 0.364 | 1 | 1 | cs | TRUE
154 | LV_6607-12_0_4_line_154 |  | 152 | 153 | 0.007555 | 0.125 | 0.08 | 261 | 0 | 0.364 | 1 | 1 | cs | TRUE

## trafo
| name | std_type | hv_bus | lv_bus | sn_mva | vn_hv_kv | vn_lv_kv | vk_percent | vkr_percent | pfe_kw | i0_percent | shift_degree | tap_side | tap_neutral | tap_min | tap_max | tap_step_percent | tap_step_degree | tap_pos | tap_phase_shifter | parallel | df | in_service
0 | LV_6607-12_0_4_trafo_36 | 0.63 MVA 20/0.4 kV | 156 | 61 | 0.63 | 20 | 0.4 | 6 | 1.206 | 1.65 | 0.2619 | 150 | hv | 0 | -2 | 2 | 2.5 | 0 | 0 | FALSE | 1 | 1 | TRUE

## line_geodata
| x0 | y0 | x1 | y1 | x2 | y2 | x3 | y3 | x4 | y4 | x5 | y5 | x6 | y6 | x7 | y7 | x8 | y8 | x9 | y9 | x10 | y10 | x11 | y11 | x12 | y12 | x13 | y13 | x14 | y14 | x15 | y15 | x16 | y16 | x17 | y17 | x18 | y18 | x19 | y19 | x20 | y20 | x21 | y21 | x22 | y22 | x23 | y23 | x24 | y24 | x25 | y25 | x26 | y26 | x27 | y27 | x28 | y28
0 | 2493942.2634 | 1114124.75 | 2493950.0997 | 1114133.3294 | 2493969.8622 | 1114154.23 | 2493983.0685 | 1114166.4288 | 2494021.5431 | 1114200.8769
1 | 2493942.2634 | 1114124.75 | 2493923.7583 | 1114105.0838 | 2493904.8718 | 1114085.2576 | 2493863.3919 | 1114044.3583
2 | 2493863.3919 | 1114044.3583 | 2493860.0918 | 1114047.3403 | 2493841.2479 | 1114064.7486 | 2493834.383 | 1114071.918 | 2493826.5054 | 1114079.477
3 | 2493863.3919 | 1114044.3583 | 2493854.6491 | 1114035.1946 | 2493845.2776 | 1114022.3395 | 2493849.3968 | 1114015.4072 | 2493852.99 | 1114009.7517 | 2493899.4814 | 1113947.4633 | 2493915.7005 | 1113927.4773
4 | 2493915.7005 | 1113927.4773 | 2493895.9159 | 1113910.454
5 | 2493796.9544 | 1113825.3044 | 2493895.9159 | 1113910.454
6 | 2493826.5054 | 1114079.477 | 2493815.5488 | 1114089.9904
7 | 2493728.0995 | 1113959.7105 | 2493724.2199 | 1113962.2469 | 2493717.8164 | 1113963.1376
8 | 2493728.0995 | 1113959.7105 | 2493731.3688 | 1113957.6073 | 2493741.1318 | 1113943.0376 | 2493744.4886 | 1113937.9977 | 2493731.2822 | 1113927.6117 | 2493734.7791 | 1113921.7576 | 2493763.4077 | 1113876.0368 | 2493791.6485 | 1113832.8468 | 2493796.9544 | 1113825.3044
9 | 2493543.8441 | 1114227.6205 | 2493550.8931 | 1114221.3915
10 | 2493528.6089 | 1114241.0749 | 2493532.9063 | 1114237.2746 | 2493543.8441 | 1114227.6205
11 | 2493566.8375 | 1114207.3019 | 2493550.8931 | 1114221.3915
12 | 2493528.6089 | 1114241.0749 | 2493547.0873 | 1114272.6826
13 | 2493528.6089 | 1114241.0749 | 2493524.9328 | 1114234.8501
14 | 2493412.106 | 1114382.016 | 2493419.1606 | 1114381.7138 | 2493428.2558 | 1114381.9316 | 2493447.1043 | 1114382.4557 | 2493480.1877 | 1114383.3741 | 2493485.01 | 1114383.5115
15 | 2493412.106 | 1114382.016 | 2493397.2009 | 1114381.7227 | 2493362.7973 | 1114380.4038
16 | 2493485.01 | 1114383.5115 | 2493480.2655 | 1114357.7583
17 | 2493485.01 | 1114383.5115 | 2493505.3756 | 1114382.8973 | 2493513.2809 | 1114382.658 | 2493516.481 | 1114382.346 | 2493538.4288 | 1114379.4692
18 | 2493362.7973 | 1114380.4038 | 2493353.491 | 1114380.047 | 2493341.7355 | 1114380.0875 | 2493324.7203 | 1114380.154 | 2493293.1935 | 1114381.2214 | 2493205.0197 | 1114388.103 | 2493188.7875 | 1114389.3714
19 | 2493547.7943 | 1114273.892 | 2493547.0873 | 1114272.6826
20 | 2493547.7943 | 1114273.892 | 2493554.2324 | 1114284.6413
21 | 2493547.7943 | 1114273.892 | 2493551.995 | 1114270.3047 | 2493562.148 | 1114261.2648
22 | 2493554.2324 | 1114284.6413 | 2493558.0285 | 1114293.6136 | 2493561.1865 | 1114299.6954 | 2493575.7107 | 1114324.8674 | 2493576.6049 | 1114326.42
23 | 2493554.2324 | 1114284.6413 | 2493558.9506 | 1114282.368
24 | 2493562.148 | 1114261.2648 | 2493583.697 | 1114243.787
25 | 2493558.9506 | 1114282.368 | 2493590.4997 | 1114267.1702 | 2493596.5332 | 1114263.2616 | 2493605.1762 | 1114257.7001
26 | 2493743.0085 | 1114155.008 | 2493753.6604 | 1114146.2043 | 2493803.4048 | 1114101.2469 | 2493807.5669 | 1114097.6494 | 2493815.5488 | 1114089.9904
27 | 2493743.0085 | 1114155.008 | 2493735.5569 | 1114162.1879 | 2493730.1411 | 1114167.4085 | 2493735.099 | 1114173.9368 | 2493744.9883 | 1114183.2915 | 2493747.9006 | 1114186.1811
28 | 2493747.9006 | 1114186.1811 | 2493782.6994 | 1114220.7094 | 2493795.1284 | 1114233.2106
29 | 2493583.697 | 1114243.787 | 2493600.9591 | 1114229.7862
30 | 2493469.6944 | 1114432.7239 | 2493469.3468 | 1114432.7189 | 2493468.5305 | 1114432.4219 | 2493467.8642 | 1114431.8666 | 2493467.4032 | 1114431.1298 | 2493467.2184 | 1114430.2881 | 2493467.3192 | 1114429.4302 | 2493467.6916 | 1114428.6454
31 | 2493469.6944 | 1114432.7239 | 2493468.7055 | 1114439.29 | 2493467.5747 | 1114443.5015 | 2493465.8274 | 1114446.1927
32 | 2493467.6916 | 1114428.6454 | 2493464.486 | 1114426.0112 | 2493461.866 | 1114423.7336 | 2493459.616 | 1114419.4846
33 | 2493467.6916 | 1114428.6454 | 2493468.2987 | 1114428.0343 | 2493469.0797 | 1114427.6425 | 2493469.943 | 1114427.5384 | 2493470.788 | 1114427.7125 | 2493471.5373 | 1114428.1552 | 2493472.0973 | 1114428.8124 | 2493473.5771 | 1114427.7523 | 2493481.1353 | 1114425.7847 | 2493489.4443 | 1114426.1054 | 2493494.9119 | 1114427.7992 | 2493500.991 | 1114430.0048 | 2493506.8137 | 1114433.4379 | 2493511.2343 | 1114434.0161 | 2493516.6985 | 1114436.8329 | 2493518.1097 | 1114438.8983 | 2493519.1024 | 1114442.1941 | 2493521.5451 | 1114446.2537 | 2493525.0626 | 1114449.0603 | 2493528.9409 | 1114450.8599 | 2493532.1611 | 1114451.6927 | 2493534.7521 | 1114451.8917 | 2493538.1839 | 1114451.142 | 2493541.9552 | 1114448.6185 | 2493544.4684 | 1114447.0288 | 2493548.0386 | 1114445.365 | 2493551.9463 | 1114444.8848 | 2493556.0912 | 1114445.1566 | 2493557.2431 | 1114446.0925
34 | 2493465.8274 | 1114446.1927 | 2493465.0555 | 1114447.3816 | 2493461.1288 | 1114452.4874 | 2493457.6239 | 1114457.8525 | 2493480.4431 | 1114471.6352
35 | 2493100.4623 | 1114396.2537 | 2493098.8673 | 1114401.7187 | 2493097.942 | 1114404.8704 | 2493097.4829 | 1114405.9903 | 2493044.2114 | 1114536.3044 | 2493040.4197 | 1114546.8338 | 2493039.0096 | 1114551.395 | 2493036.5626 | 1114559.3434 | 2493072.5167 | 1114568.0249 | 2493071.1309 | 1114575.7099 | 2493070.1562 | 1114579.9966 | 2493098.4058 | 1114586.7242 | 2493127.0569 | 1114593.456 | 2493136.8602 | 1114595.2952 | 2493135.0167 | 1114608.9922 | 2493126.0419 | 1114654.0464 | 2493125.6878 | 1114655.8649
36 | 2493189.4704 | 1114280.0075 | 2493181.1168 | 1114291.6179 | 2493138.0351 | 1114343.0337 | 2493111.7908 | 1114374.2283 | 2493108.2474 | 1114378.716 | 2493105.2626 | 1114382.9047 | 2493103.3299 | 1114386.3077 | 2493102.3295 | 1114388.7047 | 2493101.5074 | 1114391.5766 | 2493100.4623 | 1114396.2537
37 | 2493100.4623 | 1114396.2537 | 2493154.0924 | 1114392.0748
38 | 2493125.6878 | 1114655.8649 | 2493121.3772 | 1114678.1221 | 2493117.2021 | 1114698.3413
39 | 2493189.4704 | 1114280.0075 | 2493223.305 | 1114239.8624 | 2493224.1934 | 1114238.7581
40 | 2493175.3488 | 1114390.4185 | 2493154.0924 | 1114392.0748
41 | 2493711.507 | 1114689.1052 | 2493710.6858 | 1114694.6788
42 | 2493656.9573 | 1114545.1816 | 2493649.5669 | 1114550.9708 | 2493641.4569 | 1114555.8164 | 2493633.3235 | 1114560.6402 | 2493622.553 | 1114567.923 | 2493613.2284 | 1114575.7252 | 2493603.514 | 1114585.0798 | 2493596.9626 | 1114592.4552 | 2493590.9747 | 1114599.3761 | 2493585.9804 | 1114606.1349 | 2493580.1548 | 1114614.376 | 2493576.2896 | 1114620.7814 | 2493573.3879 | 1114626.625 | 2493570.4906 | 1114632.7244 | 2493566.4787 | 1114638.6876 | 2493564.9967 | 1114642.694 | 2493564.5174 | 1114644.4258 | 2493567.7607 | 1114644.8246 | 2493567.1592 | 1114648.393 | 2493566.7559 | 1114650.9351 | 2493614.1455 | 1114658.6181 | 2493627.9944 | 1114660.8206 | 2493627.7011 | 1114663.9055 | 2493627.2679 | 1114666.5037 | 2493626.7163 | 1114670.7161 | 2493625.8994 | 1114676.0895 | 2493693.2761 | 1114686.3125 | 2493711.507 | 1114689.1052
43 | 2493711.507 | 1114689.1052 | 2493715.5542 | 1114689.9792 | 2493722.5546 | 1114691.8908 | 2493724.7097 | 1114694.9772 | 2493728.3376 | 1114697.0482 | 2493731.0848 | 1114697.3446 | 2493735.0755 | 1114697.2078 | 2493738.3919 | 1114696.4936 | 2493740.8747 | 1114695.3715 | 2493750.5448 | 1114696.2467 | 2493788.6098 | 1114702.972 | 2493829.4747 | 1114712.1276 | 2493858.9225 | 1114719.4493 | 2493890.8743 | 1114728.1836 | 2493917.9285 | 1114736.437 | 2493950.5212 | 1114747.3729 | 2493984.0463 | 1114758.6374 | 2494006.9533 | 1114766.9305 | 2494004.7628 | 1114773.2729 | 2493978.4575 | 1114763.6607
44 | 2493711.507 | 1114689.1052 | 2493712.1864 | 1114685.1352 | 2493715.0906 | 1114685.5734 | 2493715.3903 | 1114684.6119 | 2493715.7341 | 1114680.4365 | 2493715.8988 | 1114677.9432 | 2493716.825 | 1114672.1899 | 2493717.106 | 1114669.283 | 2493719.4288 | 1114669.1644 | 2493725.1278 | 1114668.2193 | 2493729.0968 | 1114666.8376 | 2493738.9263 | 1114666.2313 | 2493742.8305 | 1114663.8057 | 2493748.8653 | 1114659.1078 | 2493754.1154 | 1114656.792 | 2493759.745 | 1114658.9279
45 | 2493656.9573 | 1114545.1816 | 2493641.8019 | 1114534.3967
46 | 2493656.9573 | 1114545.1816 | 2493686.8775 | 1114517.3493 | 2493695.5223 | 1114508.2138 | 2493702.417 | 1114499.6983 | 2493705.7327 | 1114494.6931
47 | 2493978.4575 | 1114763.6607 | 2493944.8377 | 1114752.2868 | 2493914.9198 | 1114741.4818 | 2493891.6054 | 1114734.1969 | 2493869.4264 | 1114727.7927 | 2493832.6779 | 1114718.1642 | 2493795.8211 | 1114709.4163 | 2493791.4728 | 1114708.582
48 | 2493759.745 | 1114658.9279 | 2493777.2567 | 1114630.0019 | 2493780.1488 | 1114626.6713 | 2493783.34 | 1114624.5472 | 2493786.2974 | 1114624.4953 | 2493790.5758 | 1114625.343 | 2493815.5142 | 1114634.2783
49 | 2493111.1672 | 1114727.5676 | 2493107.1619 | 1114747.5119
50 | 2493111.1672 | 1114727.5676 | 2493117.2021 | 1114698.3413
51 | 2493538.4288 | 1114379.4692 | 2493540.5634 | 1114379.1871 | 2493542.3234 | 1114379.0097
52 | 2493579.5735 | 1114379.7904 | 2493569.0359 | 1114378.3748 | 2493566.6008 | 1114378.262 | 2493543.771 | 1114378.8638 | 2493542.3234 | 1114379.0097
53 | 2493557.2431 | 1114446.0925 | 2493558.8889 | 1114447.4422 | 2493561.8278 | 1114449.0581
54 | 2493557.2431 | 1114446.0925 | 2493564.0277 | 1114433.9654 | 2493568.7678 | 1114428.1116 | 2493572.5888 | 1114425.3426 | 2493577.8881 | 1114423.615 | 2493580.9958 | 1114422.8821 | 2493584.1738 | 1114422.6372
55 | 2493567.003 | 1114450.735 | 2493564.5123 | 1114450.5342 | 2493561.8278 | 1114449.0581
56 | 2493603.4331 | 1114423.6882 | 2493601.4959 | 1114424.6563 | 2493598.6443 | 1114425.0177 | 2493593.5802 | 1114424.3063 | 2493589.8065 | 1114423.6166 | 2493587.4242 | 1114422.9914 | 2493584.1738 | 1114422.6372
57 | 2493480.2569 | 1114357.7115 | 2493480.2655 | 1114357.7583
58 | 2493588.2583 | 1114507.8821 | 2493609.7368 | 1114511.5786 | 2493641.8019 | 1114534.3967
59 | 2493705.7327 | 1114494.6931 | 2493705.9835 | 1114494.3146
60 | 2493939.8101 | 1114519.7029 | 2493938.7354 | 1114527.5712 | 2493938.0532 | 1114533.5982 | 2493937.4194 | 1114538.8571 | 2493937.7029 | 1114543.1327 | 2493939.1715 | 1114547.5987 | 2493941.5217 | 1114552.1271 | 2493946.9507 | 1114561.3268
61 | 2493946.9507 | 1114561.3268 | 2493932.9322 | 1114571.0454 | 2493928.3024 | 1114577.002
62 | 2493939.8101 | 1114519.7029 | 2493942.2451 | 1114519.9905
63 | 2493930.5841 | 1114518.1747 | 2493939.8101 | 1114519.7029
64 | 2493875.7927 | 1114579.1192 | 2493872.3327 | 1114581.7477 | 2493868.4273 | 1114584.996 | 2493867.1301 | 1114588.0986 | 2493867.1859 | 1114591.2774 | 2493869.9559 | 1114595.0757 | 2493875.915 | 1114598.8292 | 2493893.6279 | 1114605.5453 | 2493923.6716 | 1114582.9597 | 2493928.3024 | 1114577.002
65 | 2493791.4728 | 1114708.582 | 2493763.6605 | 1114703.246
66 | 2493587.3855 | 1114340.8725 | 2493591.6414 | 1114338.2293 | 2493614.7569 | 1114323.9916
67 | 2493579.5735 | 1114379.7904 | 2493582.6552 | 1114379.7807 | 2493586.3014 | 1114379.3608 | 2493589.8647 | 1114378.6199 | 2493593.1788 | 1114377.3275 | 2493597.0256 | 1114374.7026 | 2493600.6753 | 1114371.8477 | 2493605.6728 | 1114367.4571 | 2493600.4375 | 1114361.4007 | 2493597.2526 | 1114356.8649 | 2493587.3855 | 1114340.8725
68 | 2493587.3855 | 1114340.8725 | 2493585.2625 | 1114337.8634 | 2493580.178 | 1114331.6043 | 2493578.0054 | 1114328.8518 | 2493576.6049 | 1114326.42
69 | 2493614.7569 | 1114323.9916 | 2493605.8072 | 1114317.1222
70 | 2493614.7569 | 1114323.9916 | 2493628.3894 | 1114315.6022 | 2493639.8669 | 1114308.5293
71 | 2493678.4758 | 1114412.8628 | 2493705.5172 | 1114427.7642 | 2493717.8484 | 1114434.5632
72 | 2493678.4758 | 1114412.8628 | 2493674.3375 | 1114419.562 | 2493672.0995 | 1114423.1926 | 2493666.8274 | 1114431.7351 | 2493665.343 | 1114432.5395 | 2493663.4952 | 1114436.3967 | 2493660.4917 | 1114439.5403 | 2493656.3524 | 1114442.6595 | 2493652.5488 | 1114444.2273 | 2493646.565 | 1114445.6778 | 2493644.3095 | 1114445.9582
73 | 2493738.5462 | 1114445.3957 | 2493717.8484 | 1114434.5632
74 | 2493717.8484 | 1114434.5632 | 2493720.6742 | 1114430.5332 | 2493726.6024 | 1114422.8353 | 2493735.0691 | 1114412.9046
75 | 2493601.24 | 1114436.4572 | 2493605.8989 | 1114436.531 | 2493610.8003 | 1114438.0903 | 2493621.656 | 1114443.1139 | 2493626.8719 | 1114444.9901 | 2493633.2657 | 1114446.2118 | 2493640.3144 | 1114446.4548 | 2493644.3095 | 1114445.9582
76 | 2493566.8375 | 1114207.3019 | 2493583.2074 | 1114192.8364
77 | 2493639.8669 | 1114308.5293 | 2493639.0832 | 1114295.1456
78 | 2493646.7443 | 1114304.2946 | 2493639.8669 | 1114308.5293
79 | 2493873.5568 | 1114312.9309 | 2493812.6576 | 1114250.8143 | 2493802.0271 | 1114240.1495 | 2493795.1284 | 1114233.2106
80 | 2493617.6212 | 1114216.2721 | 2493600.9591 | 1114229.7862
81 | 2493181.5492 | 1114389.9354 | 2493182.0179 | 1114389.8988 | 2493187.7414 | 1114389.4531 | 2493188.7875 | 1114389.3714
82 | 2493486.3853 | 1114475.2243 | 2493480.4431 | 1114471.6352
83 | 2493510.6088 | 1114493.0356 | 2493511.3333 | 1114493.1747 | 2493573.7033 | 1114505.1813
84 | 2493588.2583 | 1114507.8821 | 2493583.3024 | 1114507.0292 | 2493573.7033 | 1114505.1813
85 | 2493181.5492 | 1114389.9354 | 2493175.3488 | 1114390.4185
86 | 2493601.24 | 1114436.4572 | 2493602.1971 | 1114432.9048 | 2493602.3661 | 1114432.4126 | 2493603.1447 | 1114430.1308 | 2493603.5483 | 1114428.9229 | 2493603.4861 | 1114426.2668 | 2493603.4331 | 1114423.6882
87 | 2493480.2569 | 1114357.7115 | 2493477.4517 | 1114342.4847 | 2493475.1689 | 1114327.8559
88 | 2493727.565 | 1114462.6711 | 2493715.1028 | 1114481.8419 | 2493707.8421 | 1114491.5089 | 2493705.9835 | 1114494.3146
89 | 2493930.5841 | 1114518.1747 | 2493931.6277 | 1114512.9419 | 2493924.7877 | 1114511.3028
90 | 2493893.1648 | 1114508.2463 | 2493908.5077 | 1114512.38 | 2493914.3359 | 1114513.9456 | 2493925.1853 | 1114516.8684 | 2493930.5841 | 1114518.1747
91 | 2493924.7877 | 1114511.3028 | 2493923.5126 | 1114510.9973
92 | 2493893.1648 | 1114508.2463 | 2493888.6801 | 1114507.0938
93 | 2493861.5857 | 1114500.128 | 2493874.7372 | 1114503.5107 | 2493888.6801 | 1114507.0938
94 | 2493861.5857 | 1114500.128 | 2493845.0227 | 1114494.6927 | 2493837.8114 | 1114491.7615
95 | 2493835.3995 | 1114490.7812 | 2493837.8114 | 1114491.7615
96 | 2493738.5462 | 1114445.3957 | 2493749.0072 | 1114451.2603 | 2493761.3875 | 1114457.3358
97 | 2493738.5462 | 1114445.3957 | 2493736.4277 | 1114448.7906 | 2493731.0921 | 1114457.2453 | 2493727.565 | 1114462.6711
98 | 2493788.6126 | 1114351.0059 | 2493764.348 | 1114380.9235 | 2493753.1563 | 1114395.4738 | 2493750.0525 | 1114398.6303 | 2493744.5217 | 1114402.1296 | 2493741.2095 | 1114405.2898 | 2493735.5329 | 1114412.3606 | 2493735.0691 | 1114412.9046
99 | 2493761.3875 | 1114457.3358 | 2493790.016 | 1114470.7088 | 2493813.9406 | 1114481.4515 | 2493829.6815 | 1114488.4577 | 2493835.3995 | 1114490.7812
100 | 2493761.3875 | 1114457.3358 | 2493762.9302 | 1114453.6953 | 2493765.7355 | 1114448.0647 | 2493769.0525 | 1114442.5362 | 2493772.9922 | 1114436.8412 | 2493775.5337 | 1114433.742
101 | 2493808.5772 | 1114326.3902 | 2493788.6126 | 1114351.0059
102 | 2493646.7443 | 1114304.2946 | 2493650.1385 | 1114309.7496 | 2493654.5384 | 1114317.9332 | 2493656.2041 | 1114325.6867 | 2493657.1673 | 1114338.3742
103 | 2493646.7443 | 1114304.2946 | 2493653.9809 | 1114299.8424 | 2493675.2337 | 1114277.0313
104 | 2493798.8772 | 1114405.4694 | 2493794.3588 | 1114410.9355
105 | 2493778.3604 | 1114430.295 | 2493778.8756 | 1114429.6667 | 2493794.3588 | 1114410.9355
106 | 2493798.8772 | 1114405.4694 | 2493808.2144 | 1114394.1735 | 2493824.07 | 1114374.456
107 | 2493775.5337 | 1114433.742 | 2493778.3604 | 1114430.295
108 | 2493825.3813 | 1114372.8253 | 2493824.07 | 1114374.456
109 | 2493825.3813 | 1114372.8253 | 2493844.0566 | 1114349.6089
110 | 2493825.3813 | 1114372.8253 | 2493837.6937 | 1114382.6218
111 | 2493855.2632 | 1114335.6774 | 2493844.0566 | 1114349.6089
112 | 2493837.6937 | 1114382.6218 | 2493843.9777 | 1114387.6217
113 | 2493835.3995 | 1114490.7812 | 2493848.6998 | 1114466.9703
114 | 2493890.6176 | 1114392.9611 | 2493878.7834 | 1114382.7764
115 | 2493916.5336 | 1114360.4527 | 2493890.6176 | 1114392.9611
116 | 2493876.6658 | 1114410.4614 | 2493879.1978 | 1114407.2928 | 2493890.6176 | 1114392.9611
117 | 2493873.5568 | 1114312.9309 | 2493916.5336 | 1114360.4527
118 | 2493916.5336 | 1114360.4527 | 2493960.1973 | 1114408.7446
119 | 2493876.6658 | 1114410.4614 | 2493895.7053 | 1114426.2934
120 | 2493884.8406 | 1114424.7051 | 2493873.1666 | 1114414.8589 | 2493876.6658 | 1114410.4614
121 | 2493873.5568 | 1114312.9309 | 2493859.6477 | 1114330.2256
122 | 2493884.8406 | 1114424.7051 | 2493897.2054 | 1114435.1301
123 | 2493855.2632 | 1114335.6774 | 2493859.6477 | 1114330.2256
124 | 2493904.864 | 1114441.5872 | 2493897.2054 | 1114435.1301
125 | 2493730.8431 | 1114263.4669 | 2493755.9673 | 1114260.8587
126 | 2493726.6916 | 1114263.8979 | 2493730.8431 | 1114263.4669
127 | 2493755.9673 | 1114260.8587 | 2493779.7999 | 1114258.3845 | 2493779.7999 | 1114258.3845
128 | 2493684.8898 | 1114266.667 | 2493693.2444 | 1114267.3652 | 2493726.6916 | 1114263.8979
129 | 2493726.6916 | 1114263.8979 | 2493729.47 | 1114291.4669 | 2493724.7191 | 1114298.196
130 | 2493789.99 | 1114282.4221 | 2493788.1453 | 1114266.9214 | 2493787.5199 | 1114263.419 | 2493785.9249 | 1114261.001 | 2493783.5097 | 1114259.3867 | 2493779.7999 | 1114258.3845
131 | 2493684.8898 | 1114266.667 | 2493675.2337 | 1114277.0313
132 | 2493684.8898 | 1114266.667 | 2493688.921 | 1114261.3372 | 2493697.1615 | 1114252.4681
133 | 2493808.5772 | 1114326.3902 | 2493796.7694 | 1114307.6185 | 2493792.9946 | 1114301.592 | 2493791.6338 | 1114296.2346 | 2493789.99 | 1114282.4221
134 | 2493697.1615 | 1114252.4681 | 2493713.9476 | 1114234.4016
135 | 2493808.5772 | 1114326.3902 | 2493824.1238 | 1114308.2169 | 2493822.5311 | 1114297.1265
136 | 2493726.529 | 1114224.1258 | 2493724.6262 | 1114225.0314 | 2493718.5778 | 1114229.4182 | 2493713.9476 | 1114234.4016
137 | 2493851.3884 | 1114462.157 | 2493848.6998 | 1114466.9703
138 | 2493855.2632 | 1114335.6774 | 2493846.0942 | 1114328.0702
139 | 2493922.3362 | 1114510.7154 | 2493923.5126 | 1114510.9973
140 | 2493851.418 | 1114462.104 | 2493851.3884 | 1114462.157
141 | 2493473.4883 | 1114317.0855 | 2493475.1689 | 1114327.8559
142 | 2493473.2714 | 1114298.5299 | 2493471.4963 | 1114304.3204 | 2493473.4883 | 1114317.0855
143 | 2493658.1943 | 1114351.902 | 2493657.1673 | 1114338.3742
144 | 2493622.4416 | 1114212.3624 | 2493617.6212 | 1114216.2721
145 | 2493843.9777 | 1114387.6217 | 2493850.2041 | 1114392.5758
146 | 2493583.2074 | 1114192.8364 | 2493599.8021 | 1114178.1722
147 | 2493851.3459 | 1114393.4842 | 2493850.2041 | 1114392.5758
148 | 2493851.3459 | 1114393.4842 | 2493856.5067 | 1114397.5905
149 | 2493856.5067 | 1114397.5905 | 2493862.6937 | 1114402.5131
150 | 2493683.734 | 1114349.4629 | 2493699.2415 | 1114347.9896
151 | 2493703.7911 | 1114333.0446 | 2493699.2415 | 1114347.9896
152 | 2493658.1943 | 1114351.902 | 2493683.734 | 1114349.4629
153 | 2493658.1943 | 1114351.902 | 2493636.9139 | 1114354.0883 | 2493635.4095 | 1114355.071
154 | 2493635.4095 | 1114355.071 | 2493632.6212 | 1114348.0488

## bus_geodata
| x | y | coords
0 | 2494021.5431 | 1114200.8769
1 | 2493942.2634 | 1114124.75
2 | 2493863.3919 | 1114044.3583
3 | 2493915.7005 | 1113927.4773
4 | 2493895.9159 | 1113910.454
5 | 2493826.5054 | 1114079.477
6 | 2493728.0995 | 1113959.7105
7 | 2493717.8164 | 1113963.1376
8 | 2493796.9544 | 1113825.3044
9 | 2493543.8441 | 1114227.6205
10 | 2493550.8931 | 1114221.3915
11 | 2493528.6089 | 1114241.0749
12 | 2493412.106 | 1114382.016
13 | 2493485.01 | 1114383.5115
14 | 2493362.7973 | 1114380.4038
15 | 2493547.0873 | 1114272.6826
16 | 2493524.9328 | 1114234.8501
17 | 2493547.7943 | 1114273.892
18 | 2493554.2324 | 1114284.6413
19 | 2493562.148 | 1114261.2648
20 | 2493558.9506 | 1114282.368
21 | 2493605.1762 | 1114257.7001
22 | 2493743.0085 | 1114155.008
23 | 2493815.5488 | 1114089.9904
24 | 2493747.9006 | 1114186.1811
25 | 2493583.697 | 1114243.787
26 | 2493469.6944 | 1114432.7239
27 | 2493467.6916 | 1114428.6454
28 | 2493465.8274 | 1114446.1927
29 | 2493100.4623 | 1114396.2537
30 | 2493125.6878 | 1114655.8649
31 | 2493189.4704 | 1114280.0075
32 | 2493154.0924 | 1114392.0748
33 | 2493711.507 | 1114689.1052
34 | 2493710.6858 | 1114694.6788
35 | 2493656.9573 | 1114545.1816
36 | 2493978.4575 | 1114763.6607
37 | 2493759.745 | 1114658.9279
38 | 2493111.1672 | 1114727.5676
39 | 2493107.1619 | 1114747.5119
40 | 2493117.2021 | 1114698.3413
41 | 2493538.4288 | 1114379.4692
42 | 2493542.3234 | 1114379.0097
43 | 2493557.2431 | 1114446.0925
44 | 2493561.8278 | 1114449.0581
45 | 2493584.1738 | 1114422.6372
46 | 2493480.2655 | 1114357.7583
47 | 2493641.8019 | 1114534.3967
48 | 2493705.7327 | 1114494.6932
49 | 2493946.9507 | 1114561.3268
50 | 2493939.8101 | 1114519.7029
51 | 2493928.3024 | 1114577.002
52 | 2493459.616 | 1114419.4846
53 | 2493791.4728 | 1114708.582
54 | 2493815.5142 | 1114634.2783
55 | 2493587.3855 | 1114340.8725
56 | 2493614.7569 | 1114323.9916
57 | 2493579.5735 | 1114379.7904
58 | 2493576.6049 | 1114326.42
59 | 2493678.4758 | 1114412.8628
60 | 2493717.8484 | 1114434.5632
61 | 2493644.3095 | 1114445.9582
62 | 2493566.8375 | 1114207.3019
63 | 2493605.8072 | 1114317.1222
64 | 2493639.8669 | 1114308.5293
65 | 2493795.1284 | 1114233.2106
66 | 2493600.9591 | 1114229.7862
67 | 2493188.7875 | 1114389.3714
68 | 2493480.4431 | 1114471.6352
69 | 2493510.6088 | 1114493.0356
70 | 2493573.7033 | 1114505.1813
71 | 2493224.1934 | 1114238.7581
72 | 2493175.3488 | 1114390.4185
73 | 2493567.003 | 1114450.735
74 | 2493603.4331 | 1114423.6882
75 | 2493480.2569 | 1114357.7115
76 | 2493588.2583 | 1114507.8821
77 | 2493705.9835 | 1114494.3146
78 | 2493942.2451 | 1114519.9905
79 | 2493930.5841 | 1114518.1747
80 | 2493924.7877 | 1114511.3028
81 | 2493893.1648 | 1114508.2463
82 | 2493888.6801 | 1114507.0938
83 | 2493861.5857 | 1114500.128
84 | 2493837.8114 | 1114491.7615
85 | 2493875.7927 | 1114579.1192
86 | 2493763.6605 | 1114703.246
87 | 2493738.5462 | 1114445.3957
88 | 2493735.0691 | 1114412.9046
89 | 2493601.24 | 1114436.4572
90 | 2493761.3875 | 1114457.3358
91 | 2493727.565 | 1114462.6711
92 | 2493788.6126 | 1114351.0059
93 | 2493639.0832 | 1114295.1456
94 | 2493646.7443 | 1114304.2946
95 | 2493794.3588 | 1114410.9355
96 | 2493798.8772 | 1114405.4694
97 | 2493778.3604 | 1114430.295
98 | 2493824.07 | 1114374.456
99 | 2493775.5337 | 1114433.742
100 | 2493825.3813 | 1114372.8253
101 | 2493844.0566 | 1114349.6089
102 | 2493837.6937 | 1114382.6218
103 | 2493835.3995 | 1114490.7812
104 | 2493878.7834 | 1114382.7764
105 | 2493890.6176 | 1114392.9611
106 | 2493916.5336 | 1114360.4527
107 | 2493876.6658 | 1114410.4614
108 | 2493873.5568 | 1114312.9309
109 | 2493960.1973 | 1114408.7446
110 | 2493895.7053 | 1114426.2934
111 | 2493884.8406 | 1114424.7051
112 | 2493859.6477 | 1114330.2256
113 | 2493897.2054 | 1114435.1301
114 | 2493730.8431 | 1114263.4669
115 | 2493755.9673 | 1114260.8587
116 | 2493726.6916 | 1114263.8979
117 | 2493779.7999 | 1114258.3845
118 | 2493684.8898 | 1114266.667
119 | 2493724.7191 | 1114298.196
120 | 2493789.99 | 1114282.4221
121 | 2493675.2337 | 1114277.0313
122 | 2493697.1615 | 1114252.4681
123 | 2493808.5772 | 1114326.3902
124 | 2493713.9476 | 1114234.4016
125 | 2493848.6997 | 1114466.9703
126 | 2493855.2632 | 1114335.6774
127 | 2493486.3853 | 1114475.2243
128 | 2493822.5311 | 1114297.1265
129 | 2493726.529 | 1114224.1258
130 | 2493923.5126 | 1114510.9973
131 | 2493851.3884 | 1114462.157
132 | 2493851.418 | 1114462.104
133 | 2493475.1689 | 1114327.8559
134 | 2493473.4883 | 1114317.0855
135 | 2493473.2714 | 1114298.5299
136 | 2493904.864 | 1114441.5872
137 | 2493657.1673 | 1114338.3742
138 | 2493617.6212 | 1114216.2721
139 | 2493622.4416 | 1114212.3624
140 | 2493843.9777 | 1114387.6217
141 | 2493583.2074 | 1114192.8364
142 | 2493599.8021 | 1114178.1722
143 | 2493846.0942 | 1114328.0702
144 | 2493850.2041 | 1114392.5758
145 | 2493851.3459 | 1114393.4842
146 | 2493856.5067 | 1114397.5905
147 | 2493862.6937 | 1114402.5131
148 | 2493699.2415 | 1114347.9896
149 | 2493683.734 | 1114349.4629
150 | 2493703.7911 | 1114333.0446
151 | 2493658.1943 | 1114351.902
152 | 2493635.4095 | 1114355.071
153 | 2493632.6212 | 1114348.0488
154 | 2493922.3362 | 1114510.7154
155 | 2493181.5492 | 1114389.9354
156 | 2493601.24 | 1114436.4572

## line_std_types
| c_nf_per_km | r_ohm_per_km | x_ohm_per_km | max_i_ka | type | q_mm2 | alpha | voltage_rating
NAYY 4x50 SE | 210 | 0.642 | 0.083 | 0.142 | cs | 50 | 0.00403 | LV
NAYY 4x120 SE | 264 | 0.225 | 0.08 | 0.242 | cs | 120 | 0.00403 | LV
NAYY 4x150 SE | 261 | 0.208 | 0.08 | 0.27 | cs | 150 | 0.00403 | LV
NA2XS2Y 1x95 RM/25 12/20 kV | 216 | 0.313 | 0.132 | 0.252 | cs | 95 | 0.00403 | MV
NA2XS2Y 1x185 RM/25 12/20 kV | 273 | 0.161 | 0.117 | 0.362 | cs | 185 | 0.00403 | MV
NA2XS2Y 1x240 RM/25 12/20 kV | 304 | 0.122 | 0.112 | 0.421 | cs | 240 | 0.00403 | MV
NA2XS2Y 1x95 RM/25 6/10 kV | 315 | 0.313 | 0.123 | 0.249 | cs | 95 | 0.00403 | MV
NA2XS2Y 1x185 RM/25 6/10 kV | 406 | 0.161 | 0.11 | 0.358 | cs | 185 | 0.00403 | MV
NA2XS2Y 1x240 RM/25 6/10 kV | 456 | 0.122 | 0.105 | 0.416 | cs | 240 | 0.00403 | MV
NA2XS2Y 1x150 RM/25 12/20 kV | 250 | 0.206 | 0.116 | 0.319 | cs | 150 | 0.00403 | MV
NA2XS2Y 1x120 RM/25 12/20 kV | 230 | 0.253 | 0.119 | 0.283 | cs | 120 | 0.00403 | MV
NA2XS2Y 1x70 RM/25 12/20 kV | 190 | 0.443 | 0.132 | 0.22 | cs | 70 | 0.00403 | MV
NA2XS2Y 1x150 RM/25 6/10 kV | 360 | 0.206 | 0.11 | 0.315 | cs | 150 | 0.00403 | MV
NA2XS2Y 1x120 RM/25 6/10 kV | 340 | 0.253 | 0.113 | 0.28 | cs | 120 | 0.00403 | MV
NA2XS2Y 1x70 RM/25 6/10 kV | 280 | 0.443 | 0.123 | 0.217 | cs | 70 | 0.00403 | MV
N2XS(FL)2Y 1x120 RM/35 64/110 kV | 112 | 0.153 | 0.166 | 0.366 | cs | 120 | 0.00393 | HV
N2XS(FL)2Y 1x185 RM/35 64/110 kV | 125 | 0.099 | 0.156 | 0.457 | cs | 185 | 0.00393 | HV
N2XS(FL)2Y 1x240 RM/35 64/110 kV | 135 | 0.075 | 0.149 | 0.526 | cs | 240 | 0.00393 | HV
N2XS(FL)2Y 1x300 RM/35 64/110 kV | 144 | 0.06 | 0.144 | 0.588 | cs | 300 | 0.00393 | HV
15-AL1/3-ST1A 0.4 | 11 | 1.8769 | 0.35 | 0.105 | ol | 16 | 0.00403 | LV
24-AL1/4-ST1A 0.4 | 11.25 | 1.2012 | 0.335 | 0.14 | ol | 24 | 0.00403 | LV
48-AL1/8-ST1A 0.4 | 12.2 | 0.5939 | 0.3 | 0.21 | ol | 48 | 0.00403 | LV
94-AL1/15-ST1A 0.4 | 13.2 | 0.306 | 0.29 | 0.35 | ol | 94 | 0.00403 | LV
34-AL1/6-ST1A 10.0 | 9.7 | 0.8342 | 0.36 | 0.17 | ol | 34 | 0.00403 | MV
48-AL1/8-ST1A 10.0 | 10.1 | 0.5939 | 0.35 | 0.21 | ol | 48 | 0.00403 | MV
70-AL1/11-ST1A 10.0 | 10.4 | 0.4132 | 0.339 | 0.29 | ol | 70 | 0.00403 | MV
94-AL1/15-ST1A 10.0 | 10.75 | 0.306 | 0.33 | 0.35 | ol | 94 | 0.00403 | MV
122-AL1/20-ST1A 10.0 | 11.1 | 0.2376 | 0.323 | 0.41 | ol | 122 | 0.00403 | MV
149-AL1/24-ST1A 10.0 | 11.25 | 0.194 | 0.315 | 0.47 | ol | 149 | 0.00403 | MV
34-AL1/6-ST1A 20.0 | 9.15 | 0.8342 | 0.382 | 0.17 | ol | 34 | 0.00403 | MV
48-AL1/8-ST1A 20.0 | 9.5 | 0.5939 | 0.372 | 0.21 | ol | 48 | 0.00403 | MV
70-AL1/11-ST1A 20.0 | 9.7 | 0.4132 | 0.36 | 0.29 | ol | 70 | 0.00403 | MV
94-AL1/15-ST1A 20.0 | 10 | 0.306 | 0.35 | 0.35 | ol | 94 | 0.00403 | MV
122-AL1/20-ST1A 20.0 | 10.3 | 0.2376 | 0.344 | 0.41 | ol | 122 | 0.00403 | MV
149-AL1/24-ST1A 20.0 | 10.5 | 0.194 | 0.337 | 0.47 | ol | 149 | 0.00403 | MV
184-AL1/30-ST1A 20.0 | 10.75 | 0.1571 | 0.33 | 0.535 | ol | 184 | 0.00403 | MV
243-AL1/39-ST1A 20.0 | 11 | 0.1188 | 0.32 | 0.645 | ol | 243 | 0.00403 | MV
48-AL1/8-ST1A 110.0 | 8 | 0.5939 | 0.46 | 0.21 | ol | 48 | 0.00403 | HV
70-AL1/11-ST1A 110.0 | 8.4 | 0.4132 | 0.45 | 0.29 | ol | 70 | 0.00403 | HV
94-AL1/15-ST1A 110.0 | 8.65 | 0.306 | 0.44 | 0.35 | ol | 94 | 0.00403 | HV
122-AL1/20-ST1A 110.0 | 8.5 | 0.2376 | 0.43 | 0.41 | ol | 122 | 0.00403 | HV
149-AL1/24-ST1A 110.0 | 8.75 | 0.194 | 0.41 | 0.47 | ol | 149 | 0.00403 | HV
184-AL1/30-ST1A 110.0 | 8.8 | 0.1571 | 0.4 | 0.535 | ol | 184 | 0.00403 | HV
243-AL1/39-ST1A 110.0 | 9 | 0.1188 | 0.39 | 0.645 | ol | 243 | 0.00403 | HV
305-AL1/39-ST1A 110.0 | 9.2 | 0.0949 | 0.38 | 0.74 | ol | 305 | 0.00403 | HV
490-AL1/64-ST1A 110.0 | 9.75 | 0.059 | 0.37 | 0.96 | ol | 490 | 0.00403 | HV
679-AL1/86-ST1A 110.0 | 9.95 | 0.042 | 0.36 | 1.15 | ol | 679 | 0.00403 | HV
490-AL1/64-ST1A 220.0 | 10 | 0.059 | 0.285 | 0.96 | ol | 490 | 0.00403 | HV
679-AL1/86-ST1A 220.0 | 11.7 | 0.042 | 0.275 | 1.15 | ol | 679 | 0.00403 | HV
490-AL1/64-ST1A 380.0 | 11 | 0.059 | 0.253 | 0.96 | ol | 490 | 0.00403 | HV
679-AL1/86-ST1A 380.0 | 14.6 | 0.042 | 0.25 | 1.15 | ol | 679 | 0.00403 | HV

## trafo_std_types
| i0_percent | pfe_kw | vkr_percent | sn_mva | vn_lv_kv | vn_hv_kv | vk_percent | shift_degree | vector_group | tap_side | tap_neutral | tap_min | tap_max | tap_step_degree | tap_step_percent | tap_phase_shifter
160 MVA 380/110 kV | 0.06 | 60 | 0.25 | 160 | 110 | 380 | 12.2 | 0 | Yy0 | hv | 0 | -9 | 9 | 0 | 1.5 | FALSE
100 MVA 220/110 kV | 0.06 | 55 | 0.26 | 100 | 110 | 220 | 12 | 0 | Yy0 | hv | 0 | -9 | 9 | 0 | 1.5 | FALSE
63 MVA 110/20 kV | 0.04 | 22 | 0.32 | 63 | 20 | 110 | 18 | 150 | YNd5 | hv | 0 | -9 | 9 | 0 | 1.5 | FALSE
40 MVA 110/20 kV | 0.05 | 18 | 0.34 | 40 | 20 | 110 | 16.2 | 150 | YNd5 | hv | 0 | -9 | 9 | 0 | 1.5 | FALSE
25 MVA 110/20 kV | 0.07 | 14 | 0.41 | 25 | 20 | 110 | 12 | 150 | YNd5 | hv | 0 | -9 | 9 | 0 | 1.5 | FALSE
63 MVA 110/10 kV | 0.04 | 22 | 0.32 | 63 | 10 | 110 | 18 | 150 | YNd5 | hv | 0 | -9 | 9 | 0 | 1.5 | FALSE
40 MVA 110/10 kV | 0.05 | 18 | 0.34 | 40 | 10 | 110 | 16.2 | 150 | YNd5 | hv | 0 | -9 | 9 | 0 | 1.5 | FALSE
25 MVA 110/10 kV | 0.07 | 14 | 0.41 | 25 | 10 | 110 | 12 | 150 | YNd5 | hv | 0 | -9 | 9 | 0 | 1.5 | FALSE
0.25 MVA 20/0.4 kV | 0.32 | 0.8 | 1.44 | 0.25 | 0.4 | 20 | 6 | 150 | Yzn5 | hv | 0 | -2 | 2 | 0 | 2.5 | FALSE
0.4 MVA 20/0.4 kV | 0.3375 | 1.35 | 1.425 | 0.4 | 0.4 | 20 | 6 | 150 | Dyn5 | hv | 0 | -2 | 2 | 0 | 2.5 | FALSE
0.63 MVA 20/0.4 kV | 0.2619 | 1.65 | 1.206 | 0.63 | 0.4 | 20 | 6 | 150 | Dyn5 | hv | 0 | -2 | 2 | 0 | 2.5 | FALSE
0.25 MVA 10/0.4 kV | 0.24 | 0.6 | 1.2 | 0.25 | 0.4 | 10 | 4 | 150 | Dyn5 | hv | 0 | -2 | 2 | 0 | 2.5 | FALSE
0.4 MVA 10/0.4 kV | 0.2375 | 0.95 | 1.325 | 0.4 | 0.4 | 10 | 4 | 150 | Dyn5 | hv | 0 | -2 | 2 | 0 | 2.5 | FALSE
0.63 MVA 10/0.4 kV | 0.1873 | 1.18 | 1.0794 | 0.63 | 0.4 | 10 | 4 | 150 | Dyn5 | hv | 0 | -2 | 2 | 0 | 2.5 | FALSE

## trafo3w_std_types
| sn_hv_mva | sn_mv_mva | sn_lv_mva | vn_hv_kv | vn_mv_kv | vn_lv_kv | vk_hv_percent | vk_mv_percent | vk_lv_percent | vkr_hv_percent | vkr_mv_percent | vkr_lv_percent | pfe_kw | i0_percent | shift_mv_degree | shift_lv_degree | vector_group | tap_side | tap_neutral | tap_min | tap_max | tap_step_percent
63/25/38 MVA 110/20/10 kV | 63 | 25 | 38 | 110 | 20 | 10 | 10.4 | 10.4 | 10.4 | 0.28 | 0.32 | 0.35 | 35 | 0.89 | 0 | 0 | YN0yn0yn0 | hv | 0 | -10 | 10 | 1.2
63/25/38 MVA 110/10/10 kV | 63 | 25 | 38 | 110 | 10 | 10 | 10.4 | 10.4 | 10.4 | 0.28 | 0.32 | 0.35 | 35 | 0.89 | 0 | 0 | YN0yn0yn0 | hv | 0 | -10 | 10 | 1.2

## fuse_std_types
| fuse_type | i_rated_a | t_avg | t_min | t_total | x_avg | x_min | x_total
HV 100A | HV 100A | 100 | 0 | [10.0, 3.64, 0.854, 0.281, 0.1, 0.0531, 0.022, 0.01] | [10.0, 4.267, 1.21, 0.403, 0.1, 0.058, 0.022, 0.01] | 0 | [300.0, 350.0, 450.0, 550.0, 700.0, 850.0, 1200.0, 1752.0] | [600.0, 700.0, 900.0, 1150.0, 1665.0, 2000.0, 3000.0, 4313.0]
HV 10A | HV 10A | 10 | 0 | [10.0, 1675.0, 0.344, 0.156, 0.1, 0.0417, 0.0171, 0.01] | [10.0, 1.3, 0.3, 0.155, 0.1, 0.0555, 0.023, 0.01] | 0 | [30.0, 32.0, 35.0, 37.0, 39.0, 50.0, 70.0, 88.0] | [60.0, 70.0, 80.0, 87.0, 94.0, 110.0, 150.0, 216.0]
HV 125A | HV 125A | 125 | 0 | [10.0, 1.82, 0.344, 0.1, 0.0467, 0.0269, 0.01] | [10.0, 2.478, 0.426, 0.1, 0.0427, 0.0211, 0.01] | 0 | [375.0, 500.0, 700.0, 925.0, 1200.0, 1500.0, 2341.0] | [750.0, 1000.0, 1500.0, 2200.0, 3000.0, 4000.0, 5765.0]
HV 160A | HV 160A | 160 | 0 | [10.0, 4.15, 1.03, 0.198, 0.1, 0.051, 0.0172, 0.01] | [10.0, 2.3, 0.734, 0.274, 0.1, 0.046, 0.0177, 0.01] | 0 | [480.0, 550.0, 700.0, 1000.0, 1260.0, 1600.0, 2500.0, 3227.0] | [960.0, 1300.0, 1700.0, 2200.0, 2996.0, 4000.0, 6000.0, 7946.0]
HV 16A | HV 16A | 16 | 0 | [10.0, 0.352, 0.164, 0.1, 0.0649, 0.0342, 0.01] | [10.0, 2.34, 0.722, 0.181, 0.1, 0.055, 0.0296, 0.01] | 0 | [48.0, 60.0, 65.0, 71.0, 80.0, 100.0, 162.0] | [96.0, 110.0, 125.0, 150.0, 168.0, 200.0, 250.0, 398.0]
HV 200A | HV 200A | 200 | 0 | [10.0, 4.267, 1.21, 0.403, 0.1, 0.058, 0.022, 0.01] | [10.0, 3.73, 1.654, 0.328, 0.1, 0.0531, 0.019, 0.01] | 0 | [600.0, 700.0, 900.0, 1150.0, 1665.0, 2000.0, 3000.0, 4313.0] | [1200.0, 1500.0, 1800.0, 2700.0, 3960.0, 5000.0, 7500.0, 10620.0]
HV 20A | HV 20A | 20 | 0 | [10.0, 1.3, 0.3, 0.155, 0.1, 0.0555, 0.023, 0.01] | [10.0, 1.3, 0.161, 0.1, 0.0611, 0.0399, 0.0141, 0.01] | 0 | [60.0, 70.0, 80.0, 87.0, 94.0, 110.0, 150.0, 216.0] | [120.0, 150.0, 200.0, 223.0, 260.0, 300.0, 450.0, 532.0]
HV 25A | HV 25A | 25 | 0 | [10.0, 2.512, 0.833, 0.299, 0.1, 0.0372, 0.0223, 0.01] | [10.0, 3.125, 0.597, 0.198, 0.1, 0.0378, 0.022, 0.01] | 0 | [75.0, 82.0, 90.0, 100.0, 124.0, 170.0, 200.0, 289.0] | [150.0, 170.0, 210.0, 250.0, 294.0, 400.0, 500.0, 711.0]
HV 31.5A | HV 31.5A | 31.5 | 0 | [10.0, 2.34, 0.722, 0.181, 0.1, 0.055, 0.0296, 0.01] | [10.0, 2.84, 0.368, 0.164, 0.1, 0.0621, 0.0378, 0.0195, 0.01] | 0 | [95.0, 110.0, 125.0, 150.0, 165.0, 200.0, 250.0, 390.0] | [189.0, 220.0, 300.0, 350.0, 393.0, 450.0, 530.0, 700.0, 960.0]
HV 40A | HV 40A | 40 | 0 | [10.0, 1.3, 0.161, 0.1, 0.0611, 0.0399, 0.0141, 0.01] | [10.0, 2.05, 0.369, 0.198, 0.1, 0.051, 0.0298, 0.01] | 0 | [120.0, 150.0, 200.0, 223.0, 260.0, 300.0, 450.0, 532.0] | [240.0, 300.0, 400.0, 450.0, 530.0, 650.0, 800.0, 1311.0]
HV 50A | HV 50A | 50 | 0 | [10.0, 3.215, 0.597, 0.198, 0.1, 0.0378, 0.022, 0.01] | [10.0, 3.64, 0.854, 0.281, 0.1, 0.0531, 0.022, 0.01] | 0 | [150.0, 170.0, 210.0, 250.0, 294.0, 400.0, 500.0, 711.0] | [300.0, 350.0, 450.0, 550.0, 700.0, 850.0, 1200.0, 1752.0]
HV 6.3A | HV 6.3A | 6.3 | 0 | [10.0, 1.39, 0.344, 0.168, 0.1, 0.056, 0.0263, 0.01] | [10.0, 1.711, 0.516, 0.198, 0.1, 0.0634, 0.0303, 0.01] | 0 | [19.0, 19.5, 20.4, 20.8, 22.0, 25.0, 32.0, 48.0] | [38.0, 40.0, 43.0, 48.0, 53.0, 60.0, 75.0, 118.0]
HV 63A | HV 63A | 63 | 0 | [10.0, 2.84, 0.368, 0.164, 0.1, 0.0621, 0.0378, 0.0195, 0.01] | [10.0, 1.82, 0.344, 0.1, 0.0467, 0.0269, 0.01] | 0 | [189.0, 220.0, 300.0, 350.0, 393.0, 450.0, 530.0, 700.0, 961.0] | [378.0, 500.0, 700.0, 934.0, 1200.0, 1500.0, 2366.0]
HV 80A | HV 80A | 80 | 0 | [10.0, 2.05, 0.369, 0.198, 0.1, 0.051, 0.0298, 0.01] | [10.0, 4.15, 1.03, 0.198, 0.1, 0.051, 0.0172, 0.01] | 0 | [240.0, 300.0, 400.0, 450.0, 530.0, 650.0, 800.0, 1311.0] | [480.0, 550.0, 700.0, 1000.0, 1260.0, 1600.0, 2500.0, 3227.0]
Siemens NH-1-100 | Siemens NH-1-100 | 100 | [5400.0, 2000.0, 400.0, 20.0, 1.0, 0.2, 0.012, 0.004] | 0 | 0 | [150.0, 190.0, 250.0, 430.0, 900.0, 1250.0, 2700.0, 3600.0] | 0 | 0
Siemens NH-1-125 | Siemens NH-1-125 | 125 | [4800.0, 120.0, 7.0, 0.1, 0.004] | 0 | 0 | [180.0, 400.0, 740.0, 2000.0, 4250.0] | 0 | 0
Siemens NH-1-16 | Siemens NH-1-16 | 16 | [4000.0, 400.0, 2.0, 0.1, 0.04, 0.01] | 0 | 0 | [26.0, 35.0, 75.0, 150.0, 200.0, 300.0] | 0 | 0
Siemens NH-1-160 | Siemens NH-1-160 | 160 | [4800.0, 120.0, 7.0, 0.1, 0.004] | 0 | 0 | [210.0, 500.0, 900.0, 2300.0, 5000.0] | 0 | 0
Siemens NH-1-25 | Siemens NH-1-25 | 25 | [4000.0, 1000.0, 10.0, 0.2, 0.02, 0.01] | 0 | 0 | [40.0, 50.0, 100.0, 210.0, 400.0, 500.0] | 0 | 0
Siemens NH-1-50 | Siemens NH-1-50 | 50 | [4000.0, 40.0, 4.0, 1.0, 0.02, 0.01] | 0 | 0 | [86.0, 200.0, 300.0, 400.0, 1000.0, 1280.0] | 0 | 0
Siemens NH-1-63 | Siemens NH-1-63 | 63 | [4000.0, 100.0, 10.0, 2.0, 0.04, 0.01] | 0 | 0 | [100.0, 200.0, 300.0, 400.0, 1000.0, 1500.0] | 0 | 0
Siemens NH-1-80 | Siemens NH-1-80 | 80 | [4800.0, 120.0, 7.0, 0.1, 0.01] | 0 | 0 | [150.58, 250.0, 450.0, 1150.0, 2470.0] | 0 | 0
Siemens NH-2-1000 | Siemens NH-2-1000 | 1000 | [4800.0, 120.0, 7.0, 0.1, 0.004] | 0 | 0 | [1900.0, 3500.0, 8400.0, 24000.0, 52000.0] | 0 | 0
Siemens NH-2-200 | Siemens NH-2-200 | 200 | [4800.0, 120.0, 7.0, 0.1, 0.004] | 0 | 0 | [280.0, 650.0, 1200.0, 3000.0, 7000.0] | 0 | 0
Siemens NH-2-224 | Siemens NH-2-224 | 224 | [4800.0, 120.0, 7.0, 0.2, 0.04, 0.004] | 0 | 0 | [400.0, 750.0, 1453.0, 3025.0, 4315.0, 7600.0] | 0 | 0
Siemens NH-2-250 | Siemens NH-2-250 | 250 | [4800.0, 120.0, 7.0, 0.1, 0.004] | 0 | 0 | [450.0, 800.0, 1650.0, 4000.0, 8500.0] | 0 | 0
Siemens NH-2-315 | Siemens NH-2-315 | 315 | [4800.0, 120.0, 7.0, 0.1, 0.004] | 0 | 0 | [550.0, 920.0, 1900.0, 5000.0, 11000.0] | 0 | 0
Siemens NH-2-355 | Siemens NH-2-355 | 355 | [4800.0, 120.0, 6.0, 0.1, 0.004] | 0 | 0 | [650.0, 1116.27, 2350.0, 5840.0, 12790.0] | 0 | 0
Siemens NH-2-400 | Siemens NH-2-400 | 400 | [4800.0, 120.0, 7.0, 0.1, 0.004] | 0 | 0 | [720.0, 1350.0, 2800.0, 6500.0, 15000.0] | 0 | 0
Siemens NH-2-425 | Siemens NH-2-425 | 425 | [4800.0, 120.0, 7.0, 0.1, 0.004] | 0 | 0 | [850.0, 1500.0, 3050.0, 7500.0, 16500.0] | 0 | 0
Siemens NH-2-630 | Siemens NH-2-630 | 630 | [4800.0, 120.0, 7.0, 0.1, 0.004] | 0 | 0 | [1200.0, 2000.0, 4800.0, 12000.0, 26000.0] | 0 | 0

## dtypes
| element | column | dtype
0 | bus | name | object
1 | bus | vn_kv | float64
2 | bus | type | object
3 | bus | zone | object
4 | bus | in_service | bool
5 | load | name | object
6 | load | bus | uint32
7 | load | p_mw | float64
8 | load | q_mvar | float64
9 | load | const_z_percent | float64
10 | load | const_i_percent | float64
11 | load | sn_mva | float64
12 | load | scaling | float64
13 | load | in_service | bool
14 | load | type | object
15 | ext_grid | name | object
16 | ext_grid | bus | uint32
17 | ext_grid | vm_pu | float64
18 | ext_grid | va_degree | float64
19 | ext_grid | slack_weight | float64
20 | ext_grid | in_service | bool
21 | line | name | object
22 | line | std_type | object
23 | line | from_bus | uint32
24 | line | to_bus | uint32
25 | line | length_km | float64
26 | line | r_ohm_per_km | float64
27 | line | x_ohm_per_km | float64
28 | line | c_nf_per_km | float64
29 | line | g_us_per_km | float64
30 | line | max_i_ka | float64
31 | line | df | float64
32 | line | parallel | uint32
33 | line | type | object
34 | line | in_service | bool
35 | trafo | name | object
36 | trafo | std_type | object
37 | trafo | hv_bus | uint32
38 | trafo | lv_bus | uint32
39 | trafo | sn_mva | float64
40 | trafo | vn_hv_kv | float64
41 | trafo | vn_lv_kv | float64
42 | trafo | vk_percent | float64
43 | trafo | vkr_percent | float64
44 | trafo | pfe_kw | float64
45 | trafo | i0_percent | float64
46 | trafo | shift_degree | float64
47 | trafo | tap_side | object
48 | trafo | tap_neutral | int32
49 | trafo | tap_min | int32
50 | trafo | tap_max | int32
51 | trafo | tap_step_percent | float64
52 | trafo | tap_step_degree | float64
53 | trafo | tap_pos | int32
54 | trafo | tap_phase_shifter | bool
55 | trafo | parallel | uint32
56 | trafo | df | float64
57 | trafo | in_service | bool
58 | line_geodata | coords | object
59 | bus_geodata | x | float64
60 | bus_geodata | y | float64
61 | bus_geodata | coords | object

## parameters
| version | format_version | converged | OPF_converged | name | f_hz | sn_mva
0 | 2.14.6 | 2.14.0 | FALSE | FALSE |  | 50 | 1