## bus
| name | vn_kv | type | zone | in_service
0 | bus_LV_6612-19_0_4_node_0 | 0.4 | n |  | TRUE
1 | bus_LV_6612-19_0_4_node_1 | 0.4 | n |  | TRUE
2 | bus_LV_6612-19_0_4_node_2 | 0.4 | n |  | TRUE
3 | bus_LV_6612-19_0_4_node_3 | 0.4 | n |  | TRUE
4 | bus_LV_6612-19_0_4_node_4 | 0.4 | n |  | TRUE
5 | bus_LV_6612-19_0_4_node_5 | 0.4 | n |  | TRUE
6 | bus_LV_6612-19_0_4_node_6 | 0.4 | n |  | TRUE
7 | bus_LV_6612-19_0_4_node_7 | 0.4 | n |  | TRUE
8 | bus_LV_6612-19_0_4_node_21 | 0.4 | n |  | TRUE
9 | bus_LV_6612-19_0_4_node_66 | 0.4 | n |  | TRUE
10 | bus_LV_6612-19_0_4_node_18 | 0.4 | n |  | TRUE
11 | bus_LV_6612-19_0_4_node_65 | 0.4 | n |  | TRUE
12 | bus_LV_6612-19_0_4_node_8 | 0.4 | n |  | TRUE
13 | bus_LV_6612-19_0_4_node_9 | 0.4 | n |  | TRUE
14 | bus_LV_6612-19_0_4_node_10 | 0.4 | n |  | TRUE
15 | bus_LV_6612-19_0_4_node_11 | 0.4 | n |  | TRUE
16 | bus_LV_6612-19_0_4_node_12 | 0.4 | n |  | TRUE
17 | bus_LV_6612-19_0_4_node_90 | 0.4 | n |  | TRUE
18 | bus_LV_6612-19_0_4_node_89 | 0.4 | n |  | TRUE
19 | bus_LV_6612-19_0_4_node_13 | 0.4 | n |  | TRUE
20 | bus_LV_6612-19_0_4_node_15 | 0.4 | n |  | TRUE
21 | bus_LV_6612-19_0_4_node_69 | 0.4 | n |  | TRUE
22 | bus_LV_6612-19_0_4_node_70 | 0.4 | n |  | TRUE
23 | bus_LV_6612-19_0_4_node_14 | 0.4 | n |  | TRUE
24 | bus_LV_6612-19_0_4_node_68 | 0.4 | n |  | TRUE
25 | bus_LV_6612-19_0_4_node_51 | 0.4 | n |  | TRUE
26 | bus_LV_6612-19_0_4_node_16 | 0.4 | n |  | TRUE
27 | bus_LV_6612-19_0_4_node_17 | 0.4 | n |  | TRUE
28 | bus_LV_6612-19_0_4_node_20 | 0.4 | n |  | TRUE
29 | bus_LV_6612-19_0_4_node_22 | 0.4 | n |  | TRUE
30 | bus_LV_6612-19_0_4_node_23 | 0.4 | n |  | TRUE
31 | bus_LV_6612-19_0_4_node_32 | 0.4 | n |  | TRUE
32 | bus_LV_6612-19_0_4_node_93 | 0.4 | n |  | TRUE
33 | bus_LV_6612-19_0_4_node_94 | 0.4 | n |  | TRUE
34 | bus_LV_6612-19_0_4_node_33 | 0.4 | n |  | TRUE
35 | bus_LV_6612-19_0_4_node_185 | 0.4 | n |  | TRUE
36 | bus_LV_6612-19_0_4_node_91 | 0.4 | n |  | TRUE
37 | bus_LV_6612-19_0_4_node_92 | 0.4 | n |  | TRUE
38 | bus_LV_6612-19_0_4_node_24 | 0.4 | n |  | TRUE
39 | bus_LV_6612-19_0_4_node_25 | 0.4 | n |  | TRUE
40 | bus_LV_6612-19_0_4_node_27 | 0.4 | n |  | TRUE
41 | bus_LV_6612-19_0_4_node_26 | 0.4 | n |  | TRUE
42 | bus_LV_6612-19_0_4_node_28 | 0.4 | n |  | TRUE
43 | bus_LV_6612-19_0_4_node_29 | 0.4 | n |  | TRUE
44 | bus_LV_6612-19_0_4_node_30 | 0.4 | n |  | TRUE
45 | bus_LV_6612-19_0_4_node_31 | 0.4 | n |  | TRUE
46 | bus_LV_6612-19_0_4_node_79 | 0.4 | n |  | TRUE
47 | bus_LV_6612-19_0_4_node_87 | 0.4 | n |  | TRUE
48 | bus_LV_6612-19_0_4_node_82 | 0.4 | n |  | TRUE
49 | bus_LV_6612-19_0_4_node_104 | 0.4 | n |  | TRUE
50 | bus_LV_6612-19_0_4_node_77 | 0.4 | n |  | TRUE
51 | bus_LV_6612-19_0_4_node_78 | 0.4 | n |  | TRUE
52 | bus_LV_6612-19_0_4_node_75 | 0.4 | n |  | TRUE
53 | bus_LV_6612-19_0_4_node_97 | 0.4 | n |  | TRUE
54 | bus_LV_6612-19_0_4_node_84 | 0.4 | n |  | TRUE
55 | bus_LV_6612-19_0_4_node_80 | 0.4 | n |  | TRUE
56 | bus_LV_6612-19_0_4_node_59 | 0.4 | n |  | TRUE
57 | bus_LV_6612-19_0_4_node_34 | 0.4 | n |  | TRUE
58 | bus_LV_6612-19_0_4_node_48 | 0.4 | n |  | TRUE
59 | bus_LV_6612-19_0_4_node_49 | 0.4 | n |  | TRUE
60 | bus_LV_6612-19_0_4_node_40 | 0.4 | n |  | TRUE
61 | bus_LV_6612-19_0_4_node_50 | 0.4 | n |  | TRUE
62 | bus_LV_6612-19_0_4_node_35 | 0.4 | n |  | TRUE
63 | bus_LV_6612-19_0_4_node_98 | 0.4 | n |  | TRUE
64 | bus_LV_6612-19_0_4_node_36 | 0.4 | n |  | TRUE
65 | bus_LV_6612-19_0_4_node_37 | 0.4 | n |  | TRUE
66 | bus_LV_6612-19_0_4_node_38 | 0.4 | n |  | TRUE
67 | bus_LV_6612-19_0_4_node_88 | 0.4 | n |  | TRUE
68 | bus_LV_6612-19_0_4_node_39 | 0.4 | n |  | TRUE
69 | bus_LV_6612-19_0_4_node_86 | 0.4 | n |  | TRUE
70 | bus_LV_6612-19_0_4_node_41 | 0.4 | n |  | TRUE
71 | bus_LV_6612-19_0_4_node_42 | 0.4 | n |  | TRUE
72 | bus_LV_6612-19_0_4_node_43 | 0.4 | n |  | TRUE
73 | bus_LV_6612-19_0_4_node_44 | 0.4 | n |  | TRUE
74 | bus_LV_6612-19_0_4_node_45 | 0.4 | n |  | TRUE
75 | bus_LV_6612-19_0_4_node_46 | 0.4 | n |  | TRUE
76 | bus_LV_6612-19_0_4_node_47 | 0.4 | n |  | TRUE
77 | bus_LV_6612-19_0_4_node_55 | 0.4 | n |  | TRUE
78 | bus_LV_6612-19_0_4_node_63 | 0.4 | n |  | TRUE
79 | bus_LV_6612-19_0_4_node_53 | 0.4 | n |  | TRUE
80 | bus_LV_6612-19_0_4_node_64 | 0.4 | n |  | TRUE
81 | bus_LV_6612-19_0_4_node_52 | 0.4 | n |  | TRUE
82 | bus_LV_6612-19_0_4_node_54 | 0.4 | n |  | TRUE
83 | bus_LV_6612-19_0_4_node_56 | 0.4 | n |  | TRUE
84 | bus_LV_6612-19_0_4_node_57 | 0.4 | n |  | TRUE
85 | bus_LV_6612-19_0_4_node_58 | 0.4 | n |  | TRUE
86 | bus_LV_6612-19_0_4_node_60 | 0.4 | n |  | TRUE
87 | bus_LV_6612-19_0_4_node_61 | 0.4 | n |  | TRUE
88 | bus_LV_6612-19_0_4_node_62 | 0.4 | n |  | TRUE
89 | bus_LV_6612-19_0_4_node_67 | 0.4 | n |  | TRUE
90 | bus_LV_6612-19_0_4_node_158 | 0.4 | n |  | TRUE
91 | bus_LV_6612-19_0_4_node_150 | 0.4 | n |  | TRUE
92 | bus_LV_6612-19_0_4_node_156 | 0.4 | n |  | TRUE
93 | bus_LV_6612-19_0_4_node_95 | 0.4 | n |  | TRUE
94 | bus_LV_6612-19_0_4_node_96 | 0.4 | n |  | TRUE
95 | bus_LV_6612-19_0_4_node_71 | 0.4 | n |  | TRUE
96 | bus_LV_6612-19_0_4_node_72 | 0.4 | n |  | TRUE
97 | bus_LV_6612-19_0_4_node_73 | 0.4 | n |  | TRUE
98 | bus_LV_6612-19_0_4_node_74 | 0.4 | n |  | TRUE
99 | bus_LV_6612-19_0_4_node_76 | 0.4 | n |  | TRUE
100 | bus_LV_6612-19_0_4_node_162 | 0.4 | n |  | TRUE
101 | bus_LV_6612-19_0_4_node_163 | 0.4 | n |  | TRUE
102 | bus_LV_6612-19_0_4_node_81 | 0.4 | n |  | TRUE
103 | bus_LV_6612-19_0_4_node_83 | 0.4 | n |  | TRUE
104 | bus_LV_6612-19_0_4_node_85 | 0.4 | n |  | TRUE
105 | bus_LV_6612-19_0_4_node_99 | 0.4 | n |  | TRUE
106 | bus_LV_6612-19_0_4_node_138 | 0.4 | n |  | TRUE
107 | bus_LV_6612-19_0_4_node_186 | 0.4 | n |  | TRUE
108 | bus_LV_6612-19_0_4_node_100 | 0.4 | n |  | TRUE
109 | bus_LV_6612-19_0_4_node_101 | 0.4 | n |  | TRUE
110 | bus_LV_6612-19_0_4_node_135 | 0.4 | n |  | TRUE
111 | bus_LV_6612-19_0_4_node_102 | 0.4 | n |  | TRUE
112 | bus_LV_6612-19_0_4_node_103 | 0.4 | n |  | TRUE
113 | bus_LV_6612-19_0_4_node_105 | 0.4 | n |  | TRUE
114 | bus_LV_6612-19_0_4_node_177 | 0.4 | n |  | TRUE
115 | bus_LV_6612-19_0_4_node_106 | 0.4 | n |  | TRUE
116 | bus_LV_6612-19_0_4_node_107 | 0.4 | n |  | TRUE
117 | bus_LV_6612-19_0_4_node_108 | 0.4 | n |  | TRUE
118 | bus_LV_6612-19_0_4_node_112 | 0.4 | n |  | TRUE
119 | bus_LV_6612-19_0_4_node_114 | 0.4 | n |  | TRUE
120 | bus_LV_6612-19_0_4_node_110 | 0.4 | n |  | TRUE
121 | bus_LV_6612-19_0_4_node_109 | 0.4 | n |  | TRUE
122 | bus_LV_6612-19_0_4_node_111 | 0.4 | n |  | TRUE
123 | bus_LV_6612-19_0_4_node_113 | 0.4 | n |  | TRUE
124 | bus_LV_6612-19_0_4_node_115 | 0.4 | n |  | TRUE
125 | bus_LV_6612-19_0_4_node_179 | 0.4 | n |  | TRUE
126 | bus_LV_6612-19_0_4_node_168 | 0.4 | n |  | TRUE
127 | bus_LV_6612-19_0_4_node_116 | 0.4 | n |  | TRUE
128 | bus_LV_6612-19_0_4_node_117 | 0.4 | n |  | TRUE
129 | bus_LV_6612-19_0_4_node_118 | 0.4 | n |  | TRUE
130 | bus_LV_6612-19_0_4_node_119 | 0.4 | n |  | TRUE
131 | bus_LV_6612-19_0_4_node_120 | 0.4 | n |  | TRUE
132 | bus_LV_6612-19_0_4_node_121 | 0.4 | n |  | TRUE
133 | bus_LV_6612-19_0_4_node_122 | 0.4 | n |  | TRUE
134 | bus_LV_6612-19_0_4_node_123 | 0.4 | n |  | TRUE
135 | bus_LV_6612-19_0_4_node_176 | 0.4 | n |  | TRUE
136 | bus_LV_6612-19_0_4_node_124 | 0.4 | n |  | TRUE
137 | bus_LV_6612-19_0_4_node_183 | 0.4 | n |  | TRUE
138 | bus_LV_6612-19_0_4_node_140 | 0.4 | n |  | TRUE
139 | bus_LV_6612-19_0_4_node_136 | 0.4 | n |  | TRUE
140 | bus_LV_6612-19_0_4_node_152 | 0.4 | n |  | TRUE
141 | bus_LV_6612-19_0_4_node_181 | 0.4 | n |  | TRUE
142 | bus_LV_6612-19_0_4_node_137 | 0.4 | n |  | TRUE
143 | bus_LV_6612-19_0_4_node_134 | 0.4 | n |  | TRUE
144 | bus_LV_6612-19_0_4_node_139 | 0.4 | n |  | TRUE
145 | bus_LV_6612-19_0_4_node_133 | 0.4 | n |  | TRUE
146 | bus_LV_6612-19_0_4_node_151 | 0.4 | n |  | TRUE
147 | bus_LV_6612-19_0_4_node_125 | 0.4 | n |  | TRUE
148 | bus_LV_6612-19_0_4_node_126 | 0.4 | n |  | TRUE
149 | bus_LV_6612-19_0_4_node_128 | 0.4 | n |  | TRUE
150 | bus_LV_6612-19_0_4_node_130 | 0.4 | n |  | TRUE
151 | bus_LV_6612-19_0_4_node_131 | 0.4 | n |  | TRUE
152 | bus_LV_6612-19_0_4_node_132 | 0.4 | n |  | TRUE
153 | bus_LV_6612-19_0_4_node_141 | 0.4 | n |  | TRUE
154 | bus_LV_6612-19_0_4_node_142 | 0.4 | n |  | TRUE
155 | bus_LV_6612-19_0_4_node_143 | 0.4 | n |  | TRUE
156 | bus_LV_6612-19_0_4_node_144 | 0.4 | n |  | TRUE
157 | bus_LV_6612-19_0_4_node_145 | 0.4 | n |  | TRUE
158 | bus_LV_6612-19_0_4_node_146 | 0.4 | n |  | TRUE
159 | bus_LV_6612-19_0_4_node_147 | 0.4 | n |  | TRUE
160 | bus_LV_6612-19_0_4_node_148 | 0.4 | n |  | TRUE
161 | bus_LV_6612-19_0_4_node_149 | 0.4 | n |  | TRUE
162 | bus_LV_6612-19_0_4_node_178 | 0.4 | n |  | TRUE
163 | bus_LV_6612-19_0_4_node_189 | 0.4 | n |  | TRUE
164 | bus_LV_6612-19_0_4_node_161 | 0.4 | n |  | TRUE
165 | bus_LV_6612-19_0_4_node_184 | 0.4 | n |  | TRUE
166 | bus_LV_6612-19_0_4_node_171 | 0.4 | n |  | TRUE
167 | bus_LV_6612-19_0_4_node_153 | 0.4 | n |  | TRUE
168 | bus_LV_6612-19_0_4_node_154 | 0.4 | n |  | TRUE
169 | bus_LV_6612-19_0_4_node_155 | 0.4 | n |  | TRUE
170 | bus_LV_6612-19_0_4_node_164 | 0.4 | n |  | TRUE
171 | bus_LV_6612-19_0_4_node_165 | 0.4 | n |  | TRUE
172 | bus_LV_6612-19_0_4_node_157 | 0.4 | n |  | TRUE
173 | bus_LV_6612-19_0_4_node_159 | 0.4 | n |  | TRUE
174 | bus_LV_6612-19_0_4_node_160 | 0.4 | n |  | TRUE
175 | bus_LV_6612-19_0_4_node_169 | 0.4 | n |  | TRUE
176 | bus_LV_6612-19_0_4_node_170 | 0.4 | n |  | TRUE
177 | bus_LV_6612-19_0_4_node_166 | 0.4 | n |  | TRUE
178 | bus_LV_6612-19_0_4_node_167 | 0.4 | n |  | TRUE
179 | bus_LV_6612-19_0_4_node_175 | 0.4 | n |  | TRUE
180 | bus_LV_6612-19_0_4_node_172 | 0.4 | n |  | TRUE
181 | bus_LV_6612-19_0_4_node_173 | 0.4 | n |  | TRUE
182 | bus_LV_6612-19_0_4_node_174 | 0.4 | n |  | TRUE
183 | bus_LV_6612-19_0_4_node_180 | 0.4 | n |  | TRUE
184 | bus_LV_6612-19_0_4_node_187 | 0.4 | n |  | TRUE
185 | bus_LV_6612-19_0_4_node_188 | 0.4 | n |  | TRUE
186 | bus_MV_649_0_node_0 | 20 | n |  | TRUE

## load
| name | bus | p_mw | q_mvar | const_z_percent | const_i_percent | sn_mva | scaling | in_service | type
0 | LV_6612-19_0_4_load_0 | 0 | 0.0022164 | 0.00055547 | 0 | 0 |  | 1 | TRUE | wye
1 | LV_6612-19_0_4_load_1 | 1 | 0.00081142 | 0.00020336 | 0 | 0 |  | 1 | TRUE | wye
2 | LV_6612-19_0_4_load_2 | 2 | 0.0015199 | 0.00038092 | 0 | 0 |  | 1 | TRUE | wye
3 | LV_6612-19_0_4_load_4 | 4 | 0.00097455 | 0.00024425 | 0 | 0 |  | 1 | TRUE | wye
4 | LV_6612-19_0_4_load_5 | 5 | 0.0011571 | 0.00029 | 0 | 0 |  | 1 | TRUE | wye
5 | LV_6612-19_0_4_load_6 | 6 | 0.00082635 | 0.0002071 | 0 | 0 |  | 1 | TRUE | wye
6 | LV_6612-19_0_4_load_7 | 7 | 0.001886 | 0.00047267 | 0 | 0 |  | 1 | TRUE | wye
7 | LV_6612-19_0_4_load_66 | 9 | 0.0012505 | 0.00031341 | 0 | 0 |  | 1 | TRUE | wye
8 | LV_6612-19_0_4_load_65 | 11 | 0.001116 | 0.00027969 | 0 | 0 |  | 1 | TRUE | wye
9 | LV_6612-19_0_4_load_8 | 12 | 0.0033719 | 0.00084507 | 0 | 0 |  | 1 | TRUE | wye
10 | LV_6612-19_0_4_load_9 | 13 | 0.0011861 | 0.00029725 | 0 | 0 |  | 1 | TRUE | wye
11 | LV_6612-19_0_4_load_11 | 15 | 0.0041472 | 0.0010394 | 0 | 0 |  | 1 | TRUE | wye
12 | LV_6612-19_0_4_load_12 | 16 | 0.037586 | 0.0094199 | 0 | 0 |  | 1 | TRUE | wye
13 | LV_6612-19_0_4_load_90 | 17 | 0.0017353 | 0.00043491 | 0 | 0 |  | 1 | TRUE | wye
14 | LV_6612-19_0_4_load_89 | 18 | 0.0020764 | 0.00052039 | 0 | 0 |  | 1 | TRUE | wye
15 | LV_6612-19_0_4_load_15 | 20 | 0.033206 | 0.0083221 | 0 | 0 |  | 1 | TRUE | wye
16 | LV_6612-19_0_4_load_69 | 21 | 0.0013912 | 0.00034867 | 0 | 0 |  | 1 | TRUE | wye
17 | LV_6612-19_0_4_load_14 | 23 | 0.0017343 | 0.00043465 | 0 | 0 |  | 1 | TRUE | wye
18 | LV_6612-19_0_4_load_68 | 24 | 0.019249 | 0.0048243 | 0 | 0 |  | 1 | TRUE | wye
19 | LV_6612-19_0_4_load_16 | 26 | 0.0061959 | 0.0015528 | 0 | 0 |  | 1 | TRUE | wye
20 | LV_6612-19_0_4_load_22 | 29 | 0.0011742 | 0.00029429 | 0 | 0 |  | 1 | TRUE | wye
21 | LV_6612-19_0_4_load_32 | 31 | 0.0046455 | 0.0011643 | 0 | 0 |  | 1 | TRUE | wye
22 | LV_6612-19_0_4_load_93 | 32 | 0.0054891 | 0.0013757 | 0 | 0 |  | 1 | TRUE | wye
23 | LV_6612-19_0_4_load_94 | 33 | 0.0013959 | 0.00034984 | 0 | 0 |  | 1 | TRUE | wye
24 | LV_6612-19_0_4_load_33 | 34 | 0.0026819 | 0.00067215 | 0 | 0 |  | 1 | TRUE | wye
25 | LV_6612-19_0_4_load_185 | 35 | 0.0014163 | 0.00035495 | 0 | 0 |  | 1 | TRUE | wye
26 | LV_6612-19_0_4_load_91 | 36 | 0.0060994 | 0.0015286 | 0 | 0 |  | 1 | TRUE | wye
27 | LV_6612-19_0_4_load_92 | 37 | 0.001524 | 0.00038196 | 0 | 0 |  | 1 | TRUE | wye
28 | LV_6612-19_0_4_load_24 | 38 | 0.0026274 | 0.00065849 | 0 | 0 |  | 1 | TRUE | wye
29 | LV_6612-19_0_4_load_25 | 39 | 0.00084903 | 0.00021279 | 0 | 0 |  | 1 | TRUE | wye
30 | LV_6612-19_0_4_load_27 | 40 | 0.0012011 | 0.00030102 | 0 | 0 |  | 1 | TRUE | wye
31 | LV_6612-19_0_4_load_31 | 45 | 0.00050512 | 0.0001266 | 0 | 0 |  | 1 | TRUE | wye
32 | LV_6612-19_0_4_load_79 | 46 | 0.0010697 | 0.00026808 | 0 | 0 |  | 1 | TRUE | wye
33 | LV_6612-19_0_4_load_87 | 47 | 0.00080721 | 0.00020231 | 0 | 0 |  | 1 | TRUE | wye
34 | LV_6612-19_0_4_load_104 | 49 | 0.0007573 | 0.0001898 | 0 | 0 |  | 1 | TRUE | wye
35 | LV_6612-19_0_4_load_78 | 51 | 0.0010725 | 0.00026878 | 0 | 0 |  | 1 | TRUE | wye
36 | LV_6612-19_0_4_load_97 | 53 | 0.00080938 | 0.00020285 | 0 | 0 |  | 1 | TRUE | wye
37 | LV_6612-19_0_4_load_84 | 54 | 0.0026091 | 0.00065389 | 0 | 0 |  | 1 | TRUE | wye
38 | LV_6612-19_0_4_load_80 | 55 | 0.0045258 | 0.0011343 | 0 | 0 |  | 1 | TRUE | wye
39 | LV_6612-19_0_4_load_59 | 56 | 0.00075447 | 0.00018909 | 0 | 0 |  | 1 | TRUE | wye
40 | LV_6612-19_0_4_load_34 | 57 | 0.012168 | 0.0030495 | 0 | 0 |  | 1 | TRUE | wye
41 | LV_6612-19_0_4_load_48 | 58 | 0.0055289 | 0.0013857 | 0 | 0 |  | 1 | TRUE | wye
42 | LV_6612-19_0_4_load_49 | 59 | 0.0021233 | 0.00053215 | 0 | 0 |  | 1 | TRUE | wye
43 | LV_6612-19_0_4_load_40 | 60 | 0.0024913 | 0.00062438 | 0 | 0 |  | 1 | TRUE | wye
44 | LV_6612-19_0_4_load_50 | 61 | 0.0027452 | 0.00068802 | 0 | 0 |  | 1 | TRUE | wye
45 | LV_6612-19_0_4_load_98 | 63 | 0.01051 | 0.0026341 | 0 | 0 |  | 1 | TRUE | wye
46 | LV_6612-19_0_4_load_36 | 64 | 0.0021035 | 0.00052718 | 0 | 0 |  | 1 | TRUE | wye
47 | LV_6612-19_0_4_load_37 | 65 | 0.0036099 | 0.00090473 | 0 | 0 |  | 1 | TRUE | wye
48 | LV_6612-19_0_4_load_38 | 66 | 0.0020975 | 0.00052568 | 0 | 0 |  | 1 | TRUE | wye
49 | LV_6612-19_0_4_load_88 | 67 | 0.0021104 | 0.00052892 | 0 | 0 |  | 1 | TRUE | wye
50 | LV_6612-19_0_4_load_39 | 68 | 0.0050055 | 0.0012545 | 0 | 0 |  | 1 | TRUE | wye
51 | LV_6612-19_0_4_load_86 | 69 | 0.0049132 | 0.0012314 | 0 | 0 |  | 1 | TRUE | wye
52 | LV_6612-19_0_4_load_41 | 70 | 0.0015875 | 0.00039786 | 0 | 0 |  | 1 | TRUE | wye
53 | LV_6612-19_0_4_load_42 | 71 | 0.0009019 | 0.00022604 | 0 | 0 |  | 1 | TRUE | wye
54 | LV_6612-19_0_4_load_43 | 72 | 0.00034757 | 8.7109e-05 | 0 | 0 |  | 1 | TRUE | wye
55 | LV_6612-19_0_4_load_44 | 73 | 0.0017095 | 0.00042844 | 0 | 0 |  | 1 | TRUE | wye
56 | LV_6612-19_0_4_load_45 | 74 | 0.0012022 | 0.0003013 | 0 | 0 |  | 1 | TRUE | wye
57 | LV_6612-19_0_4_load_46 | 75 | 0.0013312 | 0.00033362 | 0 | 0 |  | 1 | TRUE | wye
58 | LV_6612-19_0_4_load_47 | 76 | 0.00080164 | 0.00020091 | 0 | 0 |  | 1 | TRUE | wye
59 | LV_6612-19_0_4_load_55 | 77 | 0.0014944 | 0.00037454 | 0 | 0 |  | 1 | TRUE | wye
60 | LV_6612-19_0_4_load_63 | 78 | 0.0011487 | 0.00028789 | 0 | 0 |  | 1 | TRUE | wye
61 | LV_6612-19_0_4_load_64 | 80 | 0.00081691 | 0.00020474 | 0 | 0 |  | 1 | TRUE | wye
62 | LV_6612-19_0_4_load_52 | 81 | 0.001333 | 0.00033408 | 0 | 0 |  | 1 | TRUE | wye
63 | LV_6612-19_0_4_load_56 | 83 | 0.00077584 | 0.00019444 | 0 | 0 |  | 1 | TRUE | wye
64 | LV_6612-19_0_4_load_57 | 84 | 0.00077893 | 0.00019522 | 0 | 0 |  | 1 | TRUE | wye
65 | LV_6612-19_0_4_load_60 | 86 | 0.00066165 | 0.00016582 | 0 | 0 |  | 1 | TRUE | wye
66 | LV_6612-19_0_4_load_61 | 87 | 0.002291 | 0.00057418 | 0 | 0 |  | 1 | TRUE | wye
67 | LV_6612-19_0_4_load_62 | 88 | 0.00082806 | 0.00020753 | 0 | 0 |  | 1 | TRUE | wye
68 | LV_6612-19_0_4_load_67 | 89 | 0.0015391 | 0.00038574 | 0 | 0 |  | 1 | TRUE | wye
69 | LV_6612-19_0_4_load_156 | 92 | 0.00078832 | 0.00019757 | 0 | 0 |  | 1 | TRUE | wye
70 | LV_6612-19_0_4_load_95 | 93 | 0.011486 | 0.0028787 | 0 | 0 |  | 1 | TRUE | wye
71 | LV_6612-19_0_4_load_96 | 94 | 0.0012311 | 0.00030854 | 0 | 0 |  | 1 | TRUE | wye
72 | LV_6612-19_0_4_load_71 | 95 | 0.00090435 | 0.00022665 | 0 | 0 |  | 1 | TRUE | wye
73 | LV_6612-19_0_4_load_72 | 96 | 0.0023695 | 0.00059386 | 0 | 0 |  | 1 | TRUE | wye
74 | LV_6612-19_0_4_load_73 | 97 | 0.00091047 | 0.00022819 | 0 | 0 |  | 1 | TRUE | wye
75 | LV_6612-19_0_4_load_74 | 98 | 0.00071187 | 0.00017841 | 0 | 0 |  | 1 | TRUE | wye
76 | LV_6612-19_0_4_load_76 | 99 | 0.0021574 | 0.0005407 | 0 | 0 |  | 1 | TRUE | wye
77 | LV_6612-19_0_4_load_162 | 100 | 0.00053664 | 0.0001345 | 0 | 0 |  | 1 | TRUE | wye
78 | LV_6612-19_0_4_load_163 | 101 | 0.0016947 | 0.00042474 | 0 | 0 |  | 1 | TRUE | wye
79 | LV_6612-19_0_4_load_81 | 102 | 0.0010271 | 0.00025742 | 0 | 0 |  | 1 | TRUE | wye
80 | LV_6612-19_0_4_load_83 | 103 | 0.0024949 | 0.00062529 | 0 | 0 |  | 1 | TRUE | wye
81 | LV_6612-19_0_4_load_85 | 104 | 0.0039325 | 0.00098558 | 0 | 0 |  | 1 | TRUE | wye
82 | LV_6612-19_0_4_load_138 | 106 | 0.0012328 | 0.00030897 | 0 | 0 |  | 1 | TRUE | wye
83 | LV_6612-19_0_4_load_186 | 107 | 0.0014196 | 0.00035577 | 0 | 0 |  | 1 | TRUE | wye
84 | LV_6612-19_0_4_load_100 | 108 | 0.003632 | 0.00091026 | 0 | 0 |  | 1 | TRUE | wye
85 | LV_6612-19_0_4_load_101 | 109 | 0.0045767 | 0.001147 | 0 | 0 |  | 1 | TRUE | wye
86 | LV_6612-19_0_4_load_135 | 110 | 0.0011483 | 0.00028779 | 0 | 0 |  | 1 | TRUE | wye
87 | LV_6612-19_0_4_load_102 | 111 | 0.0046205 | 0.001158 | 0 | 0 |  | 1 | TRUE | wye
88 | LV_6612-19_0_4_load_103 | 112 | 0.0023649 | 0.00059269 | 0 | 0 |  | 1 | TRUE | wye
89 | LV_6612-19_0_4_load_105 | 113 | 0.01182 | 0.0029624 | 0 | 0 |  | 1 | TRUE | wye
90 | LV_6612-19_0_4_load_177 | 114 | 0.0082328 | 0.0020633 | 0 | 0 |  | 1 | TRUE | wye
91 | LV_6612-19_0_4_load_106 | 115 | 0.0067698 | 0.0016967 | 0 | 0 |  | 1 | TRUE | wye
92 | LV_6612-19_0_4_load_107 | 116 | 0.0081681 | 0.0020471 | 0 | 0 |  | 1 | TRUE | wye
93 | LV_6612-19_0_4_load_108 | 117 | 0.0013931 | 0.00034913 | 0 | 0 |  | 1 | TRUE | wye
94 | LV_6612-19_0_4_load_114 | 119 | 0.00090328 | 0.00022638 | 0 | 0 |  | 1 | TRUE | wye
95 | LV_6612-19_0_4_load_110 | 120 | 0.0027348 | 0.00068539 | 0 | 0 |  | 1 | TRUE | wye
96 | LV_6612-19_0_4_load_109 | 121 | 0.0040383 | 0.0010121 | 0 | 0 |  | 1 | TRUE | wye
97 | LV_6612-19_0_4_load_111 | 122 | 0.0020011 | 0.00050151 | 0 | 0 |  | 1 | TRUE | wye
98 | LV_6612-19_0_4_load_113 | 123 | 0.0020133 | 0.00050458 | 0 | 0 |  | 1 | TRUE | wye
99 | LV_6612-19_0_4_load_115 | 124 | 0.0012772 | 0.0003201 | 0 | 0 |  | 1 | TRUE | wye
100 | LV_6612-19_0_4_load_179 | 125 | 0.0013214 | 0.00033116 | 0 | 0 |  | 1 | TRUE | wye
101 | LV_6612-19_0_4_load_168 | 126 | 0.0040435 | 0.0010134 | 0 | 0 |  | 1 | TRUE | wye
102 | LV_6612-19_0_4_load_116 | 127 | 0.0041404 | 0.0010377 | 0 | 0 |  | 1 | TRUE | wye
103 | LV_6612-19_0_4_load_117 | 128 | 0.0010386 | 0.00026031 | 0 | 0 |  | 1 | TRUE | wye
104 | LV_6612-19_0_4_load_121 | 132 | 0.0039934 | 0.0010009 | 0 | 0 |  | 1 | TRUE | wye
105 | LV_6612-19_0_4_load_122 | 133 | 0.001529 | 0.00038321 | 0 | 0 |  | 1 | TRUE | wye
106 | LV_6612-19_0_4_load_176 | 135 | 0.0016799 | 0.00042103 | 0 | 0 |  | 1 | TRUE | wye
107 | LV_6612-19_0_4_load_183 | 137 | 0.00041193 | 0.00010324 | 0 | 0 |  | 1 | TRUE | wye
108 | LV_6612-19_0_4_load_140 | 138 | 0.0012284 | 0.00030787 | 0 | 0 |  | 1 | TRUE | wye
109 | LV_6612-19_0_4_load_136 | 139 | 0.0026776 | 0.00067106 | 0 | 0 |  | 1 | TRUE | wye
110 | LV_6612-19_0_4_load_152 | 140 | 0.0049293 | 0.0012354 | 0 | 0 |  | 1 | TRUE | wye
111 | LV_6612-19_0_4_load_181 | 141 | 0.00079136 | 0.00019833 | 0 | 0 |  | 1 | TRUE | wye
112 | LV_6612-19_0_4_load_137 | 142 | 0.001385 | 0.00034712 | 0 | 0 |  | 1 | TRUE | wye
113 | LV_6612-19_0_4_load_134 | 143 | 0.0007626 | 0.00019113 | 0 | 0 |  | 1 | TRUE | wye
114 | LV_6612-19_0_4_load_139 | 144 | 0.0022235 | 0.00055726 | 0 | 0 |  | 1 | TRUE | wye
115 | LV_6612-19_0_4_load_151 | 146 | 0.0033852 | 0.00084842 | 0 | 0 |  | 1 | TRUE | wye
116 | LV_6612-19_0_4_load_125 | 147 | 0.0022065 | 0.00055301 | 0 | 0 |  | 1 | TRUE | wye
117 | LV_6612-19_0_4_load_126 | 148 | 0.0027484 | 0.0006888 | 0 | 0 |  | 1 | TRUE | wye
118 | LV_6612-19_0_4_load_128 | 149 | 0.0026134 | 0.00065497 | 0 | 0 |  | 1 | TRUE | wye
119 | LV_6612-19_0_4_load_130 | 150 | 0.0026619 | 0.00066713 | 0 | 0 |  | 1 | TRUE | wye
120 | LV_6612-19_0_4_load_131 | 151 | 0.001907 | 0.00047793 | 0 | 0 |  | 1 | TRUE | wye
121 | LV_6612-19_0_4_load_132 | 152 | 0.00068995 | 0.00017292 | 0 | 0 |  | 1 | TRUE | wye
122 | LV_6612-19_0_4_load_141 | 153 | 0.00065013 | 0.00016294 | 0 | 0 |  | 1 | TRUE | wye
123 | LV_6612-19_0_4_load_142 | 154 | 0.0012 | 0.00030075 | 0 | 0 |  | 1 | TRUE | wye
124 | LV_6612-19_0_4_load_143 | 155 | 0.0011234 | 0.00028156 | 0 | 0 |  | 1 | TRUE | wye
125 | LV_6612-19_0_4_load_144 | 156 | 0.0010093 | 0.00025295 | 0 | 0 |  | 1 | TRUE | wye
126 | LV_6612-19_0_4_load_145 | 157 | 0.0015136 | 0.00037933 | 0 | 0 |  | 1 | TRUE | wye
127 | LV_6612-19_0_4_load_146 | 158 | 0.0021205 | 0.00053146 | 0 | 0 |  | 1 | TRUE | wye
128 | LV_6612-19_0_4_load_147 | 159 | 0.00153 | 0.00038346 | 0 | 0 |  | 1 | TRUE | wye
129 | LV_6612-19_0_4_load_148 | 160 | 0.00044245 | 0.00011089 | 0 | 0 |  | 1 | TRUE | wye
130 | LV_6612-19_0_4_load_149 | 161 | 0.00027847 | 6.9791e-05 | 0 | 0 |  | 1 | TRUE | wye
131 | LV_6612-19_0_4_load_189 | 163 | 0.0017498 | 0.00043855 | 0 | 0 |  | 1 | TRUE | wye
132 | LV_6612-19_0_4_load_161 | 164 | 0.00044238 | 0.00011087 | 0 | 0 |  | 1 | TRUE | wye
133 | LV_6612-19_0_4_load_184 | 165 | 0.00061145 | 0.00015324 | 0 | 0 |  | 1 | TRUE | wye
134 | LV_6612-19_0_4_load_171 | 166 | 0.00044467 | 0.00011145 | 0 | 0 |  | 1 | TRUE | wye
135 | LV_6612-19_0_4_load_153 | 167 | 0.00088559 | 0.00022195 | 0 | 0 |  | 1 | TRUE | wye
136 | LV_6612-19_0_4_load_154 | 168 | 0.0015109 | 0.00037866 | 0 | 0 |  | 1 | TRUE | wye
137 | LV_6612-19_0_4_load_155 | 169 | 0.002855 | 0.00071552 | 0 | 0 |  | 1 | TRUE | wye
138 | LV_6612-19_0_4_load_164 | 170 | 0.0012069 | 0.00030247 | 0 | 0 |  | 1 | TRUE | wye
139 | LV_6612-19_0_4_load_165 | 171 | 0.00080189 | 0.00020097 | 0 | 0 |  | 1 | TRUE | wye
140 | LV_6612-19_0_4_load_157 | 172 | 0.00028659 | 7.1827e-05 | 0 | 0 |  | 1 | TRUE | wye
141 | LV_6612-19_0_4_load_159 | 173 | 0.00083313 | 0.0002088 | 0 | 0 |  | 1 | TRUE | wye
142 | LV_6612-19_0_4_load_160 | 174 | 0.0021879 | 0.00054835 | 0 | 0 |  | 1 | TRUE | wye
143 | LV_6612-19_0_4_load_169 | 175 | 0.0020085 | 0.00050338 | 0 | 0 |  | 1 | TRUE | wye
144 | LV_6612-19_0_4_load_170 | 176 | 0.0018896 | 0.00047358 | 0 | 0 |  | 1 | TRUE | wye
145 | LV_6612-19_0_4_load_166 | 177 | 0.00078235 | 0.00019607 | 0 | 0 |  | 1 | TRUE | wye
146 | LV_6612-19_0_4_load_167 | 178 | 0.0040568 | 0.0010167 | 0 | 0 |  | 1 | TRUE | wye
147 | LV_6612-19_0_4_load_175 | 179 | 0.00081145 | 0.00020337 | 0 | 0 |  | 1 | TRUE | wye
148 | LV_6612-19_0_4_load_173 | 181 | 0.0018012 | 0.00045142 | 0 | 0 |  | 1 | TRUE | wye
149 | LV_6612-19_0_4_load_174 | 182 | 0.001364 | 0.00034185 | 0 | 0 |  | 1 | TRUE | wye
150 | LV_6612-19_0_4_load_180 | 183 | 0.0018618 | 0.00046662 | 0 | 0 |  | 1 | TRUE | wye
151 | LV_6612-19_0_4_load_187 | 184 | 0.0013617 | 0.00034128 | 0 | 0 |  | 1 | TRUE | wye
152 | LV_6612-19_0_4_load_188 | 185 | 0.0042738 | 0.0010711 | 0 | 0 |  | 1 | TRUE | wye

## ext_grid
| name | bus | vm_pu | va_degree | slack_weight | in_service
0 |  | 26 | 1 | 0 | 1 | TRUE

## line
| name | std_type | from_bus | to_bus | length_km | r_ohm_per_km | x_ohm_per_km | c_nf_per_km | g_us_per_km | max_i_ka | df | parallel | type | in_service
0 | LV_6612-19_0_4_line_0 |  | 0 | 1 | 0.0091316 | 0.125 | 0.08 | 261 | 0 | 0.364 | 1 | 1 | cs | TRUE
1 | LV_6612-19_0_4_line_1 |  | 0 | 2 | 0.012563 | 0.125 | 0.08 | 261 | 0 | 0.364 | 1 | 1 | cs | TRUE
2 | LV_6612-19_0_4_line_2 |  | 1 | 3 | 0.028594 | 0.125 | 0.08 | 261 | 0 | 0.364 | 1 | 1 | cs | TRUE
3 | LV_6612-19_0_4_line_3 |  | 2 | 4 | 0.01108 | 0.125 | 0.08 | 261 | 0 | 0.364 | 1 | 1 | cs | TRUE
4 | LV_6612-19_0_4_line_4 |  | 3 | 5 | 0.013223 | 0.125 | 0.08 | 261 | 0 | 0.364 | 1 | 1 | cs | TRUE
5 | LV_6612-19_0_4_line_5 |  | 3 | 6 | 0.015243 | 0.125 | 0.08 | 261 | 0 | 0.364 | 1 | 1 | cs | TRUE
6 | LV_6612-19_0_4_line_6 |  | 4 | 7 | 0.017603 | 0.125 | 0.08 | 261 | 0 | 0.364 | 1 | 1 | cs | TRUE
7 | LV_6612-19_0_4_line_7 |  | 5 | 8 | 0.028397 | 0.125 | 0.08 | 261 | 0 | 0.364 | 1 | 1 | cs | TRUE
8 | LV_6612-19_0_4_line_8 |  | 7 | 9 | 0.0043502 | 0.125 | 0.08 | 261 | 0 | 0.364 | 1 | 1 | cs | TRUE
9 | LV_6612-19_0_4_line_9 |  | 8 | 10 | 0.007761 | 0.125 | 0.08 | 261 | 0 | 0.364 | 1 | 1 | cs | TRUE
10 | LV_6612-19_0_4_line_10 |  | 9 | 11 | 0.031335 | 0.125 | 0.08 | 261 | 0 | 0.364 | 1 | 1 | cs | TRUE
11 | LV_6612-19_0_4_line_11 |  | 10 | 26 | 0.0055846 | 0.125 | 0.08 | 261 | 0 | 0.364 | 1 | 1 | cs | TRUE
12 | LV_6612-19_0_4_line_12 |  | 11 | 80 | 0.013327 | 0.125 | 0.08 | 261 | 0 | 0.364 | 1 | 1 | cs | TRUE
13 | LV_6612-19_0_4_line_13 |  | 12 | 13 | 0.0077835 | 0.125 | 0.08 | 261 | 0 | 0.364 | 1 | 1 | cs | TRUE
14 | LV_6612-19_0_4_line_14 |  | 12 | 14 | 0.04136 | 0.125 | 0.08 | 261 | 0 | 0.364 | 1 | 1 | cs | TRUE
15 | LV_6612-19_0_4_line_15 |  | 13 | 15 | 0.0076239 | 0.125 | 0.08 | 261 | 0 | 0.364 | 1 | 1 | cs | TRUE
16 | LV_6612-19_0_4_line_16 |  | 14 | 16 | 0.040457 | 0.125 | 0.08 | 261 | 0 | 0.364 | 1 | 1 | cs | TRUE
17 | LV_6612-19_0_4_line_17 |  | 15 | 19 | 0.12476 | 0.125 | 0.08 | 261 | 0 | 0.364 | 1 | 1 | cs | TRUE
18 | LV_6612-19_0_4_line_18 |  | 16 | 20 | 0.013631 | 0.125 | 0.08 | 261 | 0 | 0.364 | 1 | 1 | cs | TRUE
19 | LV_6612-19_0_4_line_19 |  | 17 | 18 | 0.01478 | 0.125 | 0.08 | 261 | 0 | 0.364 | 1 | 1 | cs | TRUE
20 | LV_6612-19_0_4_line_20 |  | 18 | 67 | 0.021835 | 0.125 | 0.08 | 261 | 0 | 0.364 | 1 | 1 | cs | TRUE
21 | LV_6612-19_0_4_line_21 |  | 19 | 23 | 0.034797 | 0.125 | 0.08 | 261 | 0 | 0.364 | 1 | 1 | cs | TRUE
22 | LV_6612-19_0_4_line_22 |  | 20 | 24 | 0.0022513 | 0.125 | 0.08 | 261 | 0 | 0.364 | 1 | 1 | cs | TRUE
23 | LV_6612-19_0_4_line_23 |  | 21 | 22 | 0.030829 | 0.125 | 0.08 | 261 | 0 | 0.364 | 1 | 1 | cs | TRUE
24 | LV_6612-19_0_4_line_24 |  | 22 | 36 | 0.027819 | 0.125 | 0.08 | 261 | 0 | 0.364 | 1 | 1 | cs | TRUE
25 | LV_6612-19_0_4_line_25 |  | 22 | 37 | 0.03464 | 0.125 | 0.08 | 261 | 0 | 0.364 | 1 | 1 | cs | TRUE
26 | LV_6612-19_0_4_line_26 |  | 22 | 30 | 0.032096 | 0.125 | 0.08 | 261 | 0 | 0.364 | 1 | 2 | cs | TRUE
27 | LV_6612-19_0_4_line_27 |  | 24 | 25 | 0.011535 | 0.125 | 0.08 | 261 | 0 | 0.364 | 1 | 1 | cs | TRUE
28 | LV_6612-19_0_4_line_28 |  | 25 | 61 | 0.019625 | 0.125 | 0.08 | 261 | 0 | 0.364 | 1 | 1 | cs | TRUE
29 | LV_6612-19_0_4_line_29 |  | 26 | 27 | 0.011663 | 0.125 | 0.08 | 261 | 0 | 0.364 | 1 | 3 | cs | TRUE
30 | LV_6612-19_0_4_line_30 |  | 27 | 28 | 0.01002 | 0.125 | 0.08 | 261 | 0 | 0.364 | 1 | 3 | cs | TRUE
31 | LV_6612-19_0_4_line_31 |  | 28 | 29 | 0.033609 | 0.125 | 0.08 | 261 | 0 | 0.364 | 1 | 3 | cs | TRUE
32 | LV_6612-19_0_4_line_32 |  | 28 | 30 | 0.034989 | 0.125 | 0.08 | 261 | 0 | 0.364 | 1 | 3 | cs | TRUE
33 | LV_6612-19_0_4_line_33 |  | 29 | 31 | 0.022255 | 0.125 | 0.08 | 261 | 0 | 0.364 | 1 | 3 | cs | TRUE
34 | LV_6612-19_0_4_line_34 |  | 30 | 32 | 0.01254 | 0.125 | 0.08 | 261 | 0 | 0.364 | 1 | 1 | cs | TRUE
35 | LV_6612-19_0_4_line_35 |  | 30 | 33 | 0.0081794 | 0.125 | 0.08 | 261 | 0 | 0.364 | 1 | 1 | cs | TRUE
36 | LV_6612-19_0_4_line_36 |  | 31 | 34 | 0.0084111 | 0.125 | 0.08 | 261 | 0 | 0.364 | 1 | 3 | cs | TRUE
37 | LV_6612-19_0_4_line_37 |  | 33 | 35 | 0.0065928 | 0.125 | 0.08 | 261 | 0 | 0.364 | 1 | 1 | cs | TRUE
38 | LV_6612-19_0_4_line_38 |  | 34 | 57 | 0.022468 | 0.125 | 0.08 | 261 | 0 | 0.364 | 1 | 3 | cs | TRUE
39 | LV_6612-19_0_4_line_39 |  | 35 | 107 | 0.0065615 | 0.125 | 0.08 | 261 | 0 | 0.364 | 1 | 1 | cs | TRUE
40 | LV_6612-19_0_4_line_40 |  | 36 | 93 | 0.029304 | 0.125 | 0.08 | 261 | 0 | 0.364 | 1 | 1 | cs | TRUE
41 | LV_6612-19_0_4_line_41 |  | 37 | 94 | 0.038074 | 0.125 | 0.08 | 261 | 0 | 0.364 | 1 | 1 | cs | TRUE
42 | LV_6612-19_0_4_line_42 |  | 38 | 39 | 0.032683 | 0.125 | 0.08 | 261 | 0 | 0.364 | 1 | 1 | cs | TRUE
43 | LV_6612-19_0_4_line_43 |  | 39 | 40 | 0.012117 | 0.125 | 0.08 | 261 | 0 | 0.364 | 1 | 1 | cs | TRUE
44 | LV_6612-19_0_4_line_44 |  | 40 | 44 | 0.049182 | 0.125 | 0.08 | 261 | 0 | 0.364 | 1 | 1 | cs | TRUE
45 | LV_6612-19_0_4_line_45 |  | 41 | 42 | 0.006618 | 0.125 | 0.08 | 261 | 0 | 0.364 | 1 | 1 | cs | TRUE
46 | LV_6612-19_0_4_line_46 |  | 41 | 43 | 0.039042 | 0.125 | 0.08 | 261 | 0 | 0.364 | 1 | 1 | cs | TRUE
47 | LV_6612-19_0_4_line_47 |  | 42 | 45 | 0.032515 | 0.125 | 0.08 | 261 | 0 | 0.364 | 1 | 1 | cs | TRUE
48 | LV_6612-19_0_4_line_48 |  | 43 | 46 | 0.014519 | 0.125 | 0.08 | 261 | 0 | 0.364 | 1 | 1 | cs | TRUE
49 | LV_6612-19_0_4_line_49 |  | 44 | 47 | 0.0084793 | 0.125 | 0.08 | 261 | 0 | 0.364 | 1 | 3 | cs | TRUE
50 | LV_6612-19_0_4_line_50 |  | 44 | 48 | 0.006085 | 0.125 | 0.08 | 261 | 0 | 0.364 | 1 | 3 | cs | TRUE
51 | LV_6612-19_0_4_line_51 |  | 45 | 49 | 0.0025469 | 0.125 | 0.08 | 261 | 0 | 0.364 | 1 | 1 | cs | TRUE
52 | LV_6612-19_0_4_line_52 |  | 46 | 51 | 0.023009 | 0.125 | 0.08 | 261 | 0 | 0.364 | 1 | 1 | cs | TRUE
53 | LV_6612-19_0_4_line_53 |  | 47 | 53 | 0.003892 | 0.125 | 0.08 | 261 | 0 | 0.364 | 1 | 3 | cs | TRUE
54 | LV_6612-19_0_4_line_54 |  | 48 | 54 | 0.020324 | 0.125 | 0.08 | 261 | 0 | 0.364 | 1 | 3 | cs | TRUE
55 | LV_6612-19_0_4_line_55 |  | 48 | 55 | 0.037552 | 0.125 | 0.08 | 261 | 0 | 0.364 | 1 | 1 | cs | TRUE
56 | LV_6612-19_0_4_line_56 |  | 49 | 56 | 0.0052025 | 0.125 | 0.08 | 261 | 0 | 0.364 | 1 | 1 | cs | TRUE
57 | LV_6612-19_0_4_line_57 |  | 50 | 51 | 0.034447 | 0.125 | 0.08 | 261 | 0 | 0.364 | 1 | 1 | cs | TRUE
58 | LV_6612-19_0_4_line_58 |  | 50 | 52 | 0.024425 | 0.125 | 0.08 | 261 | 0 | 0.364 | 1 | 1 | cs | TRUE
59 | LV_6612-19_0_4_line_59 |  | 52 | 97 | 0.06527 | 0.125 | 0.08 | 261 | 0 | 0.364 | 1 | 1 | cs | TRUE
60 | LV_6612-19_0_4_line_60 |  | 53 | 62 | 0.019112 | 0.125 | 0.08 | 261 | 0 | 0.364 | 1 | 3 | cs | TRUE
61 | LV_6612-19_0_4_line_61 |  | 54 | 69 | 0.029 | 0.125 | 0.08 | 261 | 0 | 0.364 | 1 | 3 | cs | TRUE
62 | LV_6612-19_0_4_line_62 |  | 55 | 102 | 0.052589 | 0.125 | 0.08 | 261 | 0 | 0.364 | 1 | 1 | cs | TRUE
63 | LV_6612-19_0_4_line_63 |  | 56 | 83 | 0.0049204 | 0.125 | 0.08 | 261 | 0 | 0.364 | 1 | 1 | cs | TRUE
64 | LV_6612-19_0_4_line_64 |  | 57 | 62 | 0.054785 | 0.125 | 0.08 | 261 | 0 | 0.364 | 1 | 3 | cs | TRUE
65 | LV_6612-19_0_4_line_65 |  | 58 | 59 | 0.0031937 | 0.125 | 0.08 | 261 | 0 | 0.364 | 1 | 3 | cs | TRUE
66 | LV_6612-19_0_4_line_66 |  | 58 | 60 | 0.041413 | 0.125 | 0.08 | 261 | 0 | 0.364 | 1 | 3 | cs | TRUE
67 | LV_6612-19_0_4_line_67 |  | 59 | 61 | 0.054771 | 0.125 | 0.08 | 261 | 0 | 0.364 | 1 | 2 | cs | TRUE
68 | LV_6612-19_0_4_line_68 |  | 60 | 68 | 0.00022402 | 0.125 | 0.08 | 261 | 0 | 0.364 | 1 | 3 | cs | TRUE
69 | LV_6612-19_0_4_line_69 |  | 62 | 63 | 0.02738 | 0.125 | 0.08 | 261 | 0 | 0.364 | 1 | 1 | cs | TRUE
70 | LV_6612-19_0_4_line_70 |  | 64 | 65 | 0.00079388 | 0.125 | 0.08 | 261 | 0 | 0.364 | 1 | 3 | cs | TRUE
71 | LV_6612-19_0_4_line_71 |  | 64 | 66 | 0.00015448 | 0.125 | 0.08 | 261 | 0 | 0.364 | 1 | 3 | cs | TRUE
72 | LV_6612-19_0_4_line_72 |  | 65 | 67 | 0.050375 | 0.125 | 0.08 | 261 | 0 | 0.364 | 1 | 3 | cs | TRUE
73 | LV_6612-19_0_4_line_73 |  | 66 | 68 | 0.031521 | 0.125 | 0.08 | 261 | 0 | 0.364 | 1 | 3 | cs | TRUE
74 | LV_6612-19_0_4_line_74 |  | 67 | 69 | 0.038255 | 0.125 | 0.08 | 261 | 0 | 0.364 | 1 | 3 | cs | TRUE
75 | LV_6612-19_0_4_line_75 |  | 70 | 71 | 0.0042239 | 0.125 | 0.08 | 261 | 0 | 0.364 | 1 | 1 | cs | TRUE
76 | LV_6612-19_0_4_line_76 |  | 70 | 72 | 0.023175 | 0.125 | 0.08 | 261 | 0 | 0.364 | 1 | 1 | cs | TRUE
77 | LV_6612-19_0_4_line_77 |  | 71 | 73 | 0.019749 | 0.125 | 0.08 | 261 | 0 | 0.364 | 1 | 1 | cs | TRUE
78 | LV_6612-19_0_4_line_78 |  | 72 | 74 | 0.0080799 | 0.125 | 0.08 | 261 | 0 | 0.364 | 1 | 1 | cs | TRUE
79 | LV_6612-19_0_4_line_79 |  | 73 | 75 | 0.0030098 | 0.125 | 0.08 | 261 | 0 | 0.364 | 1 | 1 | cs | TRUE
80 | LV_6612-19_0_4_line_80 |  | 74 | 76 | 0.023626 | 0.125 | 0.08 | 261 | 0 | 0.364 | 1 | 1 | cs | TRUE
81 | LV_6612-19_0_4_line_81 |  | 75 | 77 | 0.02624 | 0.125 | 0.08 | 261 | 0 | 0.364 | 1 | 1 | cs | TRUE
82 | LV_6612-19_0_4_line_82 |  | 76 | 78 | 0.0027561 | 0.125 | 0.08 | 261 | 0 | 0.364 | 1 | 1 | cs | TRUE
83 | LV_6612-19_0_4_line_83 |  | 77 | 79 | 0.015476 | 0.125 | 0.08 | 261 | 0 | 0.364 | 1 | 1 | cs | TRUE
84 | LV_6612-19_0_4_line_84 |  | 78 | 80 | 0.0033246 | 0.125 | 0.08 | 261 | 0 | 0.364 | 1 | 1 | cs | TRUE
85 | LV_6612-19_0_4_line_85 |  | 79 | 83 | 0.0059543 | 0.125 | 0.08 | 261 | 0 | 0.364 | 1 | 1 | cs | TRUE
86 | LV_6612-19_0_4_line_86 |  | 79 | 81 | 0.033528 | 0.125 | 0.08 | 261 | 0 | 0.364 | 1 | 1 | cs | TRUE
87 | LV_6612-19_0_4_line_87 |  | 81 | 82 | 0.015434 | 0.125 | 0.08 | 261 | 0 | 0.364 | 1 | 1 | cs | TRUE
88 | LV_6612-19_0_4_line_88 |  | 82 | 84 | 0.019893 | 0.125 | 0.08 | 261 | 0 | 0.364 | 1 | 1 | cs | TRUE
89 | LV_6612-19_0_4_line_89 |  | 82 | 85 | 0.002677 | 0.125 | 0.08 | 261 | 0 | 0.364 | 1 | 1 | cs | TRUE
90 | LV_6612-19_0_4_line_90 |  | 84 | 86 | 0.019435 | 0.125 | 0.08 | 261 | 0 | 0.364 | 1 | 1 | cs | TRUE
91 | LV_6612-19_0_4_line_91 |  | 85 | 87 | 0.046308 | 0.125 | 0.08 | 261 | 0 | 0.364 | 1 | 1 | cs | TRUE
92 | LV_6612-19_0_4_line_92 |  | 85 | 88 | 0.013371 | 0.125 | 0.08 | 261 | 0 | 0.364 | 1 | 1 | cs | TRUE
93 | LV_6612-19_0_4_line_93 |  | 86 | 89 | 0.0090443 | 0.125 | 0.08 | 261 | 0 | 0.364 | 1 | 1 | cs | TRUE
94 | LV_6612-19_0_4_line_94 |  | 88 | 90 | 0.056675 | 0.125 | 0.08 | 261 | 0 | 0.364 | 1 | 1 | cs | TRUE
95 | LV_6612-19_0_4_line_95 |  | 90 | 91 | 0.010103 | 0.125 | 0.08 | 261 | 0 | 0.364 | 1 | 1 | cs | TRUE
96 | LV_6612-19_0_4_line_96 |  | 90 | 92 | 0.014768 | 0.125 | 0.08 | 261 | 0 | 0.364 | 1 | 1 | cs | TRUE
97 | LV_6612-19_0_4_line_97 |  | 91 | 164 | 0.027687 | 0.125 | 0.08 | 261 | 0 | 0.364 | 1 | 1 | cs | TRUE
98 | LV_6612-19_0_4_line_98 |  | 91 | 160 | 0.011858 | 0.125 | 0.08 | 261 | 0 | 0.364 | 1 | 1 | cs | TRUE
99 | LV_6612-19_0_4_line_99 |  | 92 | 172 | 0.012592 | 0.125 | 0.08 | 261 | 0 | 0.364 | 1 | 1 | cs | TRUE
100 | LV_6612-19_0_4_line_100 |  | 93 | 105 | 0.016957 | 0.125 | 0.08 | 261 | 0 | 0.364 | 1 | 1 | cs | TRUE
101 | LV_6612-19_0_4_line_101 |  | 94 | 106 | 0.039808 | 0.125 | 0.08 | 261 | 0 | 0.364 | 1 | 1 | cs | TRUE
102 | LV_6612-19_0_4_line_102 |  | 95 | 96 | 0.052987 | 0.125 | 0.08 | 261 | 0 | 0.364 | 1 | 1 | cs | TRUE
103 | LV_6612-19_0_4_line_103 |  | 95 | 97 | 0.0017437 | 0.125 | 0.08 | 261 | 0 | 0.364 | 1 | 1 | cs | TRUE
104 | LV_6612-19_0_4_line_104 |  | 96 | 98 | 0.059885 | 0.125 | 0.08 | 261 | 0 | 0.364 | 1 | 1 | cs | TRUE
105 | LV_6612-19_0_4_line_105 |  | 98 | 99 | 0.050464 | 0.125 | 0.08 | 261 | 0 | 0.364 | 1 | 1 | cs | TRUE
106 | LV_6612-19_0_4_line_106 |  | 99 | 100 | 0.042709 | 0.125 | 0.08 | 261 | 0 | 0.364 | 1 | 1 | cs | TRUE
107 | LV_6612-19_0_4_line_107 |  | 100 | 101 | 0.0007492 | 0.125 | 0.08 | 261 | 0 | 0.364 | 1 | 1 | cs | TRUE
108 | LV_6612-19_0_4_line_108 |  | 102 | 103 | 0.009158 | 0.125 | 0.08 | 261 | 0 | 0.364 | 1 | 1 | cs | TRUE
109 | LV_6612-19_0_4_line_109 |  | 103 | 104 | 0.023263 | 0.125 | 0.08 | 261 | 0 | 0.364 | 1 | 1 | cs | TRUE
110 | LV_6612-19_0_4_line_110 |  | 105 | 108 | 0.020154 | 0.125 | 0.08 | 261 | 0 | 0.364 | 1 | 1 | cs | TRUE
111 | LV_6612-19_0_4_line_111 |  | 105 | 109 | 0.023715 | 0.125 | 0.08 | 261 | 0 | 0.364 | 1 | 1 | cs | TRUE
112 | LV_6612-19_0_4_line_112 |  | 106 | 110 | 0.00082029 | 0.125 | 0.08 | 261 | 0 | 0.364 | 1 | 1 | cs | TRUE
113 | LV_6612-19_0_4_line_113 |  | 107 | 184 | 0.0064926 | 0.125 | 0.08 | 261 | 0 | 0.364 | 1 | 1 | cs | TRUE
114 | LV_6612-19_0_4_line_114 |  | 108 | 111 | 0.013179 | 0.125 | 0.08 | 261 | 0 | 0.364 | 1 | 1 | cs | TRUE
115 | LV_6612-19_0_4_line_115 |  | 109 | 112 | 0.025851 | 0.125 | 0.08 | 261 | 0 | 0.364 | 1 | 1 | cs | TRUE
116 | LV_6612-19_0_4_line_116 |  | 110 | 145 | 0.036398 | 0.125 | 0.08 | 261 | 0 | 0.364 | 1 | 1 | cs | TRUE
117 | LV_6612-19_0_4_line_117 |  | 111 | 113 | 0.010994 | 0.125 | 0.08 | 261 | 0 | 0.364 | 1 | 1 | cs | TRUE
118 | LV_6612-19_0_4_line_118 |  | 112 | 114 | 0.00047077 | 0.125 | 0.08 | 261 | 0 | 0.364 | 1 | 1 | cs | TRUE
119 | LV_6612-19_0_4_line_119 |  | 113 | 115 | 0.036936 | 0.125 | 0.08 | 261 | 0 | 0.364 | 1 | 1 | cs | TRUE
120 | LV_6612-19_0_4_line_120 |  | 115 | 116 | 0.01321 | 0.125 | 0.08 | 261 | 0 | 0.364 | 1 | 1 | cs | TRUE
121 | LV_6612-19_0_4_line_121 |  | 116 | 117 | 0.014347 | 0.125 | 0.08 | 261 | 0 | 0.364 | 1 | 1 | cs | TRUE
122 | LV_6612-19_0_4_line_122 |  | 117 | 118 | 0.0049798 | 0.125 | 0.08 | 261 | 0 | 0.364 | 1 | 1 | cs | TRUE
123 | LV_6612-19_0_4_line_123 |  | 118 | 119 | 0.0080695 | 0.125 | 0.08 | 261 | 0 | 0.364 | 1 | 1 | cs | TRUE
124 | LV_6612-19_0_4_line_124 |  | 118 | 120 | 0.05056 | 0.125 | 0.08 | 261 | 0 | 0.364 | 1 | 1 | cs | TRUE
125 | LV_6612-19_0_4_line_125 |  | 119 | 125 | 0.0035899 | 0.125 | 0.08 | 261 | 0 | 0.364 | 1 | 1 | cs | TRUE
126 | LV_6612-19_0_4_line_126 |  | 120 | 121 | 0.017073 | 0.125 | 0.08 | 261 | 0 | 0.364 | 1 | 1 | cs | TRUE
127 | LV_6612-19_0_4_line_127 |  | 121 | 122 | 0.010593 | 0.125 | 0.08 | 261 | 0 | 0.364 | 1 | 1 | cs | TRUE
128 | LV_6612-19_0_4_line_128 |  | 122 | 123 | 4.0198e-05 | 0.125 | 0.08 | 261 | 0 | 0.364 | 1 | 1 | cs | TRUE
129 | LV_6612-19_0_4_line_129 |  | 123 | 124 | 0.010479 | 0.125 | 0.08 | 261 | 0 | 0.364 | 1 | 1 | cs | TRUE
130 | LV_6612-19_0_4_line_130 |  | 125 | 126 | 0.013628 | 0.125 | 0.08 | 261 | 0 | 0.364 | 1 | 1 | cs | TRUE
131 | LV_6612-19_0_4_line_131 |  | 126 | 150 | 0.025478 | 0.125 | 0.08 | 261 | 0 | 0.364 | 1 | 1 | cs | TRUE
132 | LV_6612-19_0_4_line_132 |  | 127 | 128 | 0.010825 | 0.125 | 0.08 | 261 | 0 | 0.364 | 1 | 1 | cs | TRUE
133 | LV_6612-19_0_4_line_133 |  | 127 | 129 | 0.032845 | 0.125 | 0.08 | 261 | 0 | 0.364 | 1 | 1 | cs | TRUE
134 | LV_6612-19_0_4_line_134 |  | 128 | 130 | 0.037843 | 0.125 | 0.08 | 261 | 0 | 0.364 | 1 | 1 | cs | TRUE
135 | LV_6612-19_0_4_line_135 |  | 129 | 131 | 0.061289 | 0.125 | 0.08 | 261 | 0 | 0.364 | 1 | 1 | cs | TRUE
136 | LV_6612-19_0_4_line_136 |  | 129 | 132 | 0.014133 | 0.125 | 0.08 | 261 | 0 | 0.364 | 1 | 1 | cs | TRUE
137 | LV_6612-19_0_4_line_137 |  | 130 | 133 | 0.029766 | 0.125 | 0.08 | 261 | 0 | 0.364 | 1 | 1 | cs | TRUE
138 | LV_6612-19_0_4_line_138 |  | 130 | 134 | 0.012251 | 0.125 | 0.08 | 261 | 0 | 0.364 | 1 | 1 | cs | TRUE
139 | LV_6612-19_0_4_line_139 |  | 131 | 135 | 0.080802 | 0.125 | 0.08 | 261 | 0 | 0.364 | 1 | 1 | cs | TRUE
140 | LV_6612-19_0_4_line_140 |  | 132 | 136 | 0.037578 | 0.125 | 0.08 | 261 | 0 | 0.364 | 1 | 1 | cs | TRUE
141 | LV_6612-19_0_4_line_141 |  | 133 | 137 | 0.0030865 | 0.125 | 0.08 | 261 | 0 | 0.364 | 1 | 1 | cs | TRUE
142 | LV_6612-19_0_4_line_142 |  | 134 | 138 | 0.023223 | 0.125 | 0.08 | 261 | 0 | 0.364 | 1 | 1 | cs | TRUE
143 | LV_6612-19_0_4_line_143 |  | 136 | 139 | 0.030016 | 0.125 | 0.08 | 261 | 0 | 0.364 | 1 | 1 | cs | TRUE
144 | LV_6612-19_0_4_line_144 |  | 136 | 140 | 0.027805 | 0.125 | 0.08 | 261 | 0 | 0.364 | 1 | 1 | cs | TRUE
145 | LV_6612-19_0_4_line_145 |  | 137 | 141 | 0.0028209 | 0.125 | 0.08 | 261 | 0 | 0.364 | 1 | 1 | cs | TRUE
146 | LV_6612-19_0_4_line_146 |  | 138 | 144 | 0.0092852 | 0.125 | 0.08 | 261 | 0 | 0.364 | 1 | 1 | cs | TRUE
147 | LV_6612-19_0_4_line_147 |  | 139 | 145 | 0.019293 | 0.125 | 0.08 | 261 | 0 | 0.364 | 1 | 1 | cs | TRUE
148 | LV_6612-19_0_4_line_148 |  | 140 | 146 | 0.038174 | 0.125 | 0.08 | 261 | 0 | 0.364 | 1 | 1 | cs | TRUE
149 | LV_6612-19_0_4_line_149 |  | 141 | 183 | 0.03677 | 0.125 | 0.08 | 261 | 0 | 0.364 | 1 | 1 | cs | TRUE
150 | LV_6612-19_0_4_line_150 |  | 142 | 143 | 0.012814 | 0.125 | 0.08 | 261 | 0 | 0.364 | 1 | 1 | cs | TRUE
151 | LV_6612-19_0_4_line_151 |  | 143 | 152 | 0.0046634 | 0.125 | 0.08 | 261 | 0 | 0.364 | 1 | 1 | cs | TRUE
152 | LV_6612-19_0_4_line_152 |  | 144 | 153 | 0.008032 | 0.125 | 0.08 | 261 | 0 | 0.364 | 1 | 1 | cs | TRUE
153 | LV_6612-19_0_4_line_153 |  | 145 | 151 | 0.010723 | 0.125 | 0.08 | 261 | 0 | 0.364 | 1 | 1 | cs | TRUE
154 | LV_6612-19_0_4_line_154 |  | 146 | 167 | 0.032218 | 0.125 | 0.08 | 261 | 0 | 0.364 | 1 | 1 | cs | TRUE
155 | LV_6612-19_0_4_line_155 |  | 147 | 148 | 0.034559 | 0.125 | 0.08 | 261 | 0 | 0.364 | 1 | 1 | cs | TRUE
156 | LV_6612-19_0_4_line_156 |  | 148 | 149 | 0.012272 | 0.125 | 0.08 | 261 | 0 | 0.364 | 1 | 1 | cs | TRUE
157 | LV_6612-19_0_4_line_157 |  | 149 | 150 | 0.0088051 | 0.125 | 0.08 | 261 | 0 | 0.364 | 1 | 1 | cs | TRUE
158 | LV_6612-19_0_4_line_158 |  | 151 | 152 | 0.025417 | 0.125 | 0.08 | 261 | 0 | 0.364 | 1 | 1 | cs | TRUE
159 | LV_6612-19_0_4_line_159 |  | 153 | 154 | 0.015925 | 0.125 | 0.08 | 261 | 0 | 0.364 | 1 | 1 | cs | TRUE
160 | LV_6612-19_0_4_line_160 |  | 154 | 155 | 0.012419 | 0.125 | 0.08 | 261 | 0 | 0.364 | 1 | 1 | cs | TRUE
161 | LV_6612-19_0_4_line_161 |  | 156 | 157 | 0.023263 | 0.125 | 0.08 | 261 | 0 | 0.364 | 1 | 1 | cs | TRUE
162 | LV_6612-19_0_4_line_162 |  | 156 | 158 | 0.0015623 | 0.125 | 0.08 | 261 | 0 | 0.364 | 1 | 1 | cs | TRUE
163 | LV_6612-19_0_4_line_163 |  | 157 | 159 | 0.0085332 | 0.125 | 0.08 | 261 | 0 | 0.364 | 1 | 1 | cs | TRUE
164 | LV_6612-19_0_4_line_164 |  | 158 | 160 | 0.023803 | 0.125 | 0.08 | 261 | 0 | 0.364 | 1 | 1 | cs | TRUE
165 | LV_6612-19_0_4_line_165 |  | 159 | 161 | 0.0048672 | 0.125 | 0.08 | 261 | 0 | 0.364 | 1 | 1 | cs | TRUE
166 | LV_6612-19_0_4_line_166 |  | 161 | 162 | 0.015675 | 0.125 | 0.08 | 261 | 0 | 0.364 | 1 | 1 | cs | TRUE
167 | LV_6612-19_0_4_line_167 |  | 161 | 163 | 0.094327 | 0.125 | 0.08 | 261 | 0 | 0.364 | 1 | 1 | cs | TRUE
168 | LV_6612-19_0_4_line_168 |  | 162 | 165 | 0.02241 | 0.125 | 0.08 | 261 | 0 | 0.364 | 1 | 1 | cs | TRUE
169 | LV_6612-19_0_4_line_169 |  | 164 | 166 | 0.0068071 | 0.125 | 0.08 | 261 | 0 | 0.364 | 1 | 1 | cs | TRUE
170 | LV_6612-19_0_4_line_170 |  | 166 | 176 | 0.0024302 | 0.125 | 0.08 | 261 | 0 | 0.364 | 1 | 1 | cs | TRUE
171 | LV_6612-19_0_4_line_171 |  | 167 | 168 | 0.013932 | 0.125 | 0.08 | 261 | 0 | 0.364 | 1 | 1 | cs | TRUE
172 | LV_6612-19_0_4_line_172 |  | 168 | 169 | 0.00019222 | 0.125 | 0.08 | 261 | 0 | 0.364 | 1 | 1 | cs | TRUE
173 | LV_6612-19_0_4_line_173 |  | 169 | 170 | 0.052358 | 0.125 | 0.08 | 261 | 0 | 0.364 | 1 | 1 | cs | TRUE
174 | LV_6612-19_0_4_line_174 |  | 170 | 171 | 0.022565 | 0.125 | 0.08 | 261 | 0 | 0.364 | 1 | 1 | cs | TRUE
175 | LV_6612-19_0_4_line_175 |  | 171 | 177 | 0.020802 | 0.125 | 0.08 | 261 | 0 | 0.364 | 1 | 1 | cs | TRUE
176 | LV_6612-19_0_4_line_176 |  | 172 | 173 | 0.015905 | 0.125 | 0.08 | 261 | 0 | 0.364 | 1 | 1 | cs | TRUE
177 | LV_6612-19_0_4_line_177 |  | 173 | 174 | 0.025268 | 0.125 | 0.08 | 261 | 0 | 0.364 | 1 | 1 | cs | TRUE
178 | LV_6612-19_0_4_line_178 |  | 174 | 175 | 0.002758 | 0.125 | 0.08 | 261 | 0 | 0.364 | 1 | 1 | cs | TRUE
179 | LV_6612-19_0_4_line_179 |  | 176 | 180 | 0.013326 | 0.125 | 0.08 | 261 | 0 | 0.364 | 1 | 1 | cs | TRUE
180 | LV_6612-19_0_4_line_180 |  | 177 | 178 | 0.015406 | 0.125 | 0.08 | 261 | 0 | 0.364 | 1 | 1 | cs | TRUE
181 | LV_6612-19_0_4_line_181 |  | 178 | 179 | 0.012847 | 0.125 | 0.08 | 261 | 0 | 0.364 | 1 | 1 | cs | TRUE
182 | LV_6612-19_0_4_line_182 |  | 180 | 181 | 0.00618 | 0.125 | 0.08 | 261 | 0 | 0.364 | 1 | 1 | cs | TRUE
183 | LV_6612-19_0_4_line_183 |  | 180 | 182 | 0.004116 | 0.125 | 0.08 | 261 | 0 | 0.364 | 1 | 1 | cs | TRUE
184 | LV_6612-19_0_4_line_184 |  | 184 | 185 | 0.0040813 | 0.125 | 0.08 | 261 | 0 | 0.364 | 1 | 1 | cs | TRUE

## trafo
| name | std_type | hv_bus | lv_bus | sn_mva | vn_hv_kv | vn_lv_kv | vk_percent | vkr_percent | pfe_kw | i0_percent | shift_degree | tap_side | tap_neutral | tap_min | tap_max | tap_step_percent | tap_step_degree | tap_pos | tap_phase_shifter | parallel | df | in_service
0 | LV_6612-19_0_4_trafo_16 | 0.63 MVA 20/0.4 kV | 186 | 26 | 0.63 | 20 | 0.4 | 6 | 1.206 | 1.65 | 0.2619 | 150 | hv | 0 | -2 | 2 | 2.5 | 0 | 0 | FALSE | 1 | 1 | TRUE

## line_geodata
| x0 | y0 | x1 | y1 | x2 | y2 | x3 | y3 | x4 | y4 | x5 | y5 | x6 | y6 | x7 | y7 | x8 | y8 | x9 | y9
0 | 2502483.4103 | 1115534.6017 | 2502475.8542 | 1115539.7291
1 | 2502483.4103 | 1115534.6017 | 2502493.8063 | 1115527.5473
2 | 2502450.3758 | 1115549.7646 | 2502456.3028 | 1115550.4918 | 2502461.7281 | 1115549.3147 | 2502475.8542 | 1115539.7291
3 | 2502493.8063 | 1115527.5473 | 2502502.9749 | 1115521.3258
4 | 2502450.3758 | 1115549.7646 | 2502447.3766 | 1115555.3276 | 2502442.6075 | 1115560.3186
5 | 2502450.3758 | 1115549.7646 | 2502450.8982 | 1115544.8087 | 2502450.3689 | 1115540.7147 | 2502448.5754 | 1115534.8511
6 | 2502502.9749 | 1115521.3258 | 2502517.5409 | 1115511.4416
7 | 2502415.4298 | 1115561.5687 | 2502421.1111 | 1115563.3448 | 2502429.9142 | 1115564.7593 | 2502435.8472 | 1115563.4629 | 2502442.6075 | 1115560.3186
8 | 2502521.1406 | 1115508.999 | 2502517.5409 | 1115511.4416
9 | 2502408.5299 | 1115557.9777 | 2502415.4298 | 1115561.5687
10 | 2502547.4225 | 1115492.03 | 2502543.4784 | 1115493.8411 | 2502521.1406 | 1115508.999
11 | 2502408.5299 | 1115557.9777 | 2502403.8122 | 1115554.9893
12 | 2502547.4225 | 1115492.03 | 2502556.7017 | 1115487.7689 | 2502559.6841 | 1115486.8644
13 | 2502328.9361 | 1115392.2953 | 2502335.9933 | 1115389.0121
14 | 2502291.4358 | 1115409.7418 | 2502328.9361 | 1115392.2953
15 | 2502342.9057 | 1115385.7962 | 2502335.9933 | 1115389.0121
16 | 2502291.4358 | 1115409.7418 | 2502300.5955 | 1115448.518 | 2502300.7154 | 1115449.1193
17 | 2502342.9057 | 1115385.7962 | 2502310.1177 | 1115265.4173
18 | 2502300.7154 | 1115449.1193 | 2502303.0409 | 1115460.7861 | 2502303.4445 | 1115462.4734
19 | 2502450.2167 | 1115333.0551 | 2502458.5693 | 1115345.2488
20 | 2502470.8945 | 1115363.273 | 2502466.2083 | 1115356.4007 | 2502458.5693 | 1115345.2488
21 | 2502310.1177 | 1115265.4173 | 2502342.0374 | 1115251.561
22 | 2502303.9682 | 1115464.6629 | 2502303.4445 | 1115462.4734
23 | 2502335.4256 | 1115584.9293 | 2502333.2309 | 1115578.1383 | 2502330.3832 | 1115572.5141 | 2502327.5083 | 1115566.1565 | 2502323.9367 | 1115556.3779
24 | 2502335.4256 | 1115584.9293 | 2502316.8858 | 1115600.3158 | 2502314.0436 | 1115602.7245
25 | 2502335.4256 | 1115584.9293 | 2502337.9059 | 1115592.1938 | 2502343.8761 | 1115605.6391 | 2502348.668 | 1115616.9153
26 | 2502335.4256 | 1115584.9293 | 2502348.5741 | 1115574.2549 | 2502360.2629 | 1115564.5159
27 | 2502306.6517 | 1115475.8816 | 2502303.9682 | 1115464.6629
28 | 2502306.6517 | 1115475.8816 | 2502323.8543 | 1115466.4368
29 | 2502394.1216 | 1115548.5042 | 2502399.2532 | 1115552.1015 | 2502403.8122 | 1115554.9893
30 | 2502386.8136 | 1115541.64 | 2502391.3499 | 1115546.1474 | 2502394.1216 | 1115548.5042
31 | 2502412.3212 | 1115519.6706 | 2502400.7156 | 1115529.7863 | 2502386.8136 | 1115541.64
32 | 2502360.2629 | 1115564.5159 | 2502386.8136 | 1115541.64
33 | 2502412.3212 | 1115519.6706 | 2502418.8367 | 1115514.2733 | 2502429.8388 | 1115505.9521
34 | 2502360.2629 | 1115564.5159 | 2502365.3672 | 1115570.2482 | 2502361.7756 | 1115573.5526
35 | 2502360.2629 | 1115564.5159 | 2502355.0877 | 1115558.6957 | 2502355.3821 | 1115558.4382
36 | 2502436.6403 | 1115501.0057 | 2502432.7754 | 1115503.7309 | 2502429.8388 | 1115505.9521
37 | 2502355.3821 | 1115558.4382 | 2502360.3442 | 1115554.0975
38 | 2502436.6403 | 1115501.0057 | 2502446.443 | 1115494.0935 | 2502455.0018 | 1115488.0571
39 | 2502365.2828 | 1115549.7773 | 2502360.3442 | 1115554.0975
40 | 2502314.0436 | 1115602.7245 | 2502306.6549 | 1115608.9864 | 2502291.7792 | 1115621.7769
41 | 2502365.5734 | 1115650.9738 | 2502352.6443 | 1115626.8997 | 2502349.5353 | 1115618.956 | 2502348.668 | 1115616.9153
42 | 2502615.7955 | 1115412.3395 | 2502584.1192 | 1115420.3872
43 | 2502572.3749 | 1115423.371 | 2502584.1192 | 1115420.3872
44 | 2502525.8263 | 1115438.8135 | 2502539.0263 | 1115432.7305 | 2502555.6707 | 1115427.6149 | 2502572.3749 | 1115423.371
45 | 2502681.2117 | 1115394.3075 | 2502683.0285 | 1115400.6712
46 | 2502681.2117 | 1115394.3075 | 2502686.9833 | 1115392.5692 | 2502696.6739 | 1115389.1335 | 2502708.4291 | 1115384.9086 | 2502718.065 | 1115381.4404
47 | 2502683.0285 | 1115400.6712 | 2502684.3931 | 1115405.808 | 2502687.3366 | 1115427.4852 | 2502686.5675 | 1115432.7533
48 | 2502718.065 | 1115381.4404 | 2502720.8798 | 1115386.9541 | 2502728.8164 | 1115384.4284
49 | 2502525.8263 | 1115438.8135 | 2502518.7425 | 1115443.4738
50 | 2502522.6536 | 1115433.617 | 2502525.8263 | 1115438.8135
51 | 2502686.1996 | 1115435.2736 | 2502686.5675 | 1115432.7533
52 | 2502750.7419 | 1115377.451 | 2502728.8164 | 1115384.4284
53 | 2502518.7425 | 1115443.4738 | 2502515.4911 | 1115445.6129
54 | 2502522.6536 | 1115433.617 | 2502519.2168 | 1115431.2042 | 2502517.4298 | 1115429.0983 | 2502509.5835 | 1115418.2811
55 | 2502522.6536 | 1115433.617 | 2502522.2722 | 1115429.5984 | 2502503.9916 | 1115401.5079
56 | 2502686.1996 | 1115435.2736 | 2502685.448 | 1115440.4215
57 | 2502765.7332 | 1115358.2044 | 2502768.5252 | 1115362.7846 | 2502771.1569 | 1115369.402 | 2502756.1303 | 1115375.7362 | 2502750.7419 | 1115377.451
58 | 2502785.4638 | 1115343.7563 | 2502775.8628 | 1115351.3263 | 2502765.7332 | 1115358.2044
59 | 2502785.4638 | 1115343.7563 | 2502794.1459 | 1115353.4895 | 2502796.1245 | 1115355.9926 | 2502800.3653 | 1115362.3062 | 2502803.0453 | 1115367.6109 | 2502804.7445 | 1115372.431 | 2502806.5877 | 1115378.5274 | 2502807.6313 | 1115384.8368 | 2502810.6601 | 1115400.32 | 2502810.9608 | 1115402.1312
60 | 2502499.7461 | 1115456.4446 | 2502512.9199 | 1115447.3044 | 2502515.4911 | 1115445.6129
61 | 2502509.5835 | 1115418.2811 | 2502500.2675 | 1115405.4379 | 2502492.7092 | 1115394.6969
62 | 2502503.9916 | 1115401.5079 | 2502493.9393 | 1115386.0611 | 2502475.1375 | 1115357.5421
63 | 2502684.8526 | 1115445.3035 | 2502685.0133 | 1115443.399 | 2502685.448 | 1115440.4215
64 | 2502499.7461 | 1115456.4446 | 2502485.3386 | 1115466.6608 | 2502455.0018 | 1115488.0571
65 | 2502371.8647 | 1115440.0775 | 2502372.2055 | 1115439.8904 | 2502374.6644 | 1115438.5409
66 | 2502410.9698 | 1115418.617 | 2502374.6644 | 1115438.5409
67 | 2502323.8543 | 1115466.4368 | 2502371.8647 | 1115440.0775
68 | 2502410.9698 | 1115418.617 | 2502411.1662 | 1115418.5092
69 | 2502499.7461 | 1115456.4446 | 2502495.5128 | 1115450.1311 | 2502484.3874 | 1115433.7782
70 | 2502438.8245 | 1115403.0712 | 2502439.5165 | 1115402.6821
71 | 2502438.6899 | 1115403.147 | 2502438.8245 | 1115403.0712
72 | 2502470.8945 | 1115363.273 | 2502439.5165 | 1115402.6821
73 | 2502411.1662 | 1115418.5092 | 2502419.7334 | 1115413.8077 | 2502438.6899 | 1115403.147
74 | 2502470.8945 | 1115363.273 | 2502480.2161 | 1115376.9433 | 2502492.7092 | 1115394.6969
75 | 2502622.3304 | 1115468.8544 | 2502618.2672 | 1115470.0086
76 | 2502595.9745 | 1115476.341 | 2502618.2672 | 1115470.0086
77 | 2502622.3304 | 1115468.8544 | 2502641.328 | 1115463.458
78 | 2502588.2021 | 1115478.5488 | 2502595.9745 | 1115476.341
79 | 2502644.2232 | 1115462.6356 | 2502641.328 | 1115463.458
80 | 2502565.5032 | 1115485.0997 | 2502570.8725 | 1115483.4714 | 2502588.2021 | 1115478.5488
81 | 2502669.4644 | 1115455.4656 | 2502644.2232 | 1115462.6356
82 | 2502565.5032 | 1115485.0997 | 2502562.8656 | 1115485.8996
83 | 2502684.3518 | 1115451.2368 | 2502669.4644 | 1115455.4656
84 | 2502562.8656 | 1115485.8996 | 2502559.6841 | 1115486.8644
85 | 2502684.3518 | 1115451.2368 | 2502684.8526 | 1115445.3035
86 | 2502684.3518 | 1115451.2368 | 2502686.9852 | 1115461.3229 | 2502688.6891 | 1115472.6692 | 2502690.5926 | 1115484.1426
87 | 2502693.1111 | 1115499.3702 | 2502692.144 | 1115493.4932 | 2502690.5926 | 1115484.1426
88 | 2502693.1111 | 1115499.3702 | 2502712.1059 | 1115493.4591
89 | 2502693.1111 | 1115499.3702 | 2502693.5552 | 1115502.0091
90 | 2502730.6633 | 1115487.684 | 2502712.1059 | 1115493.4591
91 | 2502737.9972 | 1115488.553 | 2502693.5552 | 1115502.0091
92 | 2502693.5552 | 1115502.0091 | 2502694.9385 | 1115515.3086
93 | 2502739.2991 | 1115484.9966 | 2502730.6633 | 1115487.684
94 | 2502696.7251 | 1115571.8458 | 2502697.4603 | 1115560.905 | 2502697.5855 | 1115547.0833 | 2502695.8573 | 1115524.1414 | 2502694.9385 | 1115515.3086
95 | 2502695.8677 | 1115581.9103 | 2502696.7251 | 1115571.8458
96 | 2502696.7251 | 1115571.8458 | 2502682.1127 | 1115573.9808
97 | 2502695.8677 | 1115581.9103 | 2502708.9532 | 1115578.798 | 2502722.6837 | 1115582.5597
98 | 2502695.8677 | 1115581.9103 | 2502695.1505 | 1115592.5284 | 2502694.9786 | 1115593.7318
99 | 2502669.6532 | 1115575.8013 | 2502682.1127 | 1115573.9808
100 | 2502278.9078 | 1115632.8158 | 2502284.1864 | 1115628.3055 | 2502291.7792 | 1115621.7769
101 | 2502400.9076 | 1115667.878 | 2502385.2768 | 1115663.6405 | 2502373.4591 | 1115657.7274 | 2502365.6853 | 1115651.1821 | 2502365.5734 | 1115650.9738
102 | 2502811.2464 | 1115403.8514 | 2502812.5155 | 1115411.4971 | 2502817.4312 | 1115440.1137 | 2502820.3324 | 1115456.0532
103 | 2502810.9608 | 1115402.1312 | 2502811.2464 | 1115403.8514
104 | 2502820.3324 | 1115456.0532 | 2502822.0559 | 1115465.5218 | 2502829.7372 | 1115508.1471 | 2502830.7294 | 1115511.7445 | 2502831.8129 | 1115514.7734
105 | 2502831.8129 | 1115514.7734 | 2502831.8129 | 1115514.7734 | 2502834.1782 | 1115520.2054 | 2502837.7245 | 1115527.0416 | 2502856.5988 | 1115558.6768
106 | 2502878.1137 | 1115595.5637 | 2502877.1352 | 1115593.6391 | 2502872.0871 | 1115584.6368 | 2502856.5988 | 1115558.6768
107 | 2502878.4532 | 1115596.2315 | 2502878.1137 | 1115595.5637
108 | 2502475.1375 | 1115357.5421 | 2502474.814 | 1115357.0513 | 2502470.4438 | 1115350.8735 | 2502469.8837 | 1115350.0417
109 | 2502456.8904 | 1115330.7461 | 2502469.8837 | 1115350.0417
110 | 2502278.9078 | 1115632.8158 | 2502263.6282 | 1115645.9576
111 | 2502278.9078 | 1115632.8158 | 2502283.2783 | 1115637.5815 | 2502294.8807 | 1115650.345
112 | 2502401.6993 | 1115668.0927 | 2502400.9076 | 1115667.878
113 | 2502365.2828 | 1115549.7773 | 2502370.1695 | 1115545.5024
114 | 2502263.6282 | 1115645.9576 | 2502253.6369 | 1115654.5511
115 | 2502294.8807 | 1115650.345 | 2502299.6232 | 1115655.5621 | 2502312.3337 | 1115669.4156
116 | 2502436.4769 | 1115678.613 | 2502430.0604 | 1115675.7814 | 2502401.6993 | 1115668.0927
117 | 2502245.3015 | 1115661.7203 | 2502253.6369 | 1115654.5511
118 | 2502312.3337 | 1115669.4156 | 2502312.652 | 1115669.7625
119 | 2502217.2985 | 1115685.8055 | 2502245.3015 | 1115661.7203
120 | 2502217.2985 | 1115685.8055 | 2502207.2833 | 1115694.4195
121 | 2502196.406 | 1115703.775 | 2502207.2833 | 1115694.4195
122 | 2502192.6306 | 1115707.0222 | 2502196.406 | 1115703.775
123 | 2502192.6306 | 1115707.0222 | 2502186.5585 | 1115712.337
124 | 2502192.6306 | 1115707.0222 | 2502197.0008 | 1115711.7657 | 2502213.4693 | 1115729.266 | 2502227.2893 | 1115743.8336
125 | 2502183.8572 | 1115714.7015 | 2502186.5585 | 1115712.337
126 | 2502227.2893 | 1115743.8336 | 2502239.0399 | 1115756.2199
127 | 2502246.3302 | 1115763.9046 | 2502239.0399 | 1115756.2199
128 | 2502246.3302 | 1115763.9046 | 2502246.3579 | 1115763.9338
129 | 2502254.904 | 1115769.755 | 2502249.0174 | 1115766.7371 | 2502246.3579 | 1115763.9338
130 | 2502183.8572 | 1115714.7015 | 2502173.6025 | 1115723.6773
131 | 2502154.7151 | 1115740.7739 | 2502166.9551 | 1115729.4956 | 2502173.6025 | 1115723.6773
132 | 2502525.5464 | 1115727.9906 | 2502518.2225 | 1115735.9621
133 | 2502496.0009 | 1115760.1487 | 2502518.2225 | 1115735.9621
134 | 2502551.1498 | 1115700.1232 | 2502525.5464 | 1115727.9906
135 | 2502496.0009 | 1115760.1487 | 2502532.6242 | 1115809.3559
136 | 2502496.0009 | 1115760.1487 | 2502487.6513 | 1115748.7454
137 | 2502551.1498 | 1115700.1232 | 2502559.4751 | 1115704.0138 | 2502575.4651 | 1115716.9646
138 | 2502551.1498 | 1115700.1232 | 2502539.7034 | 1115695.6714
139 | 2502532.6242 | 1115809.3559 | 2502467.9704 | 1115857.8202
140 | 2502465.4515 | 1115718.4262 | 2502487.6513 | 1115748.7454
141 | 2502577.8636 | 1115718.9072 | 2502575.4651 | 1115716.9646
142 | 2502539.7034 | 1115695.6714 | 2502545.7008 | 1115673.2363
143 | 2502465.4515 | 1115718.4262 | 2502447.139 | 1115694.6434
144 | 2502465.4515 | 1115718.4262 | 2502449.5946 | 1115741.266
145 | 2502580.0556 | 1115720.6826 | 2502577.8636 | 1115718.9072
146 | 2502548.0988 | 1115664.2661 | 2502545.7008 | 1115673.2363
147 | 2502436.4769 | 1115678.613 | 2502441.6317 | 1115687.491 | 2502447.139 | 1115694.6434
148 | 2502427.824 | 1115772.6236 | 2502449.5946 | 1115741.266
149 | 2502608.6293 | 1115743.8254 | 2502580.0556 | 1115720.6826
150 | 2502489.3291 | 1115685.7873 | 2502476.7317 | 1115683.4426
151 | 2502472.147 | 1115682.5892 | 2502476.7317 | 1115683.4426
152 | 2502550.1731 | 1115656.5065 | 2502548.0988 | 1115664.2661
153 | 2502436.4769 | 1115678.613 | 2502446.5648 | 1115677.8277 | 2502447.1595 | 1115677.9384
154 | 2502404.4369 | 1115793.5724 | 2502418.926 | 1115785.44 | 2502427.824 | 1115772.6236
155 | 2502116.4056 | 1115781.0418 | 2502128.4188 | 1115767.0087 | 2502139.5309 | 1115755.3775
156 | 2502148.2398 | 1115746.7405 | 2502144.4182 | 1115750.2618 | 2502139.5309 | 1115755.3775
157 | 2502154.7151 | 1115740.7739 | 2502148.2398 | 1115746.7405
158 | 2502472.147 | 1115682.5892 | 2502447.1595 | 1115677.9384
159 | 2502550.1731 | 1115656.5065 | 2502552.3178 | 1115648.4835 | 2502550.0306 | 1115641.2147
160 | 2502546.3031 | 1115629.3685 | 2502550.0306 | 1115641.2147
161 | 2502690.8218 | 1115618.7388 | 2502689.4477 | 1115624.9291 | 2502686.4271 | 1115641.5799
162 | 2502691.1604 | 1115617.2136 | 2502690.8218 | 1115618.7388
163 | 2502684.904 | 1115649.976 | 2502686.4271 | 1115641.5799
164 | 2502691.1604 | 1115617.2136 | 2502692.4646 | 1115611.3388 | 2502694.9786 | 1115593.7318
165 | 2502684.904 | 1115649.976 | 2502684.0352 | 1115654.7651
166 | 2502679.4417 | 1115669.6843 | 2502683.0072 | 1115660.4324 | 2502684.0352 | 1115654.7651
167 | 2502684.0352 | 1115654.7651 | 2502776.4065 | 1115673.8728
168 | 2502657.0872 | 1115667.3535 | 2502679.4417 | 1115669.6843
169 | 2502729.3589 | 1115581.2864 | 2502722.7907 | 1115582.589 | 2502722.6837 | 1115582.5597
170 | 2502729.3589 | 1115581.2864 | 2502731.7427 | 1115580.8136
171 | 2502392.288 | 1115800.3913 | 2502404.4369 | 1115793.5724
172 | 2502392.1204 | 1115800.4853 | 2502392.288 | 1115800.3913
173 | 2502351.3785 | 1115785.2004 | 2502370.5641 | 1115806.5553 | 2502375.4401 | 1115808.1999 | 2502380.9916 | 1115806.7317 | 2502392.1204 | 1115800.4853
174 | 2502336.2979 | 1115768.4146 | 2502351.3785 | 1115785.2004
175 | 2502336.2979 | 1115768.4146 | 2502322.3959 | 1115752.9407
176 | 2502669.6532 | 1115575.8013 | 2502653.9157 | 1115578.1007
177 | 2502653.9157 | 1115578.1007 | 2502628.9132 | 1115581.7537 | 2502628.9132 | 1115581.7537
178 | 2502627.1089 | 1115583.8396 | 2502628.9132 | 1115581.7537
179 | 2502744.8138 | 1115578.2212 | 2502731.7427 | 1115580.8136
180 | 2502312.1 | 1115741.4806 | 2502312.1 | 1115741.4806 | 2502322.3959 | 1115752.9407
181 | 2502321.4418 | 1115732.6616 | 2502312.1 | 1115741.4806
182 | 2502744.8138 | 1115578.2212 | 2502749.383 | 1115582.3948
183 | 2502748.8545 | 1115577.378 | 2502744.8138 | 1115578.2212
184 | 2502373.2413 | 1115542.8152 | 2502370.1695 | 1115545.5024

## bus_geodata
| x | y | coords
0 | 2502483.4103 | 1115534.6017
1 | 2502475.8542 | 1115539.7291
2 | 2502493.8063 | 1115527.5473
3 | 2502450.3758 | 1115549.7646
4 | 2502502.9749 | 1115521.3258
5 | 2502442.6075 | 1115560.3186
6 | 2502448.5754 | 1115534.8511
7 | 2502517.5409 | 1115511.4416
8 | 2502415.4298 | 1115561.5687
9 | 2502521.1406 | 1115508.999
10 | 2502408.5299 | 1115557.9777
11 | 2502547.4225 | 1115492.03
12 | 2502328.9361 | 1115392.2953
13 | 2502335.9933 | 1115389.0121
14 | 2502291.4358 | 1115409.7418
15 | 2502342.9057 | 1115385.7962
16 | 2502300.7154 | 1115449.1193
17 | 2502450.2167 | 1115333.0551
18 | 2502458.5693 | 1115345.2488
19 | 2502310.1177 | 1115265.4173
20 | 2502303.4445 | 1115462.4734
21 | 2502323.9367 | 1115556.3779
22 | 2502335.4256 | 1115584.9293
23 | 2502342.0374 | 1115251.561
24 | 2502303.9682 | 1115464.6629
25 | 2502306.6517 | 1115475.8816
26 | 2502403.8122 | 1115554.9893
27 | 2502394.1216 | 1115548.5042
28 | 2502386.8136 | 1115541.64
29 | 2502412.3212 | 1115519.6706
30 | 2502360.2629 | 1115564.5159
31 | 2502429.8388 | 1115505.9521
32 | 2502361.7756 | 1115573.5526
33 | 2502355.3821 | 1115558.4382
34 | 2502436.6403 | 1115501.0057
35 | 2502360.3442 | 1115554.0975
36 | 2502314.0436 | 1115602.7245
37 | 2502348.668 | 1115616.9153
38 | 2502615.7955 | 1115412.3395
39 | 2502584.1192 | 1115420.3872
40 | 2502572.3749 | 1115423.371
41 | 2502681.2117 | 1115394.3075
42 | 2502683.0285 | 1115400.6712
43 | 2502718.065 | 1115381.4404
44 | 2502525.8263 | 1115438.8135
45 | 2502686.5675 | 1115432.7533
46 | 2502728.8164 | 1115384.4284
47 | 2502518.7425 | 1115443.4738
48 | 2502522.6536 | 1115433.617
49 | 2502686.1996 | 1115435.2736
50 | 2502765.7332 | 1115358.2044
51 | 2502750.7419 | 1115377.451
52 | 2502785.4638 | 1115343.7563
53 | 2502515.4911 | 1115445.6129
54 | 2502509.5835 | 1115418.2811
55 | 2502503.9916 | 1115401.5079
56 | 2502685.448 | 1115440.4215
57 | 2502455.0018 | 1115488.0571
58 | 2502374.6644 | 1115438.5409
59 | 2502371.8647 | 1115440.0775
60 | 2502410.9698 | 1115418.617
61 | 2502323.8543 | 1115466.4368
62 | 2502499.7461 | 1115456.4446
63 | 2502484.3874 | 1115433.7782
64 | 2502438.8245 | 1115403.0712
65 | 2502439.5165 | 1115402.6821
66 | 2502438.6899 | 1115403.147
67 | 2502470.8945 | 1115363.273
68 | 2502411.1662 | 1115418.5092
69 | 2502492.7092 | 1115394.6969
70 | 2502618.2672 | 1115470.0086
71 | 2502622.3304 | 1115468.8544
72 | 2502595.9745 | 1115476.341
73 | 2502641.328 | 1115463.458
74 | 2502588.2021 | 1115478.5488
75 | 2502644.2232 | 1115462.6356
76 | 2502565.5032 | 1115485.0997
77 | 2502669.4644 | 1115455.4656
78 | 2502562.8656 | 1115485.8996
79 | 2502684.3518 | 1115451.2368
80 | 2502559.6841 | 1115486.8644
81 | 2502690.5926 | 1115484.1426
82 | 2502693.1112 | 1115499.3702
83 | 2502684.8526 | 1115445.3035
84 | 2502712.1059 | 1115493.4591
85 | 2502693.5552 | 1115502.0091
86 | 2502730.6633 | 1115487.684
87 | 2502737.9972 | 1115488.553
88 | 2502694.9385 | 1115515.3086
89 | 2502739.2991 | 1115484.9966
90 | 2502696.7251 | 1115571.8458
91 | 2502695.8677 | 1115581.9103
92 | 2502682.1127 | 1115573.9808
93 | 2502291.7792 | 1115621.7769
94 | 2502365.5734 | 1115650.9738
95 | 2502811.2464 | 1115403.8514
96 | 2502820.3324 | 1115456.0532
97 | 2502810.9608 | 1115402.1312
98 | 2502831.8129 | 1115514.7734
99 | 2502856.5988 | 1115558.6768
100 | 2502878.1137 | 1115595.5637
101 | 2502878.4532 | 1115596.2316
102 | 2502475.1375 | 1115357.5421
103 | 2502469.8837 | 1115350.0417
104 | 2502456.8904 | 1115330.7461
105 | 2502278.9078 | 1115632.8158
106 | 2502400.9076 | 1115667.878
107 | 2502365.2828 | 1115549.7773
108 | 2502263.6282 | 1115645.9576
109 | 2502294.8807 | 1115650.345
110 | 2502401.6993 | 1115668.0927
111 | 2502253.6369 | 1115654.5511
112 | 2502312.3337 | 1115669.4156
113 | 2502245.3015 | 1115661.7203
114 | 2502312.652 | 1115669.7625
115 | 2502217.2985 | 1115685.8055
116 | 2502207.2833 | 1115694.4195
117 | 2502196.406 | 1115703.775
118 | 2502192.6306 | 1115707.0222
119 | 2502186.5585 | 1115712.337
120 | 2502227.2893 | 1115743.8336
121 | 2502239.0399 | 1115756.2199
122 | 2502246.3302 | 1115763.9046
123 | 2502246.3579 | 1115763.9338
124 | 2502254.904 | 1115769.755
125 | 2502183.8572 | 1115714.7015
126 | 2502173.6025 | 1115723.6773
127 | 2502518.2225 | 1115735.9621
128 | 2502525.5464 | 1115727.9906
129 | 2502496.0009 | 1115760.1487
130 | 2502551.1498 | 1115700.1232
131 | 2502532.6242 | 1115809.3559
132 | 2502487.6513 | 1115748.7454
133 | 2502575.4651 | 1115716.9646
134 | 2502539.7034 | 1115695.6714
135 | 2502467.9704 | 1115857.8202
136 | 2502465.4515 | 1115718.4262
137 | 2502577.8636 | 1115718.9072
138 | 2502545.7008 | 1115673.2363
139 | 2502447.139 | 1115694.6434
140 | 2502449.5946 | 1115741.266
141 | 2502580.0556 | 1115720.6826
142 | 2502489.3291 | 1115685.7873
143 | 2502476.7317 | 1115683.4426
144 | 2502548.0988 | 1115664.2661
145 | 2502436.4769 | 1115678.613
146 | 2502427.824 | 1115772.6236
147 | 2502116.4056 | 1115781.0418
148 | 2502139.5309 | 1115755.3775
149 | 2502148.2398 | 1115746.7405
150 | 2502154.7151 | 1115740.7739
151 | 2502447.1595 | 1115677.9384
152 | 2502472.147 | 1115682.5892
153 | 2502550.1731 | 1115656.5065
154 | 2502550.0306 | 1115641.2147
155 | 2502546.3031 | 1115629.3685
156 | 2502690.8218 | 1115618.7388
157 | 2502686.4271 | 1115641.5799
158 | 2502691.1604 | 1115617.2136
159 | 2502684.904 | 1115649.976
160 | 2502694.9786 | 1115593.7318
161 | 2502684.0352 | 1115654.7651
162 | 2502679.4417 | 1115669.6843
163 | 2502776.4065 | 1115673.8728
164 | 2502722.6837 | 1115582.5597
165 | 2502657.0872 | 1115667.3535
166 | 2502729.3589 | 1115581.2864
167 | 2502404.4369 | 1115793.5724
168 | 2502392.288 | 1115800.3913
169 | 2502392.1204 | 1115800.4853
170 | 2502351.3785 | 1115785.2004
171 | 2502336.2979 | 1115768.4146
172 | 2502669.6532 | 1115575.8013
173 | 2502653.9157 | 1115578.1007
174 | 2502628.9132 | 1115581.7537
175 | 2502627.1089 | 1115583.8396
176 | 2502731.7427 | 1115580.8136
177 | 2502322.3959 | 1115752.9407
178 | 2502312.1 | 1115741.4806
179 | 2502321.4418 | 1115732.6616
180 | 2502744.8138 | 1115578.2212
181 | 2502749.383 | 1115582.3948
182 | 2502748.8545 | 1115577.378
183 | 2502608.6293 | 1115743.8254
184 | 2502370.1695 | 1115545.5024
185 | 2502373.2413 | 1115542.8152
186 | 2502408.5299 | 1115557.9777

## line_std_types
| c_nf_per_km | r_ohm_per_km | x_ohm_per_km | max_i_ka | type | q_mm2 | alpha | voltage_rating
NAYY 4x50 SE | 210 | 0.642 | 0.083 | 0.142 | cs | 50 | 0.00403 | LV
NAYY 4x120 SE | 264 | 0.225 | 0.08 | 0.242 | cs | 120 | 0.00403 | LV
NAYY 4x150 SE | 261 | 0.208 | 0.08 | 0.27 | cs | 150 | 0.00403 | LV
NA2XS2Y 1x95 RM/25 12/20 kV | 216 | 0.313 | 0.132 | 0.252 | cs | 95 | 0.00403 | MV
NA2XS2Y 1x185 RM/25 12/20 kV | 273 | 0.161 | 0.117 | 0.362 | cs | 185 | 0.00403 | MV
NA2XS2Y 1x240 RM/25 12/20 kV | 304 | 0.122 | 0.112 | 0.421 | cs | 240 | 0.00403 | MV
NA2XS2Y 1x95 RM/25 6/10 kV | 315 | 0.313 | 0.123 | 0.249 | cs | 95 | 0.00403 | MV
NA2XS2Y 1x185 RM/25 6/10 kV | 406 | 0.161 | 0.11 | 0.358 | cs | 185 | 0.00403 | MV
NA2XS2Y 1x240 RM/25 6/10 kV | 456 | 0.122 | 0.105 | 0.416 | cs | 240 | 0.00403 | MV
NA2XS2Y 1x150 RM/25 12/20 kV | 250 | 0.206 | 0.116 | 0.319 | cs | 150 | 0.00403 | MV
NA2XS2Y 1x120 RM/25 12/20 kV | 230 | 0.253 | 0.119 | 0.283 | cs | 120 | 0.00403 | MV
NA2XS2Y 1x70 RM/25 12/20 kV | 190 | 0.443 | 0.132 | 0.22 | cs | 70 | 0.00403 | MV
NA2XS2Y 1x150 RM/25 6/10 kV | 360 | 0.206 | 0.11 | 0.315 | cs | 150 | 0.00403 | MV
NA2XS2Y 1x120 RM/25 6/10 kV | 340 | 0.253 | 0.113 | 0.28 | cs | 120 | 0.00403 | MV
NA2XS2Y 1x70 RM/25 6/10 kV | 280 | 0.443 | 0.123 | 0.217 | cs | 70 | 0.00403 | MV
N2XS(FL)2Y 1x120 RM/35 64/110 kV | 112 | 0.153 | 0.166 | 0.366 | cs | 120 | 0.00393 | HV
N2XS(FL)2Y 1x185 RM/35 64/110 kV | 125 | 0.099 | 0.156 | 0.457 | cs | 185 | 0.00393 | HV
N2XS(FL)2Y 1x240 RM/35 64/110 kV | 135 | 0.075 | 0.149 | 0.526 | cs | 240 | 0.00393 | HV
N2XS(FL)2Y 1x300 RM/35 64/110 kV | 144 | 0.06 | 0.144 | 0.588 | cs | 300 | 0.00393 | HV
15-AL1/3-ST1A 0.4 | 11 | 1.8769 | 0.35 | 0.105 | ol | 16 | 0.00403 | LV
24-AL1/4-ST1A 0.4 | 11.25 | 1.2012 | 0.335 | 0.14 | ol | 24 | 0.00403 | LV
48-AL1/8-ST1A 0.4 | 12.2 | 0.5939 | 0.3 | 0.21 | ol | 48 | 0.00403 | LV
94-AL1/15-ST1A 0.4 | 13.2 | 0.306 | 0.29 | 0.35 | ol | 94 | 0.00403 | LV
34-AL1/6-ST1A 10.0 | 9.7 | 0.8342 | 0.36 | 0.17 | ol | 34 | 0.00403 | MV
48-AL1/8-ST1A 10.0 | 10.1 | 0.5939 | 0.35 | 0.21 | ol | 48 | 0.00403 | MV
70-AL1/11-ST1A 10.0 | 10.4 | 0.4132 | 0.339 | 0.29 | ol | 70 | 0.00403 | MV
94-AL1/15-ST1A 10.0 | 10.75 | 0.306 | 0.33 | 0.35 | ol | 94 | 0.00403 | MV
122-AL1/20-ST1A 10.0 | 11.1 | 0.2376 | 0.323 | 0.41 | ol | 122 | 0.00403 | MV
149-AL1/24-ST1A 10.0 | 11.25 | 0.194 | 0.315 | 0.47 | ol | 149 | 0.00403 | MV
34-AL1/6-ST1A 20.0 | 9.15 | 0.8342 | 0.382 | 0.17 | ol | 34 | 0.00403 | MV
48-AL1/8-ST1A 20.0 | 9.5 | 0.5939 | 0.372 | 0.21 | ol | 48 | 0.00403 | MV
70-AL1/11-ST1A 20.0 | 9.7 | 0.4132 | 0.36 | 0.29 | ol | 70 | 0.00403 | MV
94-AL1/15-ST1A 20.0 | 10 | 0.306 | 0.35 | 0.35 | ol | 94 | 0.00403 | MV
122-AL1/20-ST1A 20.0 | 10.3 | 0.2376 | 0.344 | 0.41 | ol | 122 | 0.00403 | MV
149-AL1/24-ST1A 20.0 | 10.5 | 0.194 | 0.337 | 0.47 | ol | 149 | 0.00403 | MV
184-AL1/30-ST1A 20.0 | 10.75 | 0.1571 | 0.33 | 0.535 | ol | 184 | 0.00403 | MV
243-AL1/39-ST1A 20.0 | 11 | 0.1188 | 0.32 | 0.645 | ol | 243 | 0.00403 | MV
48-AL1/8-ST1A 110.0 | 8 | 0.5939 | 0.46 | 0.21 | ol | 48 | 0.00403 | HV
70-AL1/11-ST1A 110.0 | 8.4 | 0.4132 | 0.45 | 0.29 | ol | 70 | 0.00403 | HV
94-AL1/15-ST1A 110.0 | 8.65 | 0.306 | 0.44 | 0.35 | ol | 94 | 0.00403 | HV
122-AL1/20-ST1A 110.0 | 8.5 | 0.2376 | 0.43 | 0.41 | ol | 122 | 0.00403 | HV
149-AL1/24-ST1A 110.0 | 8.75 | 0.194 | 0.41 | 0.47 | ol | 149 | 0.00403 | HV
184-AL1/30-ST1A 110.0 | 8.8 | 0.1571 | 0.4 | 0.535 | ol | 184 | 0.00403 | HV
243-AL1/39-ST1A 110.0 | 9 | 0.1188 | 0.39 | 0.645 | ol | 243 | 0.00403 | HV
305-AL1/39-ST1A 110.0 | 9.2 | 0.0949 | 0.38 | 0.74 | ol | 305 | 0.00403 | HV
490-AL1/64-ST1A 110.0 | 9.75 | 0.059 | 0.37 | 0.96 | ol | 490 | 0.00403 | HV
679-AL1/86-ST1A 110.0 | 9.95 | 0.042 | 0.36 | 1.15 | ol | 679 | 0.00403 | HV
490-AL1/64-ST1A 220.0 | 10 | 0.059 | 0.285 | 0.96 | ol | 490 | 0.00403 | HV
679-AL1/86-ST1A 220.0 | 11.7 | 0.042 | 0.275 | 1.15 | ol | 679 | 0.00403 | HV
490-AL1/64-ST1A 380.0 | 11 | 0.059 | 0.253 | 0.96 | ol | 490 | 0.00403 | HV
679-AL1/86-ST1A 380.0 | 14.6 | 0.042 | 0.25 | 1.15 | ol | 679 | 0.00403 | HV

## trafo_std_types
| i0_percent | pfe_kw | vkr_percent | sn_mva | vn_lv_kv | vn_hv_kv | vk_percent | shift_degree | vector_group | tap_side | tap_neutral | tap_min | tap_max | tap_step_degree | tap_step_percent | tap_phase_shifter
160 MVA 380/110 kV | 0.06 | 60 | 0.25 | 160 | 110 | 380 | 12.2 | 0 | Yy0 | hv | 0 | -9 | 9 | 0 | 1.5 | FALSE
100 MVA 220/110 kV | 0.06 | 55 | 0.26 | 100 | 110 | 220 | 12 | 0 | Yy0 | hv | 0 | -9 | 9 | 0 | 1.5 | FALSE
63 MVA 110/20 kV | 0.04 | 22 | 0.32 | 63 | 20 | 110 | 18 | 150 | YNd5 | hv | 0 | -9 | 9 | 0 | 1.5 | FALSE
40 MVA 110/20 kV | 0.05 | 18 | 0.34 | 40 | 20 | 110 | 16.2 | 150 | YNd5 | hv | 0 | -9 | 9 | 0 | 1.5 | FALSE
25 MVA 110/20 kV | 0.07 | 14 | 0.41 | 25 | 20 | 110 | 12 | 150 | YNd5 | hv | 0 | -9 | 9 | 0 | 1.5 | FALSE
63 MVA 110/10 kV | 0.04 | 22 | 0.32 | 63 | 10 | 110 | 18 | 150 | YNd5 | hv | 0 | -9 | 9 | 0 | 1.5 | FALSE
40 MVA 110/10 kV | 0.05 | 18 | 0.34 | 40 | 10 | 110 | 16.2 | 150 | YNd5 | hv | 0 | -9 | 9 | 0 | 1.5 | FALSE
25 MVA 110/10 kV | 0.07 | 14 | 0.41 | 25 | 10 | 110 | 12 | 150 | YNd5 | hv | 0 | -9 | 9 | 0 | 1.5 | FALSE
0.25 MVA 20/0.4 kV | 0.32 | 0.8 | 1.44 | 0.25 | 0.4 | 20 | 6 | 150 | Yzn5 | hv | 0 | -2 | 2 | 0 | 2.5 | FALSE
0.4 MVA 20/0.4 kV | 0.3375 | 1.35 | 1.425 | 0.4 | 0.4 | 20 | 6 | 150 | Dyn5 | hv | 0 | -2 | 2 | 0 | 2.5 | FALSE
0.63 MVA 20/0.4 kV | 0.2619 | 1.65 | 1.206 | 0.63 | 0.4 | 20 | 6 | 150 | Dyn5 | hv | 0 | -2 | 2 | 0 | 2.5 | FALSE
0.25 MVA 10/0.4 kV | 0.24 | 0.6 | 1.2 | 0.25 | 0.4 | 10 | 4 | 150 | Dyn5 | hv | 0 | -2 | 2 | 0 | 2.5 | FALSE
0.4 MVA 10/0.4 kV | 0.2375 | 0.95 | 1.325 | 0.4 | 0.4 | 10 | 4 | 150 | Dyn5 | hv | 0 | -2 | 2 | 0 | 2.5 | FALSE
0.63 MVA 10/0.4 kV | 0.1873 | 1.18 | 1.0794 | 0.63 | 0.4 | 10 | 4 | 150 | Dyn5 | hv | 0 | -2 | 2 | 0 | 2.5 | FALSE

## trafo3w_std_types
| sn_hv_mva | sn_mv_mva | sn_lv_mva | vn_hv_kv | vn_mv_kv | vn_lv_kv | vk_hv_percent | vk_mv_percent | vk_lv_percent | vkr_hv_percent | vkr_mv_percent | vkr_lv_percent | pfe_kw | i0_percent | shift_mv_degree | shift_lv_degree | vector_group | tap_side | tap_neutral | tap_min | tap_max | tap_step_percent
63/25/38 MVA 110/20/10 kV | 63 | 25 | 38 | 110 | 20 | 10 | 10.4 | 10.4 | 10.4 | 0.28 | 0.32 | 0.35 | 35 | 0.89 | 0 | 0 | YN0yn0yn0 | hv | 0 | -10 | 10 | 1.2
63/25/38 MVA 110/10/10 kV | 63 | 25 | 38 | 110 | 10 | 10 | 10.4 | 10.4 | 10.4 | 0.28 | 0.32 | 0.35 | 35 | 0.89 | 0 | 0 | YN0yn0yn0 | hv | 0 | -10 | 10 | 1.2

## fuse_std_types
| fuse_type | i_rated_a | t_avg | t_min | t_total | x_avg | x_min | x_total
HV 100A | HV 100A | 100 | 0 | [10.0, 3.64, 0.854, 0.281, 0.1, 0.0531, 0.022, 0.01] | [10.0, 4.267, 1.21, 0.403, 0.1, 0.058, 0.022, 0.01] | 0 | [300.0, 350.0, 450.0, 550.0, 700.0, 850.0, 1200.0, 1752.0] | [600.0, 700.0, 900.0, 1150.0, 1665.0, 2000.0, 3000.0, 4313.0]
HV 10A | HV 10A | 10 | 0 | [10.0, 1675.0, 0.344, 0.156, 0.1, 0.0417, 0.0171, 0.01] | [10.0, 1.3, 0.3, 0.155, 0.1, 0.0555, 0.023, 0.01] | 0 | [30.0, 32.0, 35.0, 37.0, 39.0, 50.0, 70.0, 88.0] | [60.0, 70.0, 80.0, 87.0, 94.0, 110.0, 150.0, 216.0]
HV 125A | HV 125A | 125 | 0 | [10.0, 1.82, 0.344, 0.1, 0.0467, 0.0269, 0.01] | [10.0, 2.478, 0.426, 0.1, 0.0427, 0.0211, 0.01] | 0 | [375.0, 500.0, 700.0, 925.0, 1200.0, 1500.0, 2341.0] | [750.0, 1000.0, 1500.0, 2200.0, 3000.0, 4000.0, 5765.0]
HV 160A | HV 160A | 160 | 0 | [10.0, 4.15, 1.03, 0.198, 0.1, 0.051, 0.0172, 0.01] | [10.0, 2.3, 0.734, 0.274, 0.1, 0.046, 0.0177, 0.01] | 0 | [480.0, 550.0, 700.0, 1000.0, 1260.0, 1600.0, 2500.0, 3227.0] | [960.0, 1300.0, 1700.0, 2200.0, 2996.0, 4000.0, 6000.0, 7946.0]
HV 16A | HV 16A | 16 | 0 | [10.0, 0.352, 0.164, 0.1, 0.0649, 0.0342, 0.01] | [10.0, 2.34, 0.722, 0.181, 0.1, 0.055, 0.0296, 0.01] | 0 | [48.0, 60.0, 65.0, 71.0, 80.0, 100.0, 162.0] | [96.0, 110.0, 125.0, 150.0, 168.0, 200.0, 250.0, 398.0]
HV 200A | HV 200A | 200 | 0 | [10.0, 4.267, 1.21, 0.403, 0.1, 0.058, 0.022, 0.01] | [10.0, 3.73, 1.654, 0.328, 0.1, 0.0531, 0.019, 0.01] | 0 | [600.0, 700.0, 900.0, 1150.0, 1665.0, 2000.0, 3000.0, 4313.0] | [1200.0, 1500.0, 1800.0, 2700.0, 3960.0, 5000.0, 7500.0, 10620.0]
HV 20A | HV 20A | 20 | 0 | [10.0, 1.3, 0.3, 0.155, 0.1, 0.0555, 0.023, 0.01] | [10.0, 1.3, 0.161, 0.1, 0.0611, 0.0399, 0.0141, 0.01] | 0 | [60.0, 70.0, 80.0, 87.0, 94.0, 110.0, 150.0, 216.0] | [120.0, 150.0, 200.0, 223.0, 260.0, 300.0, 450.0, 532.0]
HV 25A | HV 25A | 25 | 0 | [10.0, 2.512, 0.833, 0.299, 0.1, 0.0372, 0.0223, 0.01] | [10.0, 3.125, 0.597, 0.198, 0.1, 0.0378, 0.022, 0.01] | 0 | [75.0, 82.0, 90.0, 100.0, 124.0, 170.0, 200.0, 289.0] | [150.0, 170.0, 210.0, 250.0, 294.0, 400.0, 500.0, 711.0]
HV 31.5A | HV 31.5A | 31.5 | 0 | [10.0, 2.34, 0.722, 0.181, 0.1, 0.055, 0.0296, 0.01] | [10.0, 2.84, 0.368, 0.164, 0.1, 0.0621, 0.0378, 0.0195, 0.01] | 0 | [95.0, 110.0, 125.0, 150.0, 165.0, 200.0, 250.0, 390.0] | [189.0, 220.0, 300.0, 350.0, 393.0, 450.0, 530.0, 700.0, 960.0]
HV 40A | HV 40A | 40 | 0 | [10.0, 1.3, 0.161, 0.1, 0.0611, 0.0399, 0.0141, 0.01] | [10.0, 2.05, 0.369, 0.198, 0.1, 0.051, 0.0298, 0.01] | 0 | [120.0, 150.0, 200.0, 223.0, 260.0, 300.0, 450.0, 532.0] | [240.0, 300.0, 400.0, 450.0, 530.0, 650.0, 800.0, 1311.0]
HV 50A | HV 50A | 50 | 0 | [10.0, 3.215, 0.597, 0.198, 0.1, 0.0378, 0.022, 0.01] | [10.0, 3.64, 0.854, 0.281, 0.1, 0.0531, 0.022, 0.01] | 0 | [150.0, 170.0, 210.0, 250.0, 294.0, 400.0, 500.0, 711.0] | [300.0, 350.0, 450.0, 550.0, 700.0, 850.0, 1200.0, 1752.0]
HV 6.3A | HV 6.3A | 6.3 | 0 | [10.0, 1.39, 0.344, 0.168, 0.1, 0.056, 0.0263, 0.01] | [10.0, 1.711, 0.516, 0.198, 0.1, 0.0634, 0.0303, 0.01] | 0 | [19.0, 19.5, 20.4, 20.8, 22.0, 25.0, 32.0, 48.0] | [38.0, 40.0, 43.0, 48.0, 53.0, 60.0, 75.0, 118.0]
HV 63A | HV 63A | 63 | 0 | [10.0, 2.84, 0.368, 0.164, 0.1, 0.0621, 0.0378, 0.0195, 0.01] | [10.0, 1.82, 0.344, 0.1, 0.0467, 0.0269, 0.01] | 0 | [189.0, 220.0, 300.0, 350.0, 393.0, 450.0, 530.0, 700.0, 961.0] | [378.0, 500.0, 700.0, 934.0, 1200.0, 1500.0, 2366.0]
HV 80A | HV 80A | 80 | 0 | [10.0, 2.05, 0.369, 0.198, 0.1, 0.051, 0.0298, 0.01] | [10.0, 4.15, 1.03, 0.198, 0.1, 0.051, 0.0172, 0.01] | 0 | [240.0, 300.0, 400.0, 450.0, 530.0, 650.0, 800.0, 1311.0] | [480.0, 550.0, 700.0, 1000.0, 1260.0, 1600.0, 2500.0, 3227.0]
Siemens NH-1-100 | Siemens NH-1-100 | 100 | [5400.0, 2000.0, 400.0, 20.0, 1.0, 0.2, 0.012, 0.004] | 0 | 0 | [150.0, 190.0, 250.0, 430.0, 900.0, 1250.0, 2700.0, 3600.0] | 0 | 0
Siemens NH-1-125 | Siemens NH-1-125 | 125 | [4800.0, 120.0, 7.0, 0.1, 0.004] | 0 | 0 | [180.0, 400.0, 740.0, 2000.0, 4250.0] | 0 | 0
Siemens NH-1-16 | Siemens NH-1-16 | 16 | [4000.0, 400.0, 2.0, 0.1, 0.04, 0.01] | 0 | 0 | [26.0, 35.0, 75.0, 150.0, 200.0, 300.0] | 0 | 0
Siemens NH-1-160 | Siemens NH-1-160 | 160 | [4800.0, 120.0, 7.0, 0.1, 0.004] | 0 | 0 | [210.0, 500.0, 900.0, 2300.0, 5000.0] | 0 | 0
Siemens NH-1-25 | Siemens NH-1-25 | 25 | [4000.0, 1000.0, 10.0, 0.2, 0.02, 0.01] | 0 | 0 | [40.0, 50.0, 100.0, 210.0, 400.0, 500.0] | 0 | 0
Siemens NH-1-50 | Siemens NH-1-50 | 50 | [4000.0, 40.0, 4.0, 1.0, 0.02, 0.01] | 0 | 0 | [86.0, 200.0, 300.0, 400.0, 1000.0, 1280.0] | 0 | 0
Siemens NH-1-63 | Siemens NH-1-63 | 63 | [4000.0, 100.0, 10.0, 2.0, 0.04, 0.01] | 0 | 0 | [100.0, 200.0, 300.0, 400.0, 1000.0, 1500.0] | 0 | 0
Siemens NH-1-80 | Siemens NH-1-80 | 80 | [4800.0, 120.0, 7.0, 0.1, 0.01] | 0 | 0 | [150.58, 250.0, 450.0, 1150.0, 2470.0] | 0 | 0
Siemens NH-2-1000 | Siemens NH-2-1000 | 1000 | [4800.0, 120.0, 7.0, 0.1, 0.004] | 0 | 0 | [1900.0, 3500.0, 8400.0, 24000.0, 52000.0] | 0 | 0
Siemens NH-2-200 | Siemens NH-2-200 | 200 | [4800.0, 120.0, 7.0, 0.1, 0.004] | 0 | 0 | [280.0, 650.0, 1200.0, 3000.0, 7000.0] | 0 | 0
Siemens NH-2-224 | Siemens NH-2-224 | 224 | [4800.0, 120.0, 7.0, 0.2, 0.04, 0.004] | 0 | 0 | [400.0, 750.0, 1453.0, 3025.0, 4315.0, 7600.0] | 0 | 0
Siemens NH-2-250 | Siemens NH-2-250 | 250 | [4800.0, 120.0, 7.0, 0.1, 0.004] | 0 | 0 | [450.0, 800.0, 1650.0, 4000.0, 8500.0] | 0 | 0
Siemens NH-2-315 | Siemens NH-2-315 | 315 | [4800.0, 120.0, 7.0, 0.1, 0.004] | 0 | 0 | [550.0, 920.0, 1900.0, 5000.0, 11000.0] | 0 | 0
Siemens NH-2-355 | Siemens NH-2-355 | 355 | [4800.0, 120.0, 6.0, 0.1, 0.004] | 0 | 0 | [650.0, 1116.27, 2350.0, 5840.0, 12790.0] | 0 | 0
Siemens NH-2-400 | Siemens NH-2-400 | 400 | [4800.0, 120.0, 7.0, 0.1, 0.004] | 0 | 0 | [720.0, 1350.0, 2800.0, 6500.0, 15000.0] | 0 | 0
Siemens NH-2-425 | Siemens NH-2-425 | 425 | [4800.0, 120.0, 7.0, 0.1, 0.004] | 0 | 0 | [850.0, 1500.0, 3050.0, 7500.0, 16500.0] | 0 | 0
Siemens NH-2-630 | Siemens NH-2-630 | 630 | [4800.0, 120.0, 7.0, 0.1, 0.004] | 0 | 0 | [1200.0, 2000.0, 4800.0, 12000.0, 26000.0] | 0 | 0

## dtypes
| element | column | dtype
0 | bus | name | object
1 | bus | vn_kv | float64
2 | bus | type | object
3 | bus | zone | object
4 | bus | in_service | bool
5 | load | name | object
6 | load | bus | uint32
7 | load | p_mw | float64
8 | load | q_mvar | float64
9 | load | const_z_percent | float64
10 | load | const_i_percent | float64
11 | load | sn_mva | float64
12 | load | scaling | float64
13 | load | in_service | bool
14 | load | type | object
15 | ext_grid | name | object
16 | ext_grid | bus | uint32
17 | ext_grid | vm_pu | float64
18 | ext_grid | va_degree | float64
19 | ext_grid | slack_weight | float64
20 | ext_grid | in_service | bool
21 | line | name | object
22 | line | std_type | object
23 | line | from_bus | uint32
24 | line | to_bus | uint32
25 | line | length_km | float64
26 | line | r_ohm_per_km | float64
27 | line | x_ohm_per_km | float64
28 | line | c_nf_per_km | float64
29 | line | g_us_per_km | float64
30 | line | max_i_ka | float64
31 | line | df | float64
32 | line | parallel | uint32
33 | line | type | object
34 | line | in_service | bool
35 | trafo | name | object
36 | trafo | std_type | object
37 | trafo | hv_bus | uint32
38 | trafo | lv_bus | uint32
39 | trafo | sn_mva | float64
40 | trafo | vn_hv_kv | float64
41 | trafo | vn_lv_kv | float64
42 | trafo | vk_percent | float64
43 | trafo | vkr_percent | float64
44 | trafo | pfe_kw | float64
45 | trafo | i0_percent | float64
46 | trafo | shift_degree | float64
47 | trafo | tap_side | object
48 | trafo | tap_neutral | int32
49 | trafo | tap_min | int32
50 | trafo | tap_max | int32
51 | trafo | tap_step_percent | float64
52 | trafo | tap_step_degree | float64
53 | trafo | tap_pos | int32
54 | trafo | tap_phase_shifter | bool
55 | trafo | parallel | uint32
56 | trafo | df | float64
57 | trafo | in_service | bool
58 | line_geodata | coords | object
59 | bus_geodata | x | float64
60 | bus_geodata | y | float64
61 | bus_geodata | coords | object

## parameters
| version | format_version | converged | OPF_converged | name | f_hz | sn_mva
0 | 2.14.6 | 2.14.0 | FALSE | FALSE |  | 50 | 1