## bus
| name | vn_kv | type | zone | in_service
0 | bus_LV_6616-8_0_4_node_0 | 0.4 | n |  | TRUE
1 | bus_LV_6616-8_0_4_node_1 | 0.4 | n |  | TRUE
2 | bus_LV_6616-8_0_4_node_2 | 0.4 | n |  | TRUE
3 | bus_LV_6616-8_0_4_node_3 | 0.4 | n |  | TRUE
4 | bus_LV_6616-8_0_4_node_4 | 0.4 | n |  | TRUE
5 | bus_LV_6616-8_0_4_node_12 | 0.4 | n |  | TRUE
6 | bus_LV_6616-8_0_4_node_22 | 0.4 | n |  | TRUE
7 | bus_LV_6616-8_0_4_node_53 | 0.4 | n |  | TRUE
8 | bus_LV_6616-8_0_4_node_46 | 0.4 | n |  | TRUE
9 | bus_LV_6616-8_0_4_node_5 | 0.4 | n |  | TRUE
10 | bus_LV_6616-8_0_4_node_6 | 0.4 | n |  | TRUE
11 | bus_LV_6616-8_0_4_node_7 | 0.4 | n |  | TRUE
12 | bus_LV_6616-8_0_4_node_8 | 0.4 | n |  | TRUE
13 | bus_LV_6616-8_0_4_node_9 | 0.4 | n |  | TRUE
14 | bus_LV_6616-8_0_4_node_10 | 0.4 | n |  | TRUE
15 | bus_LV_6616-8_0_4_node_11 | 0.4 | n |  | TRUE
16 | bus_LV_6616-8_0_4_node_28 | 0.4 | n |  | TRUE
17 | bus_LV_6616-8_0_4_node_29 | 0.4 | n |  | TRUE
18 | bus_LV_6616-8_0_4_node_30 | 0.4 | n |  | TRUE
19 | bus_LV_6616-8_0_4_node_31 | 0.4 | n |  | TRUE
20 | bus_LV_6616-8_0_4_node_32 | 0.4 | n |  | TRUE
21 | bus_LV_6616-8_0_4_node_58 | 0.4 | n |  | TRUE
22 | bus_LV_6616-8_0_4_node_59 | 0.4 | n |  | TRUE
23 | bus_LV_6616-8_0_4_node_42 | 0.4 | n |  | TRUE
24 | bus_LV_6616-8_0_4_node_254 | 0.4 | n |  | TRUE
25 | bus_LV_6616-8_0_4_node_263 | 0.4 | n |  | TRUE
26 | bus_LV_6616-8_0_4_node_115 | 0.4 | n |  | TRUE
27 | bus_LV_6616-8_0_4_node_253 | 0.4 | n |  | TRUE
28 | bus_LV_6616-8_0_4_node_67 | 0.4 | n |  | TRUE
29 | bus_LV_6616-8_0_4_node_88 | 0.4 | n |  | TRUE
30 | bus_LV_6616-8_0_4_node_97 | 0.4 | n |  | TRUE
31 | bus_LV_6616-8_0_4_node_60 | 0.4 | n |  | TRUE
32 | bus_LV_6616-8_0_4_node_13 | 0.4 | n |  | TRUE
33 | bus_LV_6616-8_0_4_node_14 | 0.4 | n |  | TRUE
34 | bus_LV_6616-8_0_4_node_24 | 0.4 | n |  | TRUE
35 | bus_LV_6616-8_0_4_node_41 | 0.4 | n |  | TRUE
36 | bus_LV_6616-8_0_4_node_23 | 0.4 | n |  | TRUE
37 | bus_LV_6616-8_0_4_node_26 | 0.4 | n |  | TRUE
38 | bus_LV_6616-8_0_4_node_27 | 0.4 | n |  | TRUE
39 | bus_LV_6616-8_0_4_node_252 | 0.4 | n |  | TRUE
40 | bus_LV_6616-8_0_4_node_251 | 0.4 | n |  | TRUE
41 | bus_LV_6616-8_0_4_node_16 | 0.4 | n |  | TRUE
42 | bus_LV_6616-8_0_4_node_18 | 0.4 | n |  | TRUE
43 | bus_LV_6616-8_0_4_node_19 | 0.4 | n |  | TRUE
44 | bus_LV_6616-8_0_4_node_21 | 0.4 | n |  | TRUE
45 | bus_LV_6616-8_0_4_node_25 | 0.4 | n |  | TRUE
46 | bus_LV_6616-8_0_4_node_40 | 0.4 | n |  | TRUE
47 | bus_LV_6616-8_0_4_node_38 | 0.4 | n |  | TRUE
48 | bus_LV_6616-8_0_4_node_47 | 0.4 | n |  | TRUE
49 | bus_LV_6616-8_0_4_node_39 | 0.4 | n |  | TRUE
50 | bus_LV_6616-8_0_4_node_33 | 0.4 | n |  | TRUE
51 | bus_LV_6616-8_0_4_node_34 | 0.4 | n |  | TRUE
52 | bus_LV_6616-8_0_4_node_35 | 0.4 | n |  | TRUE
53 | bus_LV_6616-8_0_4_node_36 | 0.4 | n |  | TRUE
54 | bus_LV_6616-8_0_4_node_37 | 0.4 | n |  | TRUE
55 | bus_LV_6616-8_0_4_node_160 | 0.4 | n |  | TRUE
56 | bus_LV_6616-8_0_4_node_159 | 0.4 | n |  | TRUE
57 | bus_LV_6616-8_0_4_node_57 | 0.4 | n |  | TRUE
58 | bus_LV_6616-8_0_4_node_54 | 0.4 | n |  | TRUE
59 | bus_LV_6616-8_0_4_node_43 | 0.4 | n |  | TRUE
60 | bus_LV_6616-8_0_4_node_44 | 0.4 | n |  | TRUE
61 | bus_LV_6616-8_0_4_node_55 | 0.4 | n |  | TRUE
62 | bus_LV_6616-8_0_4_node_74 | 0.4 | n |  | TRUE
63 | bus_LV_6616-8_0_4_node_66 | 0.4 | n |  | TRUE
64 | bus_LV_6616-8_0_4_node_75 | 0.4 | n |  | TRUE
65 | bus_LV_6616-8_0_4_node_76 | 0.4 | n |  | TRUE
66 | bus_LV_6616-8_0_4_node_83 | 0.4 | n |  | TRUE
67 | bus_LV_6616-8_0_4_node_84 | 0.4 | n |  | TRUE
68 | bus_LV_6616-8_0_4_node_134 | 0.4 | n |  | TRUE
69 | bus_LV_6616-8_0_4_node_45 | 0.4 | n |  | TRUE
70 | bus_LV_6616-8_0_4_node_56 | 0.4 | n |  | TRUE
71 | bus_LV_6616-8_0_4_node_68 | 0.4 | n |  | TRUE
72 | bus_LV_6616-8_0_4_node_247 | 0.4 | n |  | TRUE
73 | bus_LV_6616-8_0_4_node_52 | 0.4 | n |  | TRUE
74 | bus_LV_6616-8_0_4_node_48 | 0.4 | n |  | TRUE
75 | bus_LV_6616-8_0_4_node_49 | 0.4 | n |  | TRUE
76 | bus_LV_6616-8_0_4_node_50 | 0.4 | n |  | TRUE
77 | bus_LV_6616-8_0_4_node_51 | 0.4 | n |  | TRUE
78 | bus_LV_6616-8_0_4_node_64 | 0.4 | n |  | TRUE
79 | bus_LV_6616-8_0_4_node_201 | 0.4 | n |  | TRUE
80 | bus_LV_6616-8_0_4_node_62 | 0.4 | n |  | TRUE
81 | bus_LV_6616-8_0_4_node_202 | 0.4 | n |  | TRUE
82 | bus_LV_6616-8_0_4_node_135 | 0.4 | n |  | TRUE
83 | bus_LV_6616-8_0_4_node_63 | 0.4 | n |  | TRUE
84 | bus_LV_6616-8_0_4_node_65 | 0.4 | n |  | TRUE
85 | bus_LV_6616-8_0_4_node_61 | 0.4 | n |  | TRUE
86 | bus_LV_6616-8_0_4_node_96 | 0.4 | n |  | TRUE
87 | bus_LV_6616-8_0_4_node_248 | 0.4 | n |  | TRUE
88 | bus_LV_6616-8_0_4_node_69 | 0.4 | n |  | TRUE
89 | bus_LV_6616-8_0_4_node_70 | 0.4 | n |  | TRUE
90 | bus_LV_6616-8_0_4_node_71 | 0.4 | n |  | TRUE
91 | bus_LV_6616-8_0_4_node_72 | 0.4 | n |  | TRUE
92 | bus_LV_6616-8_0_4_node_73 | 0.4 | n |  | TRUE
93 | bus_LV_6616-8_0_4_node_138 | 0.4 | n |  | TRUE
94 | bus_LV_6616-8_0_4_node_139 | 0.4 | n |  | TRUE
95 | bus_LV_6616-8_0_4_node_77 | 0.4 | n |  | TRUE
96 | bus_LV_6616-8_0_4_node_78 | 0.4 | n |  | TRUE
97 | bus_LV_6616-8_0_4_node_79 | 0.4 | n |  | TRUE
98 | bus_LV_6616-8_0_4_node_80 | 0.4 | n |  | TRUE
99 | bus_LV_6616-8_0_4_node_81 | 0.4 | n |  | TRUE
100 | bus_LV_6616-8_0_4_node_82 | 0.4 | n |  | TRUE
101 | bus_LV_6616-8_0_4_node_136 | 0.4 | n |  | TRUE
102 | bus_LV_6616-8_0_4_node_137 | 0.4 | n |  | TRUE
103 | bus_LV_6616-8_0_4_node_85 | 0.4 | n |  | TRUE
104 | bus_LV_6616-8_0_4_node_86 | 0.4 | n |  | TRUE
105 | bus_LV_6616-8_0_4_node_87 | 0.4 | n |  | TRUE
106 | bus_LV_6616-8_0_4_node_89 | 0.4 | n |  | TRUE
107 | bus_LV_6616-8_0_4_node_165 | 0.4 | n |  | TRUE
108 | bus_LV_6616-8_0_4_node_125 | 0.4 | n |  | TRUE
109 | bus_LV_6616-8_0_4_node_164 | 0.4 | n |  | TRUE
110 | bus_LV_6616-8_0_4_node_116 | 0.4 | n |  | TRUE
111 | bus_LV_6616-8_0_4_node_133 | 0.4 | n |  | TRUE
112 | bus_LV_6616-8_0_4_node_127 | 0.4 | n |  | TRUE
113 | bus_LV_6616-8_0_4_node_123 | 0.4 | n |  | TRUE
114 | bus_LV_6616-8_0_4_node_90 | 0.4 | n |  | TRUE
115 | bus_LV_6616-8_0_4_node_91 | 0.4 | n |  | TRUE
116 | bus_LV_6616-8_0_4_node_92 | 0.4 | n |  | TRUE
117 | bus_LV_6616-8_0_4_node_93 | 0.4 | n |  | TRUE
118 | bus_LV_6616-8_0_4_node_94 | 0.4 | n |  | TRUE
119 | bus_LV_6616-8_0_4_node_95 | 0.4 | n |  | TRUE
120 | bus_LV_6616-8_0_4_node_149 | 0.4 | n |  | TRUE
121 | bus_LV_6616-8_0_4_node_258 | 0.4 | n |  | TRUE
122 | bus_LV_6616-8_0_4_node_150 | 0.4 | n |  | TRUE
123 | bus_LV_6616-8_0_4_node_260 | 0.4 | n |  | TRUE
124 | bus_LV_6616-8_0_4_node_256 | 0.4 | n |  | TRUE
125 | bus_LV_6616-8_0_4_node_104 | 0.4 | n |  | TRUE
126 | bus_LV_6616-8_0_4_node_105 | 0.4 | n |  | TRUE
127 | bus_LV_6616-8_0_4_node_106 | 0.4 | n |  | TRUE
128 | bus_LV_6616-8_0_4_node_107 | 0.4 | n |  | TRUE
129 | bus_LV_6616-8_0_4_node_108 | 0.4 | n |  | TRUE
130 | bus_LV_6616-8_0_4_node_147 | 0.4 | n |  | TRUE
131 | bus_LV_6616-8_0_4_node_163 | 0.4 | n |  | TRUE
132 | bus_LV_6616-8_0_4_node_146 | 0.4 | n |  | TRUE
133 | bus_LV_6616-8_0_4_node_109 | 0.4 | n |  | TRUE
134 | bus_LV_6616-8_0_4_node_110 | 0.4 | n |  | TRUE
135 | bus_LV_6616-8_0_4_node_111 | 0.4 | n |  | TRUE
136 | bus_LV_6616-8_0_4_node_112 | 0.4 | n |  | TRUE
137 | bus_LV_6616-8_0_4_node_113 | 0.4 | n |  | TRUE
138 | bus_LV_6616-8_0_4_node_114 | 0.4 | n |  | TRUE
139 | bus_LV_6616-8_0_4_node_117 | 0.4 | n |  | TRUE
140 | bus_LV_6616-8_0_4_node_140 | 0.4 | n |  | TRUE
141 | bus_LV_6616-8_0_4_node_118 | 0.4 | n |  | TRUE
142 | bus_LV_6616-8_0_4_node_141 | 0.4 | n |  | TRUE
143 | bus_LV_6616-8_0_4_node_142 | 0.4 | n |  | TRUE
144 | bus_LV_6616-8_0_4_node_119 | 0.4 | n |  | TRUE
145 | bus_LV_6616-8_0_4_node_120 | 0.4 | n |  | TRUE
146 | bus_LV_6616-8_0_4_node_121 | 0.4 | n |  | TRUE
147 | bus_LV_6616-8_0_4_node_122 | 0.4 | n |  | TRUE
148 | bus_LV_6616-8_0_4_node_124 | 0.4 | n |  | TRUE
149 | bus_LV_6616-8_0_4_node_126 | 0.4 | n |  | TRUE
150 | bus_LV_6616-8_0_4_node_199 | 0.4 | n |  | TRUE
151 | bus_LV_6616-8_0_4_node_152 | 0.4 | n |  | TRUE
152 | bus_LV_6616-8_0_4_node_157 | 0.4 | n |  | TRUE
153 | bus_LV_6616-8_0_4_node_153 | 0.4 | n |  | TRUE
154 | bus_LV_6616-8_0_4_node_128 | 0.4 | n |  | TRUE
155 | bus_LV_6616-8_0_4_node_129 | 0.4 | n |  | TRUE
156 | bus_LV_6616-8_0_4_node_130 | 0.4 | n |  | TRUE
157 | bus_LV_6616-8_0_4_node_131 | 0.4 | n |  | TRUE
158 | bus_LV_6616-8_0_4_node_132 | 0.4 | n |  | TRUE
159 | bus_LV_6616-8_0_4_node_250 | 0.4 | n |  | TRUE
160 | bus_LV_6616-8_0_4_node_249 | 0.4 | n |  | TRUE
161 | bus_LV_6616-8_0_4_node_148 | 0.4 | n |  | TRUE
162 | bus_LV_6616-8_0_4_node_158 | 0.4 | n |  | TRUE
163 | bus_LV_6616-8_0_4_node_184 | 0.4 | n |  | TRUE
164 | bus_LV_6616-8_0_4_node_145 | 0.4 | n |  | TRUE
165 | bus_LV_6616-8_0_4_node_156 | 0.4 | n |  | TRUE
166 | bus_LV_6616-8_0_4_node_246 | 0.4 | n |  | TRUE
167 | bus_LV_6616-8_0_4_node_161 | 0.4 | n |  | TRUE
168 | bus_LV_6616-8_0_4_node_151 | 0.4 | n |  | TRUE
169 | bus_LV_6616-8_0_4_node_154 | 0.4 | n |  | TRUE
170 | bus_LV_6616-8_0_4_node_155 | 0.4 | n |  | TRUE
171 | bus_LV_6616-8_0_4_node_262 | 0.4 | n |  | TRUE
172 | bus_LV_6616-8_0_4_node_162 | 0.4 | n |  | TRUE
173 | bus_LV_6616-8_0_4_node_205 | 0.4 | n |  | TRUE
174 | bus_LV_6616-8_0_4_node_204 | 0.4 | n |  | TRUE
175 | bus_LV_6616-8_0_4_node_257 | 0.4 | n |  | TRUE
176 | bus_LV_6616-8_0_4_node_259 | 0.4 | n |  | TRUE
177 | bus_LV_6616-8_0_4_node_261 | 0.4 | n |  | TRUE
178 | bus_MV_459_0_node_165 | 20 | n |  | TRUE

## load
| name | bus | p_mw | q_mvar | const_z_percent | const_i_percent | sn_mva | scaling | in_service | type
0 | LV_6616-8_0_4_load_0 | 0 | 0.0019038 | 0.00047715 | 0 | 0 |  | 1 | TRUE | wye
1 | LV_6616-8_0_4_load_1 | 1 | 0.0011987 | 0.00030042 | 0 | 0 |  | 1 | TRUE | wye
2 | LV_6616-8_0_4_load_2 | 2 | 0.00058732 | 0.0001472 | 0 | 0 |  | 1 | TRUE | wye
3 | LV_6616-8_0_4_load_3 | 3 | 0.0011766 | 0.00029488 | 0 | 0 |  | 1 | TRUE | wye
4 | LV_6616-8_0_4_load_4 | 4 | 0.0012332 | 0.00030908 | 0 | 0 |  | 1 | TRUE | wye
5 | LV_6616-8_0_4_load_12 | 5 | 0.0019062 | 0.00047775 | 0 | 0 |  | 1 | TRUE | wye
6 | LV_6616-8_0_4_load_22 | 6 | 0.0012557 | 0.0003147 | 0 | 0 |  | 1 | TRUE | wye
7 | LV_6616-8_0_4_load_53 | 7 | 0.0030391 | 0.00076168 | 0 | 0 |  | 1 | TRUE | wye
8 | LV_6616-8_0_4_load_46 | 8 | 0.0013247 | 0.000332 | 0 | 0 |  | 1 | TRUE | wye
9 | LV_6616-8_0_4_load_5 | 9 | 0.0060118 | 0.0015067 | 0 | 0 |  | 1 | TRUE | wye
10 | LV_6616-8_0_4_load_6 | 10 | 0.018929 | 0.0047441 | 0 | 0 |  | 1 | TRUE | wye
11 | LV_6616-8_0_4_load_8 | 12 | 0.0045958 | 0.0011518 | 0 | 0 |  | 1 | TRUE | wye
12 | LV_6616-8_0_4_load_10 | 14 | 0.0044978 | 0.0011273 | 0 | 0 |  | 1 | TRUE | wye
13 | LV_6616-8_0_4_load_11 | 15 | 0.00055061 | 0.00013799 | 0 | 0 |  | 1 | TRUE | wye
14 | LV_6616-8_0_4_load_28 | 16 | 0.0029722 | 0.0007449 | 0 | 0 |  | 1 | TRUE | wye
15 | LV_6616-8_0_4_load_29 | 17 | 0.0054065 | 0.001355 | 0 | 0 |  | 1 | TRUE | wye
16 | LV_6616-8_0_4_load_31 | 19 | 0.0044659 | 0.0011193 | 0 | 0 |  | 1 | TRUE | wye
17 | LV_6616-8_0_4_load_32 | 20 | 0.0011313 | 0.00028354 | 0 | 0 |  | 1 | TRUE | wye
18 | LV_6616-8_0_4_load_58 | 21 | 0.007407 | 0.0018564 | 0 | 0 |  | 1 | TRUE | wye
19 | LV_6616-8_0_4_load_59 | 22 | 0.0013315 | 0.00033371 | 0 | 0 |  | 1 | TRUE | wye
20 | LV_6616-8_0_4_load_42 | 23 | 0.0029289 | 0.00073404 | 0 | 0 |  | 1 | TRUE | wye
21 | LV_6616-8_0_4_load_263 | 25 | 0.0028914 | 0.00072466 | 0 | 0 |  | 1 | TRUE | wye
22 | LV_6616-8_0_4_load_115 | 26 | 0.0011859 | 0.0002972 | 0 | 0 |  | 1 | TRUE | wye
23 | LV_6616-8_0_4_load_67 | 28 | 0.00099753 | 0.00025 | 0 | 0 |  | 1 | TRUE | wye
24 | LV_6616-8_0_4_load_97 | 30 | 0.0056773 | 0.0014229 | 0 | 0 |  | 1 | TRUE | wye
25 | LV_6616-8_0_4_load_60 | 31 | 0.0010257 | 0.00025706 | 0 | 0 |  | 1 | TRUE | wye
26 | LV_6616-8_0_4_load_13 | 32 | 0.0012628 | 0.00031649 | 0 | 0 |  | 1 | TRUE | wye
27 | LV_6616-8_0_4_load_14 | 33 | 0.00084701 | 0.00021228 | 0 | 0 |  | 1 | TRUE | wye
28 | LV_6616-8_0_4_load_24 | 34 | 0.0015995 | 0.00040088 | 0 | 0 |  | 1 | TRUE | wye
29 | LV_6616-8_0_4_load_41 | 35 | 0.0013199 | 0.00033079 | 0 | 0 |  | 1 | TRUE | wye
30 | LV_6616-8_0_4_load_23 | 36 | 0.0019738 | 0.00049468 | 0 | 0 |  | 1 | TRUE | wye
31 | LV_6616-8_0_4_load_26 | 37 | 0.001834 | 0.00045963 | 0 | 0 |  | 1 | TRUE | wye
32 | LV_6616-8_0_4_load_27 | 38 | 0.0013655 | 0.00034223 | 0 | 0 |  | 1 | TRUE | wye
33 | LV_6616-8_0_4_load_252 | 39 | 0.0025762 | 0.00064565 | 0 | 0 |  | 1 | TRUE | wye
34 | LV_6616-8_0_4_load_251 | 40 | 0.0024467 | 0.00061321 | 0 | 0 |  | 1 | TRUE | wye
35 | LV_6616-8_0_4_load_18 | 42 | 0.0013959 | 0.00034985 | 0 | 0 |  | 1 | TRUE | wye
36 | LV_6616-8_0_4_load_19 | 43 | 0.00045167 | 0.0001132 | 0 | 0 |  | 1 | TRUE | wye
37 | LV_6616-8_0_4_load_21 | 44 | 0.0014782 | 0.00037047 | 0 | 0 |  | 1 | TRUE | wye
38 | LV_6616-8_0_4_load_25 | 45 | 0.00239 | 0.00059898 | 0 | 0 |  | 1 | TRUE | wye
39 | LV_6616-8_0_4_load_40 | 46 | 0.011041 | 0.002767 | 0 | 0 |  | 1 | TRUE | wye
40 | LV_6616-8_0_4_load_38 | 47 | 0.0033026 | 0.00082772 | 0 | 0 |  | 1 | TRUE | wye
41 | LV_6616-8_0_4_load_47 | 48 | 0.00099609 | 0.00024964 | 0 | 0 |  | 1 | TRUE | wye
42 | LV_6616-8_0_4_load_39 | 49 | 0.0025671 | 0.00064338 | 0 | 0 |  | 1 | TRUE | wye
43 | LV_6616-8_0_4_load_33 | 50 | 0.0089069 | 0.0022323 | 0 | 0 |  | 1 | TRUE | wye
44 | LV_6616-8_0_4_load_34 | 51 | 0.0037236 | 0.00093322 | 0 | 0 |  | 1 | TRUE | wye
45 | LV_6616-8_0_4_load_35 | 52 | 0.003084 | 0.00077293 | 0 | 0 |  | 1 | TRUE | wye
46 | LV_6616-8_0_4_load_37 | 54 | 0.0045588 | 0.0011425 | 0 | 0 |  | 1 | TRUE | wye
47 | LV_6616-8_0_4_load_160 | 55 | 0.00087282 | 0.00021875 | 0 | 0 |  | 1 | TRUE | wye
48 | LV_6616-8_0_4_load_159 | 56 | 0.0071977 | 0.0018039 | 0 | 0 |  | 1 | TRUE | wye
49 | LV_6616-8_0_4_load_57 | 57 | 0.014446 | 0.0036204 | 0 | 0 |  | 1 | TRUE | wye
50 | LV_6616-8_0_4_load_54 | 58 | 0.0055159 | 0.0013824 | 0 | 0 |  | 1 | TRUE | wye
51 | LV_6616-8_0_4_load_43 | 59 | 0.00083772 | 0.00020995 | 0 | 0 |  | 1 | TRUE | wye
52 | LV_6616-8_0_4_load_44 | 60 | 0.00086437 | 0.00021663 | 0 | 0 |  | 1 | TRUE | wye
53 | LV_6616-8_0_4_load_74 | 62 | 0.010708 | 0.0026837 | 0 | 0 |  | 1 | TRUE | wye
54 | LV_6616-8_0_4_load_66 | 63 | 0.0061145 | 0.0015324 | 0 | 0 |  | 1 | TRUE | wye
55 | LV_6616-8_0_4_load_75 | 64 | 0.005365 | 0.0013446 | 0 | 0 |  | 1 | TRUE | wye
56 | LV_6616-8_0_4_load_76 | 65 | 0.0080075 | 0.0020069 | 0 | 0 |  | 1 | TRUE | wye
57 | LV_6616-8_0_4_load_83 | 66 | 0.0090391 | 0.0022654 | 0 | 0 |  | 1 | TRUE | wye
58 | LV_6616-8_0_4_load_84 | 67 | 0.0013173 | 0.00033016 | 0 | 0 |  | 1 | TRUE | wye
59 | LV_6616-8_0_4_load_134 | 68 | 0.00050037 | 0.0001254 | 0 | 0 |  | 1 | TRUE | wye
60 | LV_6616-8_0_4_load_56 | 70 | 0.0017079 | 0.00042805 | 0 | 0 |  | 1 | TRUE | wye
61 | LV_6616-8_0_4_load_247 | 72 | 0.00023779 | 5.9596e-05 | 0 | 0 |  | 1 | TRUE | wye
62 | LV_6616-8_0_4_load_52 | 73 | 0.0034891 | 0.00087444 | 0 | 0 |  | 1 | TRUE | wye
63 | LV_6616-8_0_4_load_48 | 74 | 0.0031852 | 0.00079828 | 0 | 0 |  | 1 | TRUE | wye
64 | LV_6616-8_0_4_load_49 | 75 | 0.0019731 | 0.0004945 | 0 | 0 |  | 1 | TRUE | wye
65 | LV_6616-8_0_4_load_201 | 79 | 0.002408 | 0.00060351 | 0 | 0 |  | 1 | TRUE | wye
66 | LV_6616-8_0_4_load_62 | 80 | 0.0027444 | 0.00068782 | 0 | 0 |  | 1 | TRUE | wye
67 | LV_6616-8_0_4_load_202 | 81 | 0.0018192 | 0.00045594 | 0 | 0 |  | 1 | TRUE | wye
68 | LV_6616-8_0_4_load_135 | 82 | 0.0040565 | 0.0010167 | 0 | 0 |  | 1 | TRUE | wye
69 | LV_6616-8_0_4_load_63 | 83 | 0.0013777 | 0.00034529 | 0 | 0 |  | 1 | TRUE | wye
70 | LV_6616-8_0_4_load_65 | 84 | 0.0029016 | 0.00072722 | 0 | 0 |  | 1 | TRUE | wye
71 | LV_6616-8_0_4_load_61 | 85 | 0.0018147 | 0.0004548 | 0 | 0 |  | 1 | TRUE | wye
72 | LV_6616-8_0_4_load_96 | 86 | 0.0020926 | 0.00052446 | 0 | 0 |  | 1 | TRUE | wye
73 | LV_6616-8_0_4_load_248 | 87 | 0.0017481 | 0.00043811 | 0 | 0 |  | 1 | TRUE | wye
74 | LV_6616-8_0_4_load_69 | 88 | 0.0026602 | 0.00066671 | 0 | 0 |  | 1 | TRUE | wye
75 | LV_6616-8_0_4_load_70 | 89 | 0.002616 | 0.00065563 | 0 | 0 |  | 1 | TRUE | wye
76 | LV_6616-8_0_4_load_71 | 90 | 0.0026821 | 0.0006722 | 0 | 0 |  | 1 | TRUE | wye
77 | LV_6616-8_0_4_load_72 | 91 | 0.0016523 | 0.00041412 | 0 | 0 |  | 1 | TRUE | wye
78 | LV_6616-8_0_4_load_73 | 92 | 0.0025558 | 0.00064055 | 0 | 0 |  | 1 | TRUE | wye
79 | LV_6616-8_0_4_load_138 | 93 | 0.0010622 | 0.0002662 | 0 | 0 |  | 1 | TRUE | wye
80 | LV_6616-8_0_4_load_139 | 94 | 0.0016399 | 0.00041101 | 0 | 0 |  | 1 | TRUE | wye
81 | LV_6616-8_0_4_load_77 | 95 | 0.0017389 | 0.00043581 | 0 | 0 |  | 1 | TRUE | wye
82 | LV_6616-8_0_4_load_78 | 96 | 0.0016382 | 0.00041057 | 0 | 0 |  | 1 | TRUE | wye
83 | LV_6616-8_0_4_load_79 | 97 | 0.0010623 | 0.00026623 | 0 | 0 |  | 1 | TRUE | wye
84 | LV_6616-8_0_4_load_80 | 98 | 0.0023954 | 0.00060034 | 0 | 0 |  | 1 | TRUE | wye
85 | LV_6616-8_0_4_load_81 | 99 | 0.00067344 | 0.00016878 | 0 | 0 |  | 1 | TRUE | wye
86 | LV_6616-8_0_4_load_82 | 100 | 0.004274 | 0.0010712 | 0 | 0 |  | 1 | TRUE | wye
87 | LV_6616-8_0_4_load_136 | 101 | 0.00098888 | 0.00024784 | 0 | 0 |  | 1 | TRUE | wye
88 | LV_6616-8_0_4_load_137 | 102 | 0.0010652 | 0.00026697 | 0 | 0 |  | 1 | TRUE | wye
89 | LV_6616-8_0_4_load_85 | 103 | 0.0030137 | 0.00075531 | 0 | 0 |  | 1 | TRUE | wye
90 | LV_6616-8_0_4_load_86 | 104 | 0.0012769 | 0.00032002 | 0 | 0 |  | 1 | TRUE | wye
91 | LV_6616-8_0_4_load_164 | 109 | 0.002368 | 0.00059348 | 0 | 0 |  | 1 | TRUE | wye
92 | LV_6616-8_0_4_load_116 | 110 | 0.0016306 | 0.00040867 | 0 | 0 |  | 1 | TRUE | wye
93 | LV_6616-8_0_4_load_133 | 111 | 0.0016347 | 0.00040969 | 0 | 0 |  | 1 | TRUE | wye
94 | LV_6616-8_0_4_load_127 | 112 | 0.0016094 | 0.00040335 | 0 | 0 |  | 1 | TRUE | wye
95 | LV_6616-8_0_4_load_123 | 113 | 0.0010975 | 0.00027507 | 0 | 0 |  | 1 | TRUE | wye
96 | LV_6616-8_0_4_load_90 | 114 | 0.00094449 | 0.00023671 | 0 | 0 |  | 1 | TRUE | wye
97 | LV_6616-8_0_4_load_91 | 115 | 0.001104 | 0.00027669 | 0 | 0 |  | 1 | TRUE | wye
98 | LV_6616-8_0_4_load_93 | 117 | 0.0011011 | 0.00027597 | 0 | 0 |  | 1 | TRUE | wye
99 | LV_6616-8_0_4_load_94 | 118 | 0.0011136 | 0.00027911 | 0 | 0 |  | 1 | TRUE | wye
100 | LV_6616-8_0_4_load_95 | 119 | 0.0011143 | 0.00027928 | 0 | 0 |  | 1 | TRUE | wye
101 | LV_6616-8_0_4_load_149 | 120 | 0.0025729 | 0.00064483 | 0 | 0 |  | 1 | TRUE | wye
102 | LV_6616-8_0_4_load_258 | 121 | 0.0011297 | 0.00028313 | 0 | 0 |  | 1 | TRUE | wye
103 | LV_6616-8_0_4_load_150 | 122 | 0.0011325 | 0.00028383 | 0 | 0 |  | 1 | TRUE | wye
104 | LV_6616-8_0_4_load_260 | 123 | 0.0011437 | 0.00028664 | 0 | 0 |  | 1 | TRUE | wye
105 | LV_6616-8_0_4_load_256 | 124 | 0.0011321 | 0.00028374 | 0 | 0 |  | 1 | TRUE | wye
106 | LV_6616-8_0_4_load_104 | 125 | 0.0012596 | 0.00031568 | 0 | 0 |  | 1 | TRUE | wye
107 | LV_6616-8_0_4_load_105 | 126 | 0.0032559 | 0.000816 | 0 | 0 |  | 1 | TRUE | wye
108 | LV_6616-8_0_4_load_106 | 127 | 0.0035816 | 0.00089763 | 0 | 0 |  | 1 | TRUE | wye
109 | LV_6616-8_0_4_load_107 | 128 | 0.0020791 | 0.00052106 | 0 | 0 |  | 1 | TRUE | wye
110 | LV_6616-8_0_4_load_108 | 129 | 0.0035822 | 0.00089778 | 0 | 0 |  | 1 | TRUE | wye
111 | LV_6616-8_0_4_load_163 | 131 | 0.0015253 | 0.00038228 | 0 | 0 |  | 1 | TRUE | wye
112 | LV_6616-8_0_4_load_146 | 132 | 0.0031233 | 0.00078277 | 0 | 0 |  | 1 | TRUE | wye
113 | LV_6616-8_0_4_load_109 | 133 | 0.0024318 | 0.00060947 | 0 | 0 |  | 1 | TRUE | wye
114 | LV_6616-8_0_4_load_110 | 134 | 0.0024611 | 0.00061681 | 0 | 0 |  | 1 | TRUE | wye
115 | LV_6616-8_0_4_load_112 | 136 | 0.0024239 | 0.00060748 | 0 | 0 |  | 1 | TRUE | wye
116 | LV_6616-8_0_4_load_113 | 137 | 0.0011919 | 0.00029872 | 0 | 0 |  | 1 | TRUE | wye
117 | LV_6616-8_0_4_load_114 | 138 | 0.0048282 | 0.0012101 | 0 | 0 |  | 1 | TRUE | wye
118 | LV_6616-8_0_4_load_117 | 139 | 0.00046621 | 0.00011684 | 0 | 0 |  | 1 | TRUE | wye
119 | LV_6616-8_0_4_load_140 | 140 | 0.00050612 | 0.00012684 | 0 | 0 |  | 1 | TRUE | wye
120 | LV_6616-8_0_4_load_118 | 141 | 0.00096916 | 0.00024289 | 0 | 0 |  | 1 | TRUE | wye
121 | LV_6616-8_0_4_load_141 | 142 | 0.0015959 | 0.00039996 | 0 | 0 |  | 1 | TRUE | wye
122 | LV_6616-8_0_4_load_142 | 143 | 0.00078325 | 0.0001963 | 0 | 0 |  | 1 | TRUE | wye
123 | LV_6616-8_0_4_load_119 | 144 | 0.0016729 | 0.00041927 | 0 | 0 |  | 1 | TRUE | wye
124 | LV_6616-8_0_4_load_120 | 145 | 0.0011497 | 0.00028815 | 0 | 0 |  | 1 | TRUE | wye
125 | LV_6616-8_0_4_load_121 | 146 | 0.00085822 | 0.00021509 | 0 | 0 |  | 1 | TRUE | wye
126 | LV_6616-8_0_4_load_122 | 147 | 0.00056099 | 0.0001406 | 0 | 0 |  | 1 | TRUE | wye
127 | LV_6616-8_0_4_load_124 | 148 | 0.001203 | 0.0003015 | 0 | 0 |  | 1 | TRUE | wye
128 | LV_6616-8_0_4_load_126 | 149 | 0.0011865 | 0.00029735 | 0 | 0 |  | 1 | TRUE | wye
129 | LV_6616-8_0_4_load_199 | 150 | 0.0032122 | 0.00080506 | 0 | 0 |  | 1 | TRUE | wye
130 | LV_6616-8_0_4_load_152 | 151 | 0.0009759 | 0.00024458 | 0 | 0 |  | 1 | TRUE | wye
131 | LV_6616-8_0_4_load_153 | 153 | 0.0016486 | 0.00041319 | 0 | 0 |  | 1 | TRUE | wye
132 | LV_6616-8_0_4_load_128 | 154 | 0.0014988 | 0.00037564 | 0 | 0 |  | 1 | TRUE | wye
133 | LV_6616-8_0_4_load_129 | 155 | 0.0040259 | 0.001009 | 0 | 0 |  | 1 | TRUE | wye
134 | LV_6616-8_0_4_load_130 | 156 | 0.0013573 | 0.00034018 | 0 | 0 |  | 1 | TRUE | wye
135 | LV_6616-8_0_4_load_131 | 157 | 0.0016329 | 0.00040925 | 0 | 0 |  | 1 | TRUE | wye
136 | LV_6616-8_0_4_load_132 | 158 | 0.0013211 | 0.0003311 | 0 | 0 |  | 1 | TRUE | wye
137 | LV_6616-8_0_4_load_250 | 159 | 0.0012934 | 0.00032417 | 0 | 0 |  | 1 | TRUE | wye
138 | LV_6616-8_0_4_load_249 | 160 | 0.0012859 | 0.00032228 | 0 | 0 |  | 1 | TRUE | wye
139 | LV_6616-8_0_4_load_148 | 161 | 0.00057581 | 0.00014431 | 0 | 0 |  | 1 | TRUE | wye
140 | LV_6616-8_0_4_load_184 | 163 | 0.0018951 | 0.00047496 | 0 | 0 |  | 1 | TRUE | wye
141 | LV_6616-8_0_4_load_145 | 164 | 0.0022205 | 0.00055651 | 0 | 0 |  | 1 | TRUE | wye
142 | LV_6616-8_0_4_load_156 | 165 | 0.00081129 | 0.00020333 | 0 | 0 |  | 1 | TRUE | wye
143 | LV_6616-8_0_4_load_151 | 168 | 0.003405 | 0.00085337 | 0 | 0 |  | 1 | TRUE | wye
144 | LV_6616-8_0_4_load_154 | 169 | 0.0010824 | 0.00027128 | 0 | 0 |  | 1 | TRUE | wye
145 | LV_6616-8_0_4_load_155 | 170 | 0.0016023 | 0.00040157 | 0 | 0 |  | 1 | TRUE | wye
146 | LV_6616-8_0_4_load_262 | 171 | 0.0014155 | 0.00035476 | 0 | 0 |  | 1 | TRUE | wye
147 | LV_6616-8_0_4_load_162 | 172 | 0.00075115 | 0.00018826 | 0 | 0 |  | 1 | TRUE | wye
148 | LV_6616-8_0_4_load_205 | 173 | 0.00076583 | 0.00019193 | 0 | 0 |  | 1 | TRUE | wye
149 | LV_6616-8_0_4_load_204 | 174 | 0.00085669 | 0.00021471 | 0 | 0 |  | 1 | TRUE | wye
150 | LV_6616-8_0_4_load_257 | 175 | 0.0011056 | 0.00027708 | 0 | 0 |  | 1 | TRUE | wye
151 | LV_6616-8_0_4_load_259 | 176 | 0.0017696 | 0.00044351 | 0 | 0 |  | 1 | TRUE | wye
152 | LV_6616-8_0_4_load_261 | 177 | 0.0017274 | 0.00043292 | 0 | 0 |  | 1 | TRUE | wye

## ext_grid
| name | bus | vm_pu | va_degree | slack_weight | in_service
0 |  | 82 | 1 | 0 | 1 | TRUE

## line
| name | std_type | from_bus | to_bus | length_km | r_ohm_per_km | x_ohm_per_km | c_nf_per_km | g_us_per_km | max_i_ka | df | parallel | type | in_service
0 | LV_6616-8_0_4_line_0 |  | 0 | 1 | 0.0039242 | 0.125 | 0.08 | 261 | 0 | 0.364 | 1 | 2 | cs | TRUE
1 | LV_6616-8_0_4_line_1 |  | 0 | 2 | 0.019915 | 0.125 | 0.08 | 261 | 0 | 0.364 | 1 | 2 | cs | TRUE
2 | LV_6616-8_0_4_line_2 |  | 1 | 3 | 0.014681 | 0.125 | 0.08 | 261 | 0 | 0.364 | 1 | 2 | cs | TRUE
3 | LV_6616-8_0_4_line_3 |  | 2 | 4 | 0.016141 | 0.125 | 0.08 | 261 | 0 | 0.364 | 1 | 2 | cs | TRUE
4 | LV_6616-8_0_4_line_4 |  | 3 | 5 | 0.00030153 | 0.125 | 0.08 | 261 | 0 | 0.364 | 1 | 2 | cs | TRUE
5 | LV_6616-8_0_4_line_5 |  | 4 | 6 | 0.00091082 | 0.125 | 0.08 | 261 | 0 | 0.364 | 1 | 2 | cs | TRUE
6 | LV_6616-8_0_4_line_6 |  | 5 | 7 | 0.020242 | 0.125 | 0.08 | 261 | 0 | 0.364 | 1 | 2 | cs | TRUE
7 | LV_6616-8_0_4_line_7 |  | 6 | 8 | 0.0068091 | 0.125 | 0.08 | 261 | 0 | 0.364 | 1 | 2 | cs | TRUE
8 | LV_6616-8_0_4_line_8 |  | 7 | 31 | 0.0048605 | 0.125 | 0.08 | 261 | 0 | 0.364 | 1 | 2 | cs | TRUE
9 | LV_6616-8_0_4_line_9 |  | 8 | 14 | 0.025693 | 0.125 | 0.08 | 261 | 0 | 0.364 | 1 | 2 | cs | TRUE
10 | LV_6616-8_0_4_line_10 |  | 9 | 10 | 0.024593 | 0.125 | 0.08 | 261 | 0 | 0.364 | 1 | 1 | cs | TRUE
11 | LV_6616-8_0_4_line_11 |  | 9 | 11 | 0.017512 | 0.125 | 0.08 | 261 | 0 | 0.364 | 1 | 1 | cs | TRUE
12 | LV_6616-8_0_4_line_12 |  | 10 | 12 | 0.013389 | 0.125 | 0.08 | 261 | 0 | 0.364 | 1 | 1 | cs | TRUE
13 | LV_6616-8_0_4_line_13 |  | 11 | 13 | 0.028554 | 0.125 | 0.08 | 261 | 0 | 0.364 | 1 | 1 | cs | TRUE
14 | LV_6616-8_0_4_line_14 |  | 11 | 14 | 0.012945 | 0.125 | 0.08 | 261 | 0 | 0.364 | 1 | 2 | cs | TRUE
15 | LV_6616-8_0_4_line_15 |  | 11 | 15 | 0.020838 | 0.125 | 0.08 | 261 | 0 | 0.364 | 1 | 2 | cs | TRUE
16 | LV_6616-8_0_4_line_16 |  | 12 | 23 | 0.020524 | 0.125 | 0.08 | 261 | 0 | 0.364 | 1 | 1 | cs | TRUE
17 | LV_6616-8_0_4_line_17 |  | 13 | 24 | 0.030301 | 0.125 | 0.08 | 261 | 0 | 0.364 | 1 | 1 | cs | TRUE
18 | LV_6616-8_0_4_line_18 |  | 13 | 25 | 0.015789 | 0.125 | 0.08 | 261 | 0 | 0.364 | 1 | 1 | cs | TRUE
19 | LV_6616-8_0_4_line_19 |  | 15 | 26 | 0.0095168 | 0.125 | 0.08 | 261 | 0 | 0.364 | 1 | 2 | cs | TRUE
20 | LV_6616-8_0_4_line_20 |  | 16 | 17 | 0.0027031 | 0.125 | 0.08 | 261 | 0 | 0.364 | 1 | 1 | cs | TRUE
21 | LV_6616-8_0_4_line_21 |  | 16 | 18 | 0.023651 | 0.125 | 0.08 | 261 | 0 | 0.364 | 1 | 1 | cs | TRUE
22 | LV_6616-8_0_4_line_22 |  | 17 | 19 | 0.013197 | 0.125 | 0.08 | 261 | 0 | 0.364 | 1 | 1 | cs | TRUE
23 | LV_6616-8_0_4_line_23 |  | 18 | 20 | 0.039752 | 0.125 | 0.08 | 261 | 0 | 0.364 | 1 | 1 | cs | TRUE
24 | LV_6616-8_0_4_line_24 |  | 19 | 21 | 0.017344 | 0.125 | 0.08 | 261 | 0 | 0.364 | 1 | 1 | cs | TRUE
25 | LV_6616-8_0_4_line_25 |  | 20 | 44 | 0.00066999 | 0.125 | 0.08 | 261 | 0 | 0.364 | 1 | 1 | cs | TRUE
26 | LV_6616-8_0_4_line_26 |  | 21 | 22 | 0.027546 | 0.125 | 0.08 | 261 | 0 | 0.364 | 1 | 1 | cs | TRUE
27 | LV_6616-8_0_4_line_27 |  | 22 | 30 | 0.01796 | 0.125 | 0.08 | 261 | 0 | 0.364 | 1 | 1 | cs | TRUE
28 | LV_6616-8_0_4_line_28 |  | 24 | 27 | 0.006856 | 0.125 | 0.08 | 261 | 0 | 0.364 | 1 | 1 | cs | TRUE
29 | LV_6616-8_0_4_line_29 |  | 24 | 28 | 0.05728 | 0.125 | 0.08 | 261 | 0 | 0.364 | 1 | 1 | cs | TRUE
30 | LV_6616-8_0_4_line_30 |  | 26 | 29 | 0.018799 | 0.125 | 0.08 | 261 | 0 | 0.364 | 1 | 2 | cs | TRUE
31 | LV_6616-8_0_4_line_31 |  | 27 | 40 | 0.029409 | 0.125 | 0.08 | 261 | 0 | 0.364 | 1 | 1 | cs | TRUE
32 | LV_6616-8_0_4_line_32 |  | 27 | 41 | 0.032645 | 0.125 | 0.08 | 261 | 0 | 0.364 | 1 | 1 | cs | TRUE
33 | LV_6616-8_0_4_line_33 |  | 28 | 48 | 0.018271 | 0.125 | 0.08 | 261 | 0 | 0.364 | 1 | 1 | cs | TRUE
34 | LV_6616-8_0_4_line_34 |  | 29 | 105 | 0.021957 | 0.125 | 0.08 | 261 | 0 | 0.364 | 1 | 2 | cs | TRUE
35 | LV_6616-8_0_4_line_35 |  | 30 | 86 | 0.040108 | 0.125 | 0.08 | 261 | 0 | 0.364 | 1 | 1 | cs | TRUE
36 | LV_6616-8_0_4_line_36 |  | 31 | 82 | 0.054783 | 0.125 | 0.08 | 261 | 0 | 0.364 | 1 | 2 | cs | TRUE
37 | LV_6616-8_0_4_line_37 |  | 32 | 33 | 0.035665 | 0.125 | 0.08 | 261 | 0 | 0.364 | 1 | 1 | cs | TRUE
38 | LV_6616-8_0_4_line_38 |  | 33 | 34 | 0.055604 | 0.125 | 0.08 | 261 | 0 | 0.364 | 1 | 1 | cs | TRUE
39 | LV_6616-8_0_4_line_39 |  | 34 | 35 | 0.041353 | 0.125 | 0.08 | 261 | 0 | 0.364 | 1 | 1 | cs | TRUE
40 | LV_6616-8_0_4_line_40 |  | 34 | 36 | 0.042805 | 0.125 | 0.08 | 261 | 0 | 0.364 | 1 | 1 | cs | TRUE
41 | LV_6616-8_0_4_line_41 |  | 35 | 48 | 0.036091 | 0.125 | 0.08 | 261 | 0 | 0.364 | 1 | 1 | cs | TRUE
42 | LV_6616-8_0_4_line_42 |  | 35 | 49 | 0.033852 | 0.125 | 0.08 | 261 | 0 | 0.364 | 1 | 1 | cs | TRUE
43 | LV_6616-8_0_4_line_43 |  | 36 | 45 | 0.011889 | 0.125 | 0.08 | 261 | 0 | 0.364 | 1 | 1 | cs | TRUE
44 | LV_6616-8_0_4_line_44 |  | 37 | 38 | 0.015229 | 0.125 | 0.08 | 261 | 0 | 0.364 | 1 | 1 | cs | TRUE
45 | LV_6616-8_0_4_line_45 |  | 38 | 41 | 0.021659 | 0.125 | 0.08 | 261 | 0 | 0.364 | 1 | 1 | cs | TRUE
46 | LV_6616-8_0_4_line_46 |  | 39 | 40 | 0.035545 | 0.125 | 0.08 | 261 | 0 | 0.364 | 1 | 1 | cs | TRUE
47 | LV_6616-8_0_4_line_47 |  | 42 | 43 | 0.013397 | 0.125 | 0.08 | 261 | 0 | 0.364 | 1 | 1 | cs | TRUE
48 | LV_6616-8_0_4_line_48 |  | 43 | 44 | 0.011869 | 0.125 | 0.08 | 261 | 0 | 0.364 | 1 | 1 | cs | TRUE
49 | LV_6616-8_0_4_line_49 |  | 46 | 47 | 0.014109 | 0.125 | 0.08 | 261 | 0 | 0.364 | 1 | 1 | cs | TRUE
50 | LV_6616-8_0_4_line_50 |  | 47 | 49 | 0.0065437 | 0.125 | 0.08 | 261 | 0 | 0.364 | 1 | 1 | cs | TRUE
51 | LV_6616-8_0_4_line_51 |  | 50 | 51 | 0.015693 | 0.125 | 0.08 | 261 | 0 | 0.364 | 1 | 1 | cs | TRUE
52 | LV_6616-8_0_4_line_52 |  | 50 | 52 | 0.016785 | 0.125 | 0.08 | 261 | 0 | 0.364 | 1 | 1 | cs | TRUE
53 | LV_6616-8_0_4_line_53 |  | 51 | 53 | 0.017569 | 0.125 | 0.08 | 261 | 0 | 0.364 | 1 | 1 | cs | TRUE
54 | LV_6616-8_0_4_line_54 |  | 52 | 54 | 0.017916 | 0.125 | 0.08 | 261 | 0 | 0.364 | 1 | 1 | cs | TRUE
55 | LV_6616-8_0_4_line_55 |  | 53 | 57 | 0.0022899 | 0.125 | 0.08 | 261 | 0 | 0.364 | 1 | 1 | cs | TRUE
56 | LV_6616-8_0_4_line_56 |  | 53 | 58 | 0.011494 | 0.125 | 0.08 | 261 | 0 | 0.364 | 1 | 1 | cs | TRUE
57 | LV_6616-8_0_4_line_57 |  | 54 | 62 | 0.010594 | 0.125 | 0.08 | 261 | 0 | 0.364 | 1 | 1 | cs | TRUE
58 | LV_6616-8_0_4_line_58 |  | 54 | 55 | 0.050189 | 0.125 | 0.08 | 261 | 0 | 0.364 | 1 | 1 | cs | TRUE
59 | LV_6616-8_0_4_line_59 |  | 55 | 56 | 0.0025439 | 0.125 | 0.08 | 261 | 0 | 0.364 | 1 | 1 | cs | TRUE
60 | LV_6616-8_0_4_line_60 |  | 56 | 167 | 0.027593 | 0.125 | 0.08 | 261 | 0 | 0.364 | 1 | 1 | cs | TRUE
61 | LV_6616-8_0_4_line_61 |  | 57 | 63 | 0.014651 | 0.125 | 0.08 | 261 | 0 | 0.364 | 1 | 1 | cs | TRUE
62 | LV_6616-8_0_4_line_62 |  | 58 | 61 | 0.023219 | 0.125 | 0.08 | 261 | 0 | 0.364 | 1 | 1 | cs | TRUE
63 | LV_6616-8_0_4_line_63 |  | 59 | 60 | 0.023033 | 0.125 | 0.08 | 261 | 0 | 0.364 | 1 | 1 | cs | TRUE
64 | LV_6616-8_0_4_line_64 |  | 59 | 61 | 0.054179 | 0.125 | 0.08 | 261 | 0 | 0.364 | 1 | 1 | cs | TRUE
65 | LV_6616-8_0_4_line_65 |  | 60 | 69 | 0.0046785 | 0.125 | 0.08 | 261 | 0 | 0.364 | 1 | 1 | cs | TRUE
66 | LV_6616-8_0_4_line_66 |  | 61 | 70 | 0.030075 | 0.125 | 0.08 | 261 | 0 | 0.364 | 1 | 1 | cs | TRUE
67 | LV_6616-8_0_4_line_67 |  | 62 | 64 | 0.0024236 | 0.125 | 0.08 | 261 | 0 | 0.364 | 1 | 1 | cs | TRUE
68 | LV_6616-8_0_4_line_68 |  | 64 | 65 | 0.0228 | 0.125 | 0.08 | 261 | 0 | 0.364 | 1 | 1 | cs | TRUE
69 | LV_6616-8_0_4_line_69 |  | 65 | 66 | 0.012683 | 0.125 | 0.08 | 261 | 0 | 0.364 | 1 | 2 | cs | TRUE
70 | LV_6616-8_0_4_line_70 |  | 66 | 67 | 0.0039016 | 0.125 | 0.08 | 261 | 0 | 0.364 | 1 | 2 | cs | TRUE
71 | LV_6616-8_0_4_line_71 |  | 67 | 68 | 0.02252 | 0.125 | 0.08 | 261 | 0 | 0.364 | 1 | 2 | cs | TRUE
72 | LV_6616-8_0_4_line_72 |  | 68 | 82 | 0.0084951 | 0.125 | 0.08 | 261 | 0 | 0.364 | 1 | 2 | cs | TRUE
73 | LV_6616-8_0_4_line_73 |  | 69 | 71 | 0.017995 | 0.125 | 0.08 | 261 | 0 | 0.364 | 1 | 1 | cs | TRUE
74 | LV_6616-8_0_4_line_74 |  | 71 | 72 | 0.0084333 | 0.125 | 0.08 | 261 | 0 | 0.364 | 1 | 1 | cs | TRUE
75 | LV_6616-8_0_4_line_75 |  | 71 | 73 | 0.046271 | 0.125 | 0.08 | 261 | 0 | 0.364 | 1 | 1 | cs | TRUE
76 | LV_6616-8_0_4_line_76 |  | 72 | 87 | 0.022813 | 0.125 | 0.08 | 261 | 0 | 0.364 | 1 | 1 | cs | TRUE
77 | LV_6616-8_0_4_line_77 |  | 73 | 76 | 0.02073 | 0.125 | 0.08 | 261 | 0 | 0.364 | 1 | 1 | cs | TRUE
78 | LV_6616-8_0_4_line_78 |  | 74 | 75 | 0.0082636 | 0.125 | 0.08 | 261 | 0 | 0.364 | 1 | 1 | cs | TRUE
79 | LV_6616-8_0_4_line_79 |  | 74 | 76 | 0.042771 | 0.125 | 0.08 | 261 | 0 | 0.364 | 1 | 1 | cs | TRUE
80 | LV_6616-8_0_4_line_80 |  | 75 | 77 | 0.027345 | 0.125 | 0.08 | 261 | 0 | 0.364 | 1 | 1 | cs | TRUE
81 | LV_6616-8_0_4_line_81 |  | 77 | 78 | 0.03889 | 0.125 | 0.08 | 261 | 0 | 0.364 | 1 | 1 | cs | TRUE
82 | LV_6616-8_0_4_line_82 |  | 77 | 79 | 0.03635 | 0.125 | 0.08 | 261 | 0 | 0.364 | 1 | 1 | cs | TRUE
83 | LV_6616-8_0_4_line_83 |  | 78 | 80 | 0.058331 | 0.125 | 0.08 | 261 | 0 | 0.364 | 1 | 1 | cs | TRUE
84 | LV_6616-8_0_4_line_84 |  | 79 | 81 | 0.04179 | 0.125 | 0.08 | 261 | 0 | 0.364 | 1 | 1 | cs | TRUE
85 | LV_6616-8_0_4_line_85 |  | 80 | 85 | 0.026397 | 0.125 | 0.08 | 261 | 0 | 0.364 | 1 | 1 | cs | TRUE
86 | LV_6616-8_0_4_line_86 |  | 81 | 173 | 0.05784 | 0.125 | 0.08 | 261 | 0 | 0.364 | 1 | 1 | cs | TRUE
87 | LV_6616-8_0_4_line_87 |  | 81 | 174 | 0.096208 | 0.125 | 0.08 | 261 | 0 | 0.364 | 1 | 1 | cs | TRUE
88 | LV_6616-8_0_4_line_88 |  | 83 | 84 | 0.011878 | 0.125 | 0.08 | 261 | 0 | 0.364 | 1 | 1 | cs | TRUE
89 | LV_6616-8_0_4_line_89 |  | 83 | 85 | 0.013308 | 0.125 | 0.08 | 261 | 0 | 0.364 | 1 | 1 | cs | TRUE
90 | LV_6616-8_0_4_line_90 |  | 86 | 104 | 0.034913 | 0.125 | 0.08 | 261 | 0 | 0.364 | 1 | 1 | cs | TRUE
91 | LV_6616-8_0_4_line_91 |  | 88 | 89 | 0.0048448 | 0.125 | 0.08 | 261 | 0 | 0.364 | 1 | 1 | cs | TRUE
92 | LV_6616-8_0_4_line_92 |  | 88 | 90 | 0.0069296 | 0.125 | 0.08 | 261 | 0 | 0.364 | 1 | 1 | cs | TRUE
93 | LV_6616-8_0_4_line_93 |  | 89 | 91 | 0.011179 | 0.125 | 0.08 | 261 | 0 | 0.364 | 1 | 1 | cs | TRUE
94 | LV_6616-8_0_4_line_94 |  | 90 | 92 | 0.0234 | 0.125 | 0.08 | 261 | 0 | 0.364 | 1 | 1 | cs | TRUE
95 | LV_6616-8_0_4_line_95 |  | 91 | 93 | 0.0052982 | 0.125 | 0.08 | 261 | 0 | 0.364 | 1 | 1 | cs | TRUE
96 | LV_6616-8_0_4_line_96 |  | 93 | 94 | 0.0063607 | 0.125 | 0.08 | 261 | 0 | 0.364 | 1 | 1 | cs | TRUE
97 | LV_6616-8_0_4_line_97 |  | 94 | 157 | 0.011609 | 0.125 | 0.08 | 261 | 0 | 0.364 | 1 | 1 | cs | TRUE
98 | LV_6616-8_0_4_line_98 |  | 95 | 96 | 0.024033 | 0.125 | 0.08 | 261 | 0 | 0.364 | 1 | 1 | cs | TRUE
99 | LV_6616-8_0_4_line_99 |  | 95 | 97 | 0.0077371 | 0.125 | 0.08 | 261 | 0 | 0.364 | 1 | 1 | cs | TRUE
100 | LV_6616-8_0_4_line_100 |  | 96 | 98 | 0.001065 | 0.125 | 0.08 | 261 | 0 | 0.364 | 1 | 1 | cs | TRUE
101 | LV_6616-8_0_4_line_101 |  | 97 | 99 | 0.028095 | 0.125 | 0.08 | 261 | 0 | 0.364 | 1 | 1 | cs | TRUE
102 | LV_6616-8_0_4_line_102 |  | 98 | 100 | 0.014107 | 0.125 | 0.08 | 261 | 0 | 0.364 | 1 | 1 | cs | TRUE
103 | LV_6616-8_0_4_line_103 |  | 99 | 101 | 0.0041111 | 0.125 | 0.08 | 261 | 0 | 0.364 | 1 | 1 | cs | TRUE
104 | LV_6616-8_0_4_line_104 |  | 101 | 102 | 0.027955 | 0.125 | 0.08 | 261 | 0 | 0.364 | 1 | 1 | cs | TRUE
105 | LV_6616-8_0_4_line_105 |  | 102 | 161 | 0.021199 | 0.125 | 0.08 | 261 | 0 | 0.364 | 1 | 1 | cs | TRUE
106 | LV_6616-8_0_4_line_106 |  | 103 | 104 | 0.044352 | 0.125 | 0.08 | 261 | 0 | 0.364 | 1 | 1 | cs | TRUE
107 | LV_6616-8_0_4_line_107 |  | 103 | 105 | 0.016725 | 0.125 | 0.08 | 261 | 0 | 0.364 | 1 | 1 | cs | TRUE
108 | LV_6616-8_0_4_line_108 |  | 105 | 106 | 0.010531 | 0.125 | 0.08 | 261 | 0 | 0.364 | 1 | 2 | cs | TRUE
109 | LV_6616-8_0_4_line_109 |  | 106 | 107 | 0.024659 | 0.125 | 0.08 | 261 | 0 | 0.364 | 1 | 2 | cs | TRUE
110 | LV_6616-8_0_4_line_110 |  | 106 | 108 | 0.066075 | 0.125 | 0.08 | 261 | 0 | 0.364 | 1 | 1 | cs | TRUE
111 | LV_6616-8_0_4_line_111 |  | 106 | 109 | 0.027981 | 0.125 | 0.08 | 261 | 0 | 0.364 | 1 | 1 | cs | TRUE
112 | LV_6616-8_0_4_line_112 |  | 107 | 111 | 0.00069195 | 0.125 | 0.08 | 261 | 0 | 0.364 | 1 | 1 | cs | TRUE
113 | LV_6616-8_0_4_line_113 |  | 107 | 110 | 0.0030467 | 0.125 | 0.08 | 261 | 0 | 0.364 | 1 | 1 | cs | TRUE
114 | LV_6616-8_0_4_line_114 |  | 108 | 112 | 0.026648 | 0.125 | 0.08 | 261 | 0 | 0.364 | 1 | 1 | cs | TRUE
115 | LV_6616-8_0_4_line_115 |  | 108 | 113 | 0.027878 | 0.125 | 0.08 | 261 | 0 | 0.364 | 1 | 1 | cs | TRUE
116 | LV_6616-8_0_4_line_116 |  | 111 | 156 | 0.0262 | 0.125 | 0.08 | 261 | 0 | 0.364 | 1 | 1 | cs | TRUE
117 | LV_6616-8_0_4_line_117 |  | 112 | 151 | 0.019998 | 0.125 | 0.08 | 261 | 0 | 0.364 | 1 | 1 | cs | TRUE
118 | LV_6616-8_0_4_line_118 |  | 113 | 148 | 0.027565 | 0.125 | 0.08 | 261 | 0 | 0.364 | 1 | 1 | cs | TRUE
119 | LV_6616-8_0_4_line_119 |  | 114 | 115 | 0.017488 | 0.125 | 0.08 | 261 | 0 | 0.364 | 1 | 1 | cs | TRUE
120 | LV_6616-8_0_4_line_120 |  | 114 | 116 | 0.012546 | 0.125 | 0.08 | 261 | 0 | 0.364 | 1 | 1 | cs | TRUE
121 | LV_6616-8_0_4_line_121 |  | 115 | 117 | 0.017188 | 0.125 | 0.08 | 261 | 0 | 0.364 | 1 | 1 | cs | TRUE
122 | LV_6616-8_0_4_line_122 |  | 116 | 118 | 0.019973 | 0.125 | 0.08 | 261 | 0 | 0.364 | 1 | 1 | cs | TRUE
123 | LV_6616-8_0_4_line_123 |  | 116 | 119 | 0.013957 | 0.125 | 0.08 | 261 | 0 | 0.364 | 1 | 1 | cs | TRUE
124 | LV_6616-8_0_4_line_124 |  | 117 | 120 | 0.001286 | 0.125 | 0.08 | 261 | 0 | 0.364 | 1 | 1 | cs | TRUE
125 | LV_6616-8_0_4_line_125 |  | 119 | 121 | 0.019762 | 0.125 | 0.08 | 261 | 0 | 0.364 | 1 | 1 | cs | TRUE
126 | LV_6616-8_0_4_line_126 |  | 120 | 122 | 0.02908 | 0.125 | 0.08 | 261 | 0 | 0.364 | 1 | 1 | cs | TRUE
127 | LV_6616-8_0_4_line_127 |  | 121 | 123 | 0.016277 | 0.125 | 0.08 | 261 | 0 | 0.364 | 1 | 1 | cs | TRUE
128 | LV_6616-8_0_4_line_128 |  | 121 | 124 | 0.031026 | 0.125 | 0.08 | 261 | 0 | 0.364 | 1 | 1 | cs | TRUE
129 | LV_6616-8_0_4_line_129 |  | 122 | 168 | 0.0076344 | 0.125 | 0.08 | 261 | 0 | 0.364 | 1 | 1 | cs | TRUE
130 | LV_6616-8_0_4_line_130 |  | 123 | 171 | 0.017177 | 0.125 | 0.08 | 261 | 0 | 0.364 | 1 | 1 | cs | TRUE
131 | LV_6616-8_0_4_line_131 |  | 124 | 175 | 0.016919 | 0.125 | 0.08 | 261 | 0 | 0.364 | 1 | 1 | cs | TRUE
132 | LV_6616-8_0_4_line_132 |  | 125 | 126 | 0.01313 | 0.125 | 0.08 | 261 | 0 | 0.364 | 1 | 1 | cs | TRUE
133 | LV_6616-8_0_4_line_133 |  | 125 | 127 | 0.0084373 | 0.125 | 0.08 | 261 | 0 | 0.364 | 1 | 1 | cs | TRUE
134 | LV_6616-8_0_4_line_134 |  | 126 | 128 | 0.016137 | 0.125 | 0.08 | 261 | 0 | 0.364 | 1 | 1 | cs | TRUE
135 | LV_6616-8_0_4_line_135 |  | 127 | 129 | 0.011545 | 0.125 | 0.08 | 261 | 0 | 0.364 | 1 | 1 | cs | TRUE
136 | LV_6616-8_0_4_line_136 |  | 128 | 130 | 0.025885 | 0.125 | 0.08 | 261 | 0 | 0.364 | 1 | 1 | cs | TRUE
137 | LV_6616-8_0_4_line_137 |  | 130 | 131 | 0.0097474 | 0.125 | 0.08 | 261 | 0 | 0.364 | 1 | 1 | cs | TRUE
138 | LV_6616-8_0_4_line_138 |  | 130 | 132 | 0.03453 | 0.125 | 0.08 | 261 | 0 | 0.364 | 1 | 1 | cs | TRUE
139 | LV_6616-8_0_4_line_139 |  | 131 | 160 | 0.0048415 | 0.125 | 0.08 | 261 | 0 | 0.364 | 1 | 1 | cs | TRUE
140 | LV_6616-8_0_4_line_140 |  | 132 | 138 | 0.018336 | 0.125 | 0.08 | 261 | 0 | 0.364 | 1 | 1 | cs | TRUE
141 | LV_6616-8_0_4_line_141 |  | 133 | 134 | 0.031199 | 0.125 | 0.08 | 261 | 0 | 0.364 | 1 | 1 | cs | TRUE
142 | LV_6616-8_0_4_line_142 |  | 133 | 135 | 0.037834 | 0.125 | 0.08 | 261 | 0 | 0.364 | 1 | 1 | cs | TRUE
143 | LV_6616-8_0_4_line_143 |  | 134 | 136 | 0.031289 | 0.125 | 0.08 | 261 | 0 | 0.364 | 1 | 1 | cs | TRUE
144 | LV_6616-8_0_4_line_144 |  | 135 | 137 | 7.391e-05 | 0.125 | 0.08 | 261 | 0 | 0.364 | 1 | 1 | cs | TRUE
145 | LV_6616-8_0_4_line_145 |  | 135 | 138 | 0.0127 | 0.125 | 0.08 | 261 | 0 | 0.364 | 1 | 1 | cs | TRUE
146 | LV_6616-8_0_4_line_146 |  | 136 | 139 | 0.020883 | 0.125 | 0.08 | 261 | 0 | 0.364 | 1 | 1 | cs | TRUE
147 | LV_6616-8_0_4_line_147 |  | 137 | 140 | 0.037083 | 0.125 | 0.08 | 261 | 0 | 0.364 | 1 | 1 | cs | TRUE
148 | LV_6616-8_0_4_line_148 |  | 139 | 141 | 0.011829 | 0.125 | 0.08 | 261 | 0 | 0.364 | 1 | 1 | cs | TRUE
149 | LV_6616-8_0_4_line_149 |  | 140 | 142 | 0.0017258 | 0.125 | 0.08 | 261 | 0 | 0.364 | 1 | 1 | cs | TRUE
150 | LV_6616-8_0_4_line_150 |  | 140 | 143 | 0.010121 | 0.125 | 0.08 | 261 | 0 | 0.364 | 1 | 1 | cs | TRUE
151 | LV_6616-8_0_4_line_151 |  | 142 | 163 | 0.021474 | 0.125 | 0.08 | 261 | 0 | 0.364 | 1 | 1 | cs | TRUE
152 | LV_6616-8_0_4_line_152 |  | 143 | 147 | 0.0088019 | 0.125 | 0.08 | 261 | 0 | 0.364 | 1 | 1 | cs | TRUE
153 | LV_6616-8_0_4_line_153 |  | 144 | 145 | 0.029396 | 0.125 | 0.08 | 261 | 0 | 0.364 | 1 | 1 | cs | TRUE
154 | LV_6616-8_0_4_line_154 |  | 145 | 146 | 0.043239 | 0.125 | 0.08 | 261 | 0 | 0.364 | 1 | 1 | cs | TRUE
155 | LV_6616-8_0_4_line_155 |  | 146 | 147 | 0.0092214 | 0.125 | 0.08 | 261 | 0 | 0.364 | 1 | 1 | cs | TRUE
156 | LV_6616-8_0_4_line_156 |  | 148 | 149 | 0.00037364 | 0.125 | 0.08 | 261 | 0 | 0.364 | 1 | 1 | cs | TRUE
157 | LV_6616-8_0_4_line_157 |  | 149 | 150 | 0.02189 | 0.125 | 0.08 | 261 | 0 | 0.364 | 1 | 1 | cs | TRUE
158 | LV_6616-8_0_4_line_158 |  | 150 | 152 | 0.00026444 | 0.125 | 0.08 | 261 | 0 | 0.364 | 1 | 1 | cs | TRUE
159 | LV_6616-8_0_4_line_159 |  | 151 | 153 | 0.028507 | 0.125 | 0.08 | 261 | 0 | 0.364 | 1 | 1 | cs | TRUE
160 | LV_6616-8_0_4_line_160 |  | 152 | 165 | 0.022222 | 0.125 | 0.08 | 261 | 0 | 0.364 | 1 | 1 | cs | TRUE
161 | LV_6616-8_0_4_line_161 |  | 152 | 164 | 0.026935 | 0.125 | 0.08 | 261 | 0 | 0.364 | 1 | 1 | cs | TRUE
162 | LV_6616-8_0_4_line_162 |  | 154 | 155 | 0.001679 | 0.125 | 0.08 | 261 | 0 | 0.364 | 1 | 1 | cs | TRUE
163 | LV_6616-8_0_4_line_163 |  | 154 | 156 | 0.026848 | 0.125 | 0.08 | 261 | 0 | 0.364 | 1 | 1 | cs | TRUE
164 | LV_6616-8_0_4_line_164 |  | 155 | 157 | 0.005208 | 0.125 | 0.08 | 261 | 0 | 0.364 | 1 | 1 | cs | TRUE
165 | LV_6616-8_0_4_line_165 |  | 156 | 158 | 0.010011 | 0.125 | 0.08 | 261 | 0 | 0.364 | 1 | 1 | cs | TRUE
166 | LV_6616-8_0_4_line_166 |  | 158 | 159 | 0.0069405 | 0.125 | 0.08 | 261 | 0 | 0.364 | 1 | 1 | cs | TRUE
167 | LV_6616-8_0_4_line_167 |  | 159 | 160 | 0.0082618 | 0.125 | 0.08 | 261 | 0 | 0.364 | 1 | 1 | cs | TRUE
168 | LV_6616-8_0_4_line_168 |  | 161 | 162 | 0.030529 | 0.125 | 0.08 | 261 | 0 | 0.364 | 1 | 1 | cs | TRUE
169 | LV_6616-8_0_4_line_169 |  | 162 | 166 | 0.04389 | 0.125 | 0.08 | 261 | 0 | 0.364 | 1 | 1 | cs | TRUE
170 | LV_6616-8_0_4_line_170 |  | 162 | 167 | 0.034138 | 0.125 | 0.08 | 261 | 0 | 0.364 | 1 | 1 | cs | TRUE
171 | LV_6616-8_0_4_line_171 |  | 165 | 169 | 0.026888 | 0.125 | 0.08 | 261 | 0 | 0.364 | 1 | 1 | cs | TRUE
172 | LV_6616-8_0_4_line_172 |  | 166 | 171 | 0.021304 | 0.125 | 0.08 | 261 | 0 | 0.364 | 1 | 1 | cs | TRUE
173 | LV_6616-8_0_4_line_173 |  | 167 | 172 | 0.0062618 | 0.125 | 0.08 | 261 | 0 | 0.364 | 1 | 1 | cs | TRUE
174 | LV_6616-8_0_4_line_174 |  | 169 | 170 | 0.0055649 | 0.125 | 0.08 | 261 | 0 | 0.364 | 1 | 1 | cs | TRUE
175 | LV_6616-8_0_4_line_175 |  | 175 | 176 | 0.030108 | 0.125 | 0.08 | 261 | 0 | 0.364 | 1 | 1 | cs | TRUE
176 | LV_6616-8_0_4_line_176 |  | 176 | 177 | 0.0083983 | 0.125 | 0.08 | 261 | 0 | 0.364 | 1 | 1 | cs | TRUE

## trafo
| name | std_type | hv_bus | lv_bus | sn_mva | vn_hv_kv | vn_lv_kv | vk_percent | vkr_percent | pfe_kw | i0_percent | shift_degree | tap_side | tap_neutral | tap_min | tap_max | tap_step_percent | tap_step_degree | tap_pos | tap_phase_shifter | parallel | df | in_service
0 | LV_6616-8_0_4_trafo_135 | 0.63 MVA 20/0.4 kV | 178 | 82 | 0.63 | 20 | 0.4 | 6 | 1.206 | 1.65 | 0.2619 | 150 | hv | 0 | -2 | 2 | 2.5 | 0 | 0 | FALSE | 1 | 1 | TRUE

## line_geodata
| x0 | y0 | x1 | y1 | x2 | y2 | x3 | y3 | x4 | y4 | x5 | y5 | x6 | y6 | x7 | y7 | x8 | y8
0 | 2504567.9019 | 1122022.2207 | 2504564.7544 | 1122024.5641
1 | 2504567.9019 | 1122022.2207 | 2504567.9393 | 1122022.1928 | 2504572.2196 | 1122019.2012 | 2504574.0661 | 1122017.9157 | 2504576.1303 | 1122017.2272 | 2504579.1965 | 1122016.9786 | 2504585.6538 | 1122017.5104 | 2504586.3186 | 1122017.5311
2 | 2504552.9787 | 1122033.3308 | 2504553.8115 | 1122032.7112 | 2504564.7544 | 1122024.5641
3 | 2504600.333 | 1122010.4645 | 2504599.8652 | 1122010.8153 | 2504592.3082 | 1122016.3602 | 2504590.4303 | 1122017.1236 | 2504588.0231 | 1122017.5841 | 2504586.3186 | 1122017.5311
4 | 2504552.7367 | 1122033.5107 | 2504552.9787 | 1122033.3308
5 | 2504600.333 | 1122010.4645 | 2504601.0616 | 1122009.9179
6 | 2504536.552 | 1122045.6676 | 2504542.314 | 1122041.2646 | 2504552.7367 | 1122033.5107
7 | 2504606.5086 | 1122005.8321 | 2504601.0616 | 1122009.9179
8 | 2504536.552 | 1122045.6676 | 2504532.6899 | 1122048.6187
9 | 2504606.5086 | 1122005.8321 | 2504627.0621 | 1121990.415
10 | 2504611.2754 | 1121949.2696 | 2504621.7384 | 1121959.7612 | 2504628.4421 | 1121966.876
11 | 2504636.8773 | 1121982.0026 | 2504634.6955 | 1121975.7332 | 2504630.1095 | 1121968.6457 | 2504628.4421 | 1121966.876
12 | 2504611.2754 | 1121949.2696 | 2504602.7779 | 1121940.7487 | 2504601.8265 | 1121939.7834
13 | 2504636.8773 | 1121982.0026 | 2504631.2637 | 1121980.1901 | 2504623.0497 | 1121975.8837 | 2504611.3734 | 1121969.2194
14 | 2504636.8773 | 1121982.0026 | 2504631.2063 | 1121987.3064 | 2504627.0621 | 1121990.415
15 | 2504636.8773 | 1121982.0026 | 2504652.1952 | 1121996.1302
16 | 2504601.8265 | 1121939.7834 | 2504587.4198 | 1121925.1656
17 | 2504589.2685 | 1121948.4333 | 2504611.3734 | 1121969.2194
18 | 2504611.3734 | 1121969.2194 | 2504607.4198 | 1121972.8729 | 2504598.9812 | 1121978.961
19 | 2504652.1952 | 1121996.1302 | 2504653.7543 | 1121997.5682 | 2504659.0134 | 1122002.7682
20 | 2504681.8211 | 1121906.6182 | 2504680.1659 | 1121908.7553
21 | 2504696.3031 | 1121887.9191 | 2504681.8211 | 1121906.6182
22 | 2504673.1304 | 1121919.7372 | 2504674.1444 | 1121916.5304 | 2504680.1659 | 1121908.7553
23 | 2504696.3031 | 1121887.9191 | 2504690.0072 | 1121881.4922 | 2504673.561 | 1121865.8641 | 2504671.9587 | 1121864.055 | 2504668.2112 | 1121859.8256
24 | 2504673.1304 | 1121919.7372 | 2504673.1304 | 1121919.7372 | 2504673.0133 | 1121922.5852 | 2504674.4815 | 1121924.6967 | 2504682.609 | 1121933.4188
25 | 2504667.7669 | 1121859.3241 | 2504668.2112 | 1121859.8256
26 | 2504699.7858 | 1121953.9113 | 2504691.5935 | 1121946.3513 | 2504691.3995 | 1121942.8522 | 2504682.609 | 1121933.4188
27 | 2504699.7858 | 1121953.9113 | 2504702.8111 | 1121956.703 | 2504692.5671 | 1121966.0146 | 2504692.5671 | 1121966.0146
28 | 2504589.2685 | 1121948.4333 | 2504584.3864 | 1121943.6074
29 | 2504589.2685 | 1121948.4333 | 2504586.2725 | 1121951.1822 | 2504575.562 | 1121958.7782 | 2504571.4014 | 1121979.1229 | 2504555.5146 | 1121990.1129
30 | 2504672.3811 | 1122015.9857 | 2504659.0134 | 1122002.7682
31 | 2504584.3864 | 1121943.6074 | 2504581.7967 | 1121946.6835 | 2504575.7905 | 1121950.7808 | 2504572.5725 | 1121953.1441 | 2504562.9433 | 1121959.3666 | 2504560.7102 | 1121960.8112
32 | 2504561.6219 | 1121920.1523 | 2504584.3864 | 1121943.6074
33 | 2504555.5146 | 1121990.1129 | 2504547.7007 | 1121995.5183 | 2504540.418 | 1122000.4034
34 | 2504687.6649 | 1122031.7877 | 2504683.9792 | 1122027.9768 | 2504672.3811 | 1122015.9857
35 | 2504723.4537 | 1121976.7051 | 2504713.4891 | 1121982.7395 | 2504711.4259 | 1121983.9839 | 2504692.5671 | 1121966.0146
36 | 2504532.6899 | 1122048.6187 | 2504521.7257 | 1122102.2938
37 | 2504436.3233 | 1121966.5823 | 2504446.367 | 1121960.2419 | 2504466.7995 | 1121948.0623
38 | 2504476.8955 | 1122004.6052 | 2504436.3233 | 1121966.5823
39 | 2504513.4799 | 1122023.8841 | 2504476.8955 | 1122004.6052
40 | 2504476.8955 | 1122004.6052 | 2504476.7763 | 1122004.6774 | 2504440.3943 | 1122026.9644
41 | 2504540.418 | 1122000.4034 | 2504524.1068 | 1122011.345 | 2504520.677 | 1122014.9458 | 2504518.3678 | 1122017.7062 | 2504513.4799 | 1122023.8841
42 | 2504489.5145 | 1122047.1855 | 2504497.8431 | 1122041.7562 | 2504500.9354 | 1122039.7394 | 2504513.4799 | 1122023.8841
43 | 2504430.2566 | 1122033.1746 | 2504440.3943 | 1122026.9644
44 | 2504543.2682 | 1121931.6198 | 2504539.2923 | 1121933.9911 | 2504535.4024 | 1121936.3095 | 2504530.1886 | 1121939.4201
45 | 2504561.6219 | 1121920.1523 | 2504558.0001 | 1121922.8334 | 2504543.2682 | 1121931.6198
46 | 2504530.9751 | 1121980.2841 | 2504543.441 | 1121971.9822 | 2504560.7102 | 1121960.8112
47 | 2504659.8952 | 1121850.4403 | 2504655.1511 | 1121845.0862 | 2504651.0096 | 1121840.4145
48 | 2504667.7669 | 1121859.3241 | 2504659.8952 | 1121850.4403
49 | 2504472.2115 | 1122058.4603 | 2504475.9529 | 1122056.033 | 2504481.5876 | 1122052.3528 | 2504484.0327 | 1122050.759
50 | 2504484.0327 | 1122050.759 | 2504489.5145 | 1122047.1855
51 | 2504429.5392 | 1122144.4418 | 2504420.0039 | 1122131.9779
52 | 2504429.5392 | 1122144.4418 | 2504437.9607 | 1122155.4499 | 2504439.9463 | 1122157.5976 | 2504439.9463 | 1122157.5976
53 | 2504409.3289 | 1122118.0241 | 2504420.0039 | 1122131.9779
54 | 2504439.9463 | 1122157.5976 | 2504443.142 | 1122158.7144 | 2504445.8854 | 1122159.0268 | 2504449.6026 | 1122158.4899 | 2504455.9264 | 1122153.5671
55 | 2504409.3289 | 1122118.0241 | 2504410.7428 | 1122116.2228
56 | 2504409.3289 | 1122118.0241 | 2504405.5457 | 1122120.2519 | 2504402.9781 | 1122121.7824 | 2504399.4459 | 1122123.8915
57 | 2504464.2862 | 1122147.0591 | 2504455.9264 | 1122153.5671
58 | 2504461.9509 | 1122203.3931 | 2504455.9264 | 1122153.5671
59 | 2504460.1386 | 1122205.1783 | 2504461.9509 | 1122203.3931
60 | 2504440.4806 | 1122224.5412 | 2504451.5167 | 1122213.6712 | 2504460.1386 | 1122205.1783
61 | 2504423.0677 | 1122108.3009 | 2504414.7137 | 1122113.6696 | 2504410.7428 | 1122116.2228
62 | 2504379.5107 | 1122135.7954 | 2504399.4459 | 1122123.8915
63 | 2504357.9942 | 1122086.0717 | 2504356.6714 | 1122083.2579 | 2504349.2893 | 1122064.7522 | 2504349.2893 | 1122064.7522
64 | 2504357.9942 | 1122086.0717 | 2504379.5107 | 1122135.7954
65 | 2504344.9108 | 1122066.4003 | 2504349.2893 | 1122064.7522
66 | 2504379.5107 | 1122135.7954 | 2504383.4718 | 1122142.8704 | 2504394.2145 | 1122160.7337 | 2504394.8174 | 1122161.6796
67 | 2504466.1987 | 1122145.5703 | 2504464.2862 | 1122147.0591
68 | 2504466.1987 | 1122145.5703 | 2504484.1901 | 1122131.5644
69 | 2504484.1901 | 1122131.5644 | 2504484.4871 | 1122131.3332 | 2504490.6839 | 1122126.6212 | 2504494.243 | 1122123.8318
70 | 2504497.3138 | 1122121.425 | 2504494.243 | 1122123.8318
71 | 2504497.3138 | 1122121.425 | 2504515.0386 | 1122107.5331
72 | 2504521.7257 | 1122102.2938 | 2504519.5084 | 1122104.0299 | 2504515.0386 | 1122107.5331
73 | 2504339.6397 | 1122049.1954 | 2504344.9108 | 1122066.4003
74 | 2504339.6397 | 1122049.1954 | 2504337.4214 | 1122041.059
75 | 2504339.6397 | 1122049.1954 | 2504315.4416 | 1122057.9948 | 2504296.1552 | 1122065.0104
76 | 2504331.5136 | 1122019.0246 | 2504332.695 | 1122023.723 | 2504337.4214 | 1122041.059
77 | 2504278.2405 | 1122075.2388 | 2504280.9823 | 1122073.0162 | 2504284.3726 | 1122070.8279 | 2504289.7944 | 1122067.8402 | 2504293.3604 | 1122066.0271 | 2504296.1552 | 1122065.0104
78 | 2504260.9079 | 1122122.4151 | 2504262.5202 | 1122114.3103
79 | 2504278.2405 | 1122075.2388 | 2504273.7611 | 1122080.2572 | 2504270.908 | 1122085.6835 | 2504269.0512 | 1122089.7154 | 2504266.5196 | 1122097.4157 | 2504263.8289 | 1122107.7313 | 2504262.5202 | 1122114.3103
80 | 2504255.5617 | 1122149.2321 | 2504260.1637 | 1122126.1562 | 2504260.9079 | 1122122.4151
81 | 2504248.9793 | 1122187.5265 | 2504249.2201 | 1122185.6882 | 2504250.6495 | 1122174.6366 | 2504251.2892 | 1122169.7346 | 2504253.9449 | 1122157.2182 | 2504254.4258 | 1122154.9536 | 2504255.5617 | 1122149.2321
82 | 2504255.5617 | 1122149.2321 | 2504219.4937 | 1122153.754
83 | 2504248.9793 | 1122187.5265 | 2504294.8967 | 1122185.8984 | 2504296.084 | 1122185.8574 | 2504298.9557 | 1122185.0225 | 2504306.4658 | 1122181.7143
84 | 2504186.6741 | 1122147.0889 | 2504188.6615 | 1122157.6194 | 2504219.4937 | 1122153.754
85 | 2504306.4658 | 1122181.7143 | 2504310.2394 | 1122180.0519 | 2504321.8831 | 1122174.9201 | 2504323.6839 | 1122174.1689 | 2504325.6794 | 1122174.015 | 2504327.5279 | 1122174.3304 | 2504329.1345 | 1122174.9498 | 2504330.8554 | 1122175.9676 | 2504330.8554 | 1122175.9676
86 | 2504186.6741 | 1122147.0889 | 2504195.2983 | 1122089.8959
87 | 2504186.6741 | 1122147.0889 | 2504098.4643 | 1122108.6828
88 | 2504343.7012 | 1122197.5553 | 2504343.1459 | 1122196.5857 | 2504338.0268 | 1122187.5056 | 2504337.8612 | 1122187.2118
89 | 2504337.8612 | 1122187.2118 | 2504333.8361 | 1122180.0674 | 2504332.2348 | 1122177.3466 | 2504330.8554 | 1122175.9676
90 | 2504742.7676 | 1122005.7896 | 2504723.4537 | 1121976.7051
91 | 2504638.3519 | 1122127.1714 | 2504634.9201 | 1122130.5911
92 | 2504630.0115 | 1122135.4824 | 2504634.9201 | 1122130.5911
93 | 2504646.3257 | 1122119.3362 | 2504642.3684 | 1122123.169 | 2504638.3519 | 1122127.1714
94 | 2504630.0115 | 1122135.4824 | 2504625.8734 | 1122139.606 | 2504620.7824 | 1122142.5436 | 2504614.2032 | 1122148.4511 | 2504611.5903 | 1122149.5596
95 | 2504646.3257 | 1122119.3362 | 2504650.1315 | 1122115.6501
96 | 2504654.7005 | 1122111.2249 | 2504650.1315 | 1122115.6501
97 | 2504663.0391 | 1122103.1485 | 2504654.7005 | 1122111.2249
98 | 2504553.0106 | 1122172.8987 | 2504553.845 | 1122172.0404 | 2504569.7328 | 1122155.6376
99 | 2504553.0106 | 1122172.8987 | 2504547.6175 | 1122178.4465
100 | 2504569.7328 | 1122155.6376 | 2504570.4738 | 1122154.8726
101 | 2504528.034 | 1122198.5914 | 2504547.6175 | 1122178.4465
102 | 2504580.2887 | 1122144.7396 | 2504570.4738 | 1122154.8726
103 | 2504528.034 | 1122198.5914 | 2504525.1684 | 1122201.5392
104 | 2504525.1684 | 1122201.5392 | 2504505.6823 | 1122221.5839
105 | 2504489.7541 | 1122235.2823 | 2504495.46 | 1122232.0992 | 2504505.6823 | 1122221.5839
106 | 2504702.1694 | 1122023.6144 | 2504717.5259 | 1122017.1302 | 2504732.3921 | 1122010.8588 | 2504742.7676 | 1122005.7896
107 | 2504687.6649 | 1122031.7877 | 2504692.6755 | 1122028.1398 | 2504696.0328 | 1122026.2969 | 2504699.8015 | 1122024.6142 | 2504702.1694 | 1122023.6144
108 | 2504694.997 | 1122039.3656 | 2504687.6649 | 1122031.7877
109 | 2504676.1242 | 1122055.2173 | 2504682.3013 | 1122050.2169 | 2504690.6795 | 1122043.4251 | 2504694.997 | 1122039.3656
110 | 2504694.997 | 1122039.3656 | 2504711.0242 | 1122055.8453 | 2504731.9574 | 1122077.2173 | 2504740.9054 | 1122086.9934
111 | 2504694.997 | 1122039.3656 | 2504699.2705 | 1122035.4514 | 2504706.2157 | 1122042.9576 | 2504714.4261 | 1122051.6538
112 | 2504676.1242 | 1122055.2173 | 2504676.4252 | 1122055.8404
113 | 2504676.1242 | 1122055.2173 | 2504674.7999 | 1122052.4735
114 | 2504740.9054 | 1122086.9934 | 2504743.844 | 1122084.0342 | 2504750.171 | 1122079.7319 | 2504763.0207 | 1122072.3365
115 | 2504740.9054 | 1122086.9934 | 2504759.7761 | 1122107.5139
116 | 2504687.2711 | 1122079.6788 | 2504683.341 | 1122070.1571 | 2504676.4252 | 1122055.8404
117 | 2504780.3758 | 1122062.4022 | 2504778.3947 | 1122063.4884 | 2504763.0207 | 1122072.3365
118 | 2504778.5731 | 1122127.6752 | 2504766.3421 | 1122114.654 | 2504759.7761 | 1122107.5139
119 | 2504575.2591 | 1122245.3442 | 2504563.1886 | 1122257.9982
120 | 2504554.5288 | 1122267.0766 | 2504563.1886 | 1122257.9982
121 | 2504575.2591 | 1122245.3442 | 2504587.1224 | 1122232.9074
122 | 2504554.5288 | 1122267.0766 | 2504540.904 | 1122281.6813
123 | 2504554.5288 | 1122267.0766 | 2504544.324 | 1122257.5554
124 | 2504587.1224 | 1122232.9074 | 2504588.01 | 1122231.9769
125 | 2504529.875 | 1122244.0741 | 2504544.324 | 1122257.5554
126 | 2504608.082 | 1122210.9346 | 2504588.01 | 1122231.9769
127 | 2504529.875 | 1122244.0741 | 2504518.5518 | 1122255.767
128 | 2504529.875 | 1122244.0741 | 2504551.4563 | 1122221.784
129 | 2504613.3515 | 1122205.4105 | 2504608.082 | 1122210.9346
130 | 2504518.5518 | 1122255.767 | 2504506.6024 | 1122268.1065
131 | 2504551.4563 | 1122221.784 | 2504563.2248 | 1122209.629
132 | 2504660.8245 | 1122157.646 | 2504666.2289 | 1122152.1104 | 2504669.9402 | 1122148.1967
133 | 2504660.8245 | 1122157.646 | 2504654.9304 | 1122163.6831
134 | 2504681.0441 | 1122136.4875 | 2504669.9402 | 1122148.1967
135 | 2504646.7307 | 1122171.8078 | 2504650.409 | 1122168.3143 | 2504654.9304 | 1122163.6831
136 | 2504698.8242 | 1122117.6754 | 2504692.0712 | 1122124.7973 | 2504682.3373 | 1122135.1238 | 2504681.0441 | 1122136.4875
137 | 2504698.8242 | 1122117.6754 | 2504696.5261 | 1122108.2028
138 | 2504698.8242 | 1122117.6754 | 2504701.1955 | 1122128.6336 | 2504703.8908 | 1122141.0654 | 2504706.2122 | 1122151.4055
139 | 2504696.5261 | 1122108.2028 | 2504695.3846 | 1122103.4979
140 | 2504710.246 | 1122169.2922 | 2504709.5741 | 1122166.3802 | 2504706.2122 | 1122151.4055
141 | 2504685.7948 | 1122207.8534 | 2504672.8236 | 1122220.5149 | 2504667.8058 | 1122219.2933 | 2504662.273 | 1122224.9444
142 | 2504713.1013 | 1122181.6673 | 2504697.7425 | 1122196.2961 | 2504693.3727 | 1122200.4564 | 2504685.7948 | 1122207.8534
143 | 2504643.9932 | 1122247.0924 | 2504656.5286 | 1122235.9258 | 2504654.7487 | 1122232.6296 | 2504662.273 | 1122224.9444
144 | 2504713.1013 | 1122181.6673 | 2504713.1155 | 1122181.7398
145 | 2504713.1013 | 1122181.6673 | 2504710.246 | 1122169.2922
146 | 2504628.3998 | 1122260.9833 | 2504643.9932 | 1122247.0924
147 | 2504717.2307 | 1122218.5136 | 2504716.3375 | 1122201.9842 | 2504716.1291 | 1122198.0629 | 2504715.6597 | 1122194.7127 | 2504713.1155 | 1122181.7398
148 | 2504619.5675 | 1122268.8512 | 2504628.3998 | 1122260.9833
149 | 2504717.2307 | 1122218.5136 | 2504717.1526 | 1122220.2377
150 | 2504717.2307 | 1122218.5136 | 2504709.3782 | 1122224.8993
151 | 2504716.1841 | 1122241.6902 | 2504716.6413 | 1122231.5197 | 2504717.1526 | 1122220.2377
152 | 2504709.3782 | 1122224.8993 | 2504704.3063 | 1122229.0237 | 2504702.5486 | 1122230.4518
153 | 2504638.402 | 1122281.2803 | 2504661.3917 | 1122262.9612
154 | 2504661.3917 | 1122262.9612 | 2504675.5065 | 1122251.7139 | 2504679.1601 | 1122249.0991 | 2504682.8975 | 1122246.4164 | 2504695.3914 | 1122236.2663
155 | 2504702.5486 | 1122230.4518 | 2504695.3914 | 1122236.2663
156 | 2504778.8289 | 1122127.9475 | 2504778.5731 | 1122127.6752
157 | 2504778.8289 | 1122127.9475 | 2504784.7319 | 1122134.2318 | 2504793.7716 | 1122143.9436
158 | 2504793.9517 | 1122144.1371 | 2504793.7716 | 1122143.9436
159 | 2504780.3758 | 1122062.4022 | 2504804.8486 | 1122048.9851 | 2504805.3728 | 1122048.6978
160 | 2504793.9517 | 1122144.1371 | 2504797.8945 | 1122140.2838 | 2504802.5075 | 1122136.8646 | 2504811.81 | 1122131.0568
161 | 2504793.9517 | 1122144.1371 | 2504812.0933 | 1122164.0467
162 | 2504667.9861 | 1122098.3571 | 2504666.78 | 1122099.5252
163 | 2504687.2711 | 1122079.6788 | 2504667.9861 | 1122098.3571
164 | 2504663.0391 | 1122103.1485 | 2504666.78 | 1122099.5252
165 | 2504687.2711 | 1122079.6788 | 2504690.9123 | 1122089.0039
166 | 2504693.4367 | 1122095.469 | 2504690.9123 | 1122089.0039
167 | 2504695.3846 | 1122103.4979 | 2504693.4367 | 1122095.469 | 2504693.4367 | 1122095.469
168 | 2504463.0934 | 1122250.1551 | 2504489.7541 | 1122235.2823
169 | 2504463.0934 | 1122250.1551 | 2504464.381 | 1122251.58 | 2504479.6664 | 1122268.4599 | 2504491.7818 | 1122283.411
170 | 2504463.0934 | 1122250.1551 | 2504451.3285 | 1122237.3776 | 2504441.9741 | 1122226.3076 | 2504440.4806 | 1122224.5412
171 | 2504811.81 | 1122131.0568 | 2504827.7915 | 1122121.0791 | 2504834.6167 | 1122116.8152
172 | 2504491.7818 | 1122283.411 | 2504506.6024 | 1122268.1065
173 | 2504440.4806 | 1122224.5412 | 2504439.9768 | 1122223.9044 | 2504436.6021 | 1122219.6252
174 | 2504834.6167 | 1122116.8152 | 2504839.3363 | 1122113.8667
175 | 2504563.2248 | 1122209.629 | 2504584.1679 | 1122187.9981
176 | 2504590.0097 | 1122181.9645 | 2504584.1679 | 1122187.9981

## bus_geodata
| x | y | coords
0 | 2504567.902 | 1122022.2207
1 | 2504564.7544 | 1122024.5641
2 | 2504586.3186 | 1122017.5311
3 | 2504552.9787 | 1122033.3308
4 | 2504600.333 | 1122010.4645
5 | 2504552.7367 | 1122033.5107
6 | 2504601.0616 | 1122009.9179
7 | 2504536.552 | 1122045.6676
8 | 2504606.5086 | 1122005.8321
9 | 2504628.4421 | 1121966.876
10 | 2504611.2754 | 1121949.2696
11 | 2504636.8773 | 1121982.0026
12 | 2504601.8265 | 1121939.7834
13 | 2504611.3734 | 1121969.2194
14 | 2504627.0621 | 1121990.415
15 | 2504652.1952 | 1121996.1302
16 | 2504681.8211 | 1121906.6182
17 | 2504680.1659 | 1121908.7553
18 | 2504696.3031 | 1121887.9191
19 | 2504673.1304 | 1121919.7372
20 | 2504668.2112 | 1121859.8256
21 | 2504682.609 | 1121933.4188
22 | 2504699.7858 | 1121953.9113
23 | 2504587.4198 | 1121925.1656
24 | 2504589.2685 | 1121948.4333
25 | 2504598.9812 | 1121978.961
26 | 2504659.0134 | 1122002.7682
27 | 2504584.3864 | 1121943.6074
28 | 2504555.5146 | 1121990.1129
29 | 2504672.3811 | 1122015.9857
30 | 2504692.5671 | 1121966.0146
31 | 2504532.6899 | 1122048.6187
32 | 2504466.7995 | 1121948.0623
33 | 2504436.3233 | 1121966.5823
34 | 2504476.8955 | 1122004.6052
35 | 2504513.4799 | 1122023.8841
36 | 2504440.3943 | 1122026.9644
37 | 2504530.1886 | 1121939.4201
38 | 2504543.2682 | 1121931.6198
39 | 2504530.9751 | 1121980.2841
40 | 2504560.7102 | 1121960.8112
41 | 2504561.6219 | 1121920.1523
42 | 2504651.0096 | 1121840.4145
43 | 2504659.8952 | 1121850.4403
44 | 2504667.7669 | 1121859.3241
45 | 2504430.2566 | 1122033.1746
46 | 2504472.2115 | 1122058.4603
47 | 2504484.0327 | 1122050.759
48 | 2504540.418 | 1122000.4034
49 | 2504489.5145 | 1122047.1855
50 | 2504429.5392 | 1122144.4418
51 | 2504420.0039 | 1122131.9779
52 | 2504439.9463 | 1122157.5976
53 | 2504409.3289 | 1122118.0241
54 | 2504455.9264 | 1122153.5671
55 | 2504461.9509 | 1122203.3931
56 | 2504460.1386 | 1122205.1783
57 | 2504410.7428 | 1122116.2228
58 | 2504399.4459 | 1122123.8915
59 | 2504357.9942 | 1122086.0717
60 | 2504349.2893 | 1122064.7522
61 | 2504379.5107 | 1122135.7954
62 | 2504464.2862 | 1122147.0591
63 | 2504423.0677 | 1122108.3009
64 | 2504466.1987 | 1122145.5703
65 | 2504484.1901 | 1122131.5644
66 | 2504494.243 | 1122123.8318
67 | 2504497.3138 | 1122121.425
68 | 2504515.0386 | 1122107.5331
69 | 2504344.9108 | 1122066.4003
70 | 2504394.8174 | 1122161.6796
71 | 2504339.6397 | 1122049.1954
72 | 2504337.4214 | 1122041.059
73 | 2504296.1552 | 1122065.0104
74 | 2504262.5202 | 1122114.3103
75 | 2504260.9079 | 1122122.4151
76 | 2504278.2405 | 1122075.2388
77 | 2504255.5617 | 1122149.2321
78 | 2504248.9793 | 1122187.5265
79 | 2504219.4937 | 1122153.754
80 | 2504306.4658 | 1122181.7143
81 | 2504186.6741 | 1122147.0889
82 | 2504521.7257 | 1122102.2938
83 | 2504337.8612 | 1122187.2118
84 | 2504343.7012 | 1122197.5553
85 | 2504330.8554 | 1122175.9676
86 | 2504723.4537 | 1121976.7051
87 | 2504331.5136 | 1122019.0246
88 | 2504634.9201 | 1122130.5911
89 | 2504638.3519 | 1122127.1714
90 | 2504630.0115 | 1122135.4824
91 | 2504646.3257 | 1122119.3362
92 | 2504611.5903 | 1122149.5596
93 | 2504650.1315 | 1122115.6501
94 | 2504654.7005 | 1122111.2249
95 | 2504553.0106 | 1122172.8988
96 | 2504569.7328 | 1122155.6376
97 | 2504547.6175 | 1122178.4465
98 | 2504570.4738 | 1122154.8726
99 | 2504528.034 | 1122198.5914
100 | 2504580.2887 | 1122144.7396
101 | 2504525.1684 | 1122201.5392
102 | 2504505.6823 | 1122221.5839
103 | 2504702.1694 | 1122023.6144
104 | 2504742.7676 | 1122005.7896
105 | 2504687.6649 | 1122031.7877
106 | 2504694.997 | 1122039.3656
107 | 2504676.1242 | 1122055.2173
108 | 2504740.9054 | 1122086.9934
109 | 2504714.4261 | 1122051.6538
110 | 2504674.7999 | 1122052.4735
111 | 2504676.4252 | 1122055.8404
112 | 2504763.0207 | 1122072.3365
113 | 2504759.7761 | 1122107.5139
114 | 2504563.1886 | 1122257.9982
115 | 2504575.2591 | 1122245.3442
116 | 2504554.5288 | 1122267.0766
117 | 2504587.1224 | 1122232.9074
118 | 2504540.904 | 1122281.6813
119 | 2504544.324 | 1122257.5554
120 | 2504588.01 | 1122231.9769
121 | 2504529.875 | 1122244.0741
122 | 2504608.082 | 1122210.9346
123 | 2504518.5518 | 1122255.767
124 | 2504551.4563 | 1122221.784
125 | 2504660.8245 | 1122157.646
126 | 2504669.9402 | 1122148.1967
127 | 2504654.9304 | 1122163.6831
128 | 2504681.0441 | 1122136.4875
129 | 2504646.7307 | 1122171.8078
130 | 2504698.8242 | 1122117.6754
131 | 2504696.5261 | 1122108.2028
132 | 2504706.2122 | 1122151.4055
133 | 2504685.7948 | 1122207.8534
134 | 2504662.273 | 1122224.9444
135 | 2504713.1013 | 1122181.6673
136 | 2504643.9932 | 1122247.0924
137 | 2504713.1155 | 1122181.7398
138 | 2504710.246 | 1122169.2922
139 | 2504628.3998 | 1122260.9833
140 | 2504717.2307 | 1122218.5136
141 | 2504619.5675 | 1122268.8512
142 | 2504717.1526 | 1122220.2377
143 | 2504709.3782 | 1122224.8993
144 | 2504638.402 | 1122281.2803
145 | 2504661.3917 | 1122262.9612
146 | 2504695.3914 | 1122236.2663
147 | 2504702.5486 | 1122230.4518
148 | 2504778.5731 | 1122127.6752
149 | 2504778.8289 | 1122127.9475
150 | 2504793.7716 | 1122143.9436
151 | 2504780.3758 | 1122062.4022
152 | 2504793.9517 | 1122144.1371
153 | 2504805.3728 | 1122048.6978
154 | 2504667.9861 | 1122098.3571
155 | 2504666.78 | 1122099.5252
156 | 2504687.2711 | 1122079.6788
157 | 2504663.0391 | 1122103.1485
158 | 2504690.9123 | 1122089.0039
159 | 2504693.4367 | 1122095.469
160 | 2504695.3846 | 1122103.4979
161 | 2504489.7541 | 1122235.2823
162 | 2504463.0934 | 1122250.1551
163 | 2504716.1841 | 1122241.6902
164 | 2504812.0933 | 1122164.0467
165 | 2504811.81 | 1122131.0568
166 | 2504491.7818 | 1122283.411
167 | 2504440.4806 | 1122224.5412
168 | 2504613.3515 | 1122205.4105
169 | 2504834.6167 | 1122116.8152
170 | 2504839.3363 | 1122113.8667
171 | 2504506.6024 | 1122268.1065
172 | 2504436.6021 | 1122219.6252
173 | 2504195.2983 | 1122089.8959
174 | 2504098.4643 | 1122108.6828
175 | 2504563.2248 | 1122209.629
176 | 2504584.1679 | 1122187.9981
177 | 2504590.0097 | 1122181.9645
178 | 2504409.3289 | 1122118.0241

## line_std_types
| c_nf_per_km | r_ohm_per_km | x_ohm_per_km | max_i_ka | type | q_mm2 | alpha | voltage_rating
NAYY 4x50 SE | 210 | 0.642 | 0.083 | 0.142 | cs | 50 | 0.00403 | LV
NAYY 4x120 SE | 264 | 0.225 | 0.08 | 0.242 | cs | 120 | 0.00403 | LV
NAYY 4x150 SE | 261 | 0.208 | 0.08 | 0.27 | cs | 150 | 0.00403 | LV
NA2XS2Y 1x95 RM/25 12/20 kV | 216 | 0.313 | 0.132 | 0.252 | cs | 95 | 0.00403 | MV
NA2XS2Y 1x185 RM/25 12/20 kV | 273 | 0.161 | 0.117 | 0.362 | cs | 185 | 0.00403 | MV
NA2XS2Y 1x240 RM/25 12/20 kV | 304 | 0.122 | 0.112 | 0.421 | cs | 240 | 0.00403 | MV
NA2XS2Y 1x95 RM/25 6/10 kV | 315 | 0.313 | 0.123 | 0.249 | cs | 95 | 0.00403 | MV
NA2XS2Y 1x185 RM/25 6/10 kV | 406 | 0.161 | 0.11 | 0.358 | cs | 185 | 0.00403 | MV
NA2XS2Y 1x240 RM/25 6/10 kV | 456 | 0.122 | 0.105 | 0.416 | cs | 240 | 0.00403 | MV
NA2XS2Y 1x150 RM/25 12/20 kV | 250 | 0.206 | 0.116 | 0.319 | cs | 150 | 0.00403 | MV
NA2XS2Y 1x120 RM/25 12/20 kV | 230 | 0.253 | 0.119 | 0.283 | cs | 120 | 0.00403 | MV
NA2XS2Y 1x70 RM/25 12/20 kV | 190 | 0.443 | 0.132 | 0.22 | cs | 70 | 0.00403 | MV
NA2XS2Y 1x150 RM/25 6/10 kV | 360 | 0.206 | 0.11 | 0.315 | cs | 150 | 0.00403 | MV
NA2XS2Y 1x120 RM/25 6/10 kV | 340 | 0.253 | 0.113 | 0.28 | cs | 120 | 0.00403 | MV
NA2XS2Y 1x70 RM/25 6/10 kV | 280 | 0.443 | 0.123 | 0.217 | cs | 70 | 0.00403 | MV
N2XS(FL)2Y 1x120 RM/35 64/110 kV | 112 | 0.153 | 0.166 | 0.366 | cs | 120 | 0.00393 | HV
N2XS(FL)2Y 1x185 RM/35 64/110 kV | 125 | 0.099 | 0.156 | 0.457 | cs | 185 | 0.00393 | HV
N2XS(FL)2Y 1x240 RM/35 64/110 kV | 135 | 0.075 | 0.149 | 0.526 | cs | 240 | 0.00393 | HV
N2XS(FL)2Y 1x300 RM/35 64/110 kV | 144 | 0.06 | 0.144 | 0.588 | cs | 300 | 0.00393 | HV
15-AL1/3-ST1A 0.4 | 11 | 1.8769 | 0.35 | 0.105 | ol | 16 | 0.00403 | LV
24-AL1/4-ST1A 0.4 | 11.25 | 1.2012 | 0.335 | 0.14 | ol | 24 | 0.00403 | LV
48-AL1/8-ST1A 0.4 | 12.2 | 0.5939 | 0.3 | 0.21 | ol | 48 | 0.00403 | LV
94-AL1/15-ST1A 0.4 | 13.2 | 0.306 | 0.29 | 0.35 | ol | 94 | 0.00403 | LV
34-AL1/6-ST1A 10.0 | 9.7 | 0.8342 | 0.36 | 0.17 | ol | 34 | 0.00403 | MV
48-AL1/8-ST1A 10.0 | 10.1 | 0.5939 | 0.35 | 0.21 | ol | 48 | 0.00403 | MV
70-AL1/11-ST1A 10.0 | 10.4 | 0.4132 | 0.339 | 0.29 | ol | 70 | 0.00403 | MV
94-AL1/15-ST1A 10.0 | 10.75 | 0.306 | 0.33 | 0.35 | ol | 94 | 0.00403 | MV
122-AL1/20-ST1A 10.0 | 11.1 | 0.2376 | 0.323 | 0.41 | ol | 122 | 0.00403 | MV
149-AL1/24-ST1A 10.0 | 11.25 | 0.194 | 0.315 | 0.47 | ol | 149 | 0.00403 | MV
34-AL1/6-ST1A 20.0 | 9.15 | 0.8342 | 0.382 | 0.17 | ol | 34 | 0.00403 | MV
48-AL1/8-ST1A 20.0 | 9.5 | 0.5939 | 0.372 | 0.21 | ol | 48 | 0.00403 | MV
70-AL1/11-ST1A 20.0 | 9.7 | 0.4132 | 0.36 | 0.29 | ol | 70 | 0.00403 | MV
94-AL1/15-ST1A 20.0 | 10 | 0.306 | 0.35 | 0.35 | ol | 94 | 0.00403 | MV
122-AL1/20-ST1A 20.0 | 10.3 | 0.2376 | 0.344 | 0.41 | ol | 122 | 0.00403 | MV
149-AL1/24-ST1A 20.0 | 10.5 | 0.194 | 0.337 | 0.47 | ol | 149 | 0.00403 | MV
184-AL1/30-ST1A 20.0 | 10.75 | 0.1571 | 0.33 | 0.535 | ol | 184 | 0.00403 | MV
243-AL1/39-ST1A 20.0 | 11 | 0.1188 | 0.32 | 0.645 | ol | 243 | 0.00403 | MV
48-AL1/8-ST1A 110.0 | 8 | 0.5939 | 0.46 | 0.21 | ol | 48 | 0.00403 | HV
70-AL1/11-ST1A 110.0 | 8.4 | 0.4132 | 0.45 | 0.29 | ol | 70 | 0.00403 | HV
94-AL1/15-ST1A 110.0 | 8.65 | 0.306 | 0.44 | 0.35 | ol | 94 | 0.00403 | HV
122-AL1/20-ST1A 110.0 | 8.5 | 0.2376 | 0.43 | 0.41 | ol | 122 | 0.00403 | HV
149-AL1/24-ST1A 110.0 | 8.75 | 0.194 | 0.41 | 0.47 | ol | 149 | 0.00403 | HV
184-AL1/30-ST1A 110.0 | 8.8 | 0.1571 | 0.4 | 0.535 | ol | 184 | 0.00403 | HV
243-AL1/39-ST1A 110.0 | 9 | 0.1188 | 0.39 | 0.645 | ol | 243 | 0.00403 | HV
305-AL1/39-ST1A 110.0 | 9.2 | 0.0949 | 0.38 | 0.74 | ol | 305 | 0.00403 | HV
490-AL1/64-ST1A 110.0 | 9.75 | 0.059 | 0.37 | 0.96 | ol | 490 | 0.00403 | HV
679-AL1/86-ST1A 110.0 | 9.95 | 0.042 | 0.36 | 1.15 | ol | 679 | 0.00403 | HV
490-AL1/64-ST1A 220.0 | 10 | 0.059 | 0.285 | 0.96 | ol | 490 | 0.00403 | HV
679-AL1/86-ST1A 220.0 | 11.7 | 0.042 | 0.275 | 1.15 | ol | 679 | 0.00403 | HV
490-AL1/64-ST1A 380.0 | 11 | 0.059 | 0.253 | 0.96 | ol | 490 | 0.00403 | HV
679-AL1/86-ST1A 380.0 | 14.6 | 0.042 | 0.25 | 1.15 | ol | 679 | 0.00403 | HV

## trafo_std_types
| i0_percent | pfe_kw | vkr_percent | sn_mva | vn_lv_kv | vn_hv_kv | vk_percent | shift_degree | vector_group | tap_side | tap_neutral | tap_min | tap_max | tap_step_degree | tap_step_percent | tap_phase_shifter
160 MVA 380/110 kV | 0.06 | 60 | 0.25 | 160 | 110 | 380 | 12.2 | 0 | Yy0 | hv | 0 | -9 | 9 | 0 | 1.5 | FALSE
100 MVA 220/110 kV | 0.06 | 55 | 0.26 | 100 | 110 | 220 | 12 | 0 | Yy0 | hv | 0 | -9 | 9 | 0 | 1.5 | FALSE
63 MVA 110/20 kV | 0.04 | 22 | 0.32 | 63 | 20 | 110 | 18 | 150 | YNd5 | hv | 0 | -9 | 9 | 0 | 1.5 | FALSE
40 MVA 110/20 kV | 0.05 | 18 | 0.34 | 40 | 20 | 110 | 16.2 | 150 | YNd5 | hv | 0 | -9 | 9 | 0 | 1.5 | FALSE
25 MVA 110/20 kV | 0.07 | 14 | 0.41 | 25 | 20 | 110 | 12 | 150 | YNd5 | hv | 0 | -9 | 9 | 0 | 1.5 | FALSE
63 MVA 110/10 kV | 0.04 | 22 | 0.32 | 63 | 10 | 110 | 18 | 150 | YNd5 | hv | 0 | -9 | 9 | 0 | 1.5 | FALSE
40 MVA 110/10 kV | 0.05 | 18 | 0.34 | 40 | 10 | 110 | 16.2 | 150 | YNd5 | hv | 0 | -9 | 9 | 0 | 1.5 | FALSE
25 MVA 110/10 kV | 0.07 | 14 | 0.41 | 25 | 10 | 110 | 12 | 150 | YNd5 | hv | 0 | -9 | 9 | 0 | 1.5 | FALSE
0.25 MVA 20/0.4 kV | 0.32 | 0.8 | 1.44 | 0.25 | 0.4 | 20 | 6 | 150 | Yzn5 | hv | 0 | -2 | 2 | 0 | 2.5 | FALSE
0.4 MVA 20/0.4 kV | 0.3375 | 1.35 | 1.425 | 0.4 | 0.4 | 20 | 6 | 150 | Dyn5 | hv | 0 | -2 | 2 | 0 | 2.5 | FALSE
0.63 MVA 20/0.4 kV | 0.2619 | 1.65 | 1.206 | 0.63 | 0.4 | 20 | 6 | 150 | Dyn5 | hv | 0 | -2 | 2 | 0 | 2.5 | FALSE
0.25 MVA 10/0.4 kV | 0.24 | 0.6 | 1.2 | 0.25 | 0.4 | 10 | 4 | 150 | Dyn5 | hv | 0 | -2 | 2 | 0 | 2.5 | FALSE
0.4 MVA 10/0.4 kV | 0.2375 | 0.95 | 1.325 | 0.4 | 0.4 | 10 | 4 | 150 | Dyn5 | hv | 0 | -2 | 2 | 0 | 2.5 | FALSE
0.63 MVA 10/0.4 kV | 0.1873 | 1.18 | 1.0794 | 0.63 | 0.4 | 10 | 4 | 150 | Dyn5 | hv | 0 | -2 | 2 | 0 | 2.5 | FALSE

## trafo3w_std_types
| sn_hv_mva | sn_mv_mva | sn_lv_mva | vn_hv_kv | vn_mv_kv | vn_lv_kv | vk_hv_percent | vk_mv_percent | vk_lv_percent | vkr_hv_percent | vkr_mv_percent | vkr_lv_percent | pfe_kw | i0_percent | shift_mv_degree | shift_lv_degree | vector_group | tap_side | tap_neutral | tap_min | tap_max | tap_step_percent
63/25/38 MVA 110/20/10 kV | 63 | 25 | 38 | 110 | 20 | 10 | 10.4 | 10.4 | 10.4 | 0.28 | 0.32 | 0.35 | 35 | 0.89 | 0 | 0 | YN0yn0yn0 | hv | 0 | -10 | 10 | 1.2
63/25/38 MVA 110/10/10 kV | 63 | 25 | 38 | 110 | 10 | 10 | 10.4 | 10.4 | 10.4 | 0.28 | 0.32 | 0.35 | 35 | 0.89 | 0 | 0 | YN0yn0yn0 | hv | 0 | -10 | 10 | 1.2

## fuse_std_types
| fuse_type | i_rated_a | t_avg | t_min | t_total | x_avg | x_min | x_total
HV 100A | HV 100A | 100 | 0 | [10.0, 3.64, 0.854, 0.281, 0.1, 0.0531, 0.022, 0.01] | [10.0, 4.267, 1.21, 0.403, 0.1, 0.058, 0.022, 0.01] | 0 | [300.0, 350.0, 450.0, 550.0, 700.0, 850.0, 1200.0, 1752.0] | [600.0, 700.0, 900.0, 1150.0, 1665.0, 2000.0, 3000.0, 4313.0]
HV 10A | HV 10A | 10 | 0 | [10.0, 1675.0, 0.344, 0.156, 0.1, 0.0417, 0.0171, 0.01] | [10.0, 1.3, 0.3, 0.155, 0.1, 0.0555, 0.023, 0.01] | 0 | [30.0, 32.0, 35.0, 37.0, 39.0, 50.0, 70.0, 88.0] | [60.0, 70.0, 80.0, 87.0, 94.0, 110.0, 150.0, 216.0]
HV 125A | HV 125A | 125 | 0 | [10.0, 1.82, 0.344, 0.1, 0.0467, 0.0269, 0.01] | [10.0, 2.478, 0.426, 0.1, 0.0427, 0.0211, 0.01] | 0 | [375.0, 500.0, 700.0, 925.0, 1200.0, 1500.0, 2341.0] | [750.0, 1000.0, 1500.0, 2200.0, 3000.0, 4000.0, 5765.0]
HV 160A | HV 160A | 160 | 0 | [10.0, 4.15, 1.03, 0.198, 0.1, 0.051, 0.0172, 0.01] | [10.0, 2.3, 0.734, 0.274, 0.1, 0.046, 0.0177, 0.01] | 0 | [480.0, 550.0, 700.0, 1000.0, 1260.0, 1600.0, 2500.0, 3227.0] | [960.0, 1300.0, 1700.0, 2200.0, 2996.0, 4000.0, 6000.0, 7946.0]
HV 16A | HV 16A | 16 | 0 | [10.0, 0.352, 0.164, 0.1, 0.0649, 0.0342, 0.01] | [10.0, 2.34, 0.722, 0.181, 0.1, 0.055, 0.0296, 0.01] | 0 | [48.0, 60.0, 65.0, 71.0, 80.0, 100.0, 162.0] | [96.0, 110.0, 125.0, 150.0, 168.0, 200.0, 250.0, 398.0]
HV 200A | HV 200A | 200 | 0 | [10.0, 4.267, 1.21, 0.403, 0.1, 0.058, 0.022, 0.01] | [10.0, 3.73, 1.654, 0.328, 0.1, 0.0531, 0.019, 0.01] | 0 | [600.0, 700.0, 900.0, 1150.0, 1665.0, 2000.0, 3000.0, 4313.0] | [1200.0, 1500.0, 1800.0, 2700.0, 3960.0, 5000.0, 7500.0, 10620.0]
HV 20A | HV 20A | 20 | 0 | [10.0, 1.3, 0.3, 0.155, 0.1, 0.0555, 0.023, 0.01] | [10.0, 1.3, 0.161, 0.1, 0.0611, 0.0399, 0.0141, 0.01] | 0 | [60.0, 70.0, 80.0, 87.0, 94.0, 110.0, 150.0, 216.0] | [120.0, 150.0, 200.0, 223.0, 260.0, 300.0, 450.0, 532.0]
HV 25A | HV 25A | 25 | 0 | [10.0, 2.512, 0.833, 0.299, 0.1, 0.0372, 0.0223, 0.01] | [10.0, 3.125, 0.597, 0.198, 0.1, 0.0378, 0.022, 0.01] | 0 | [75.0, 82.0, 90.0, 100.0, 124.0, 170.0, 200.0, 289.0] | [150.0, 170.0, 210.0, 250.0, 294.0, 400.0, 500.0, 711.0]
HV 31.5A | HV 31.5A | 31.5 | 0 | [10.0, 2.34, 0.722, 0.181, 0.1, 0.055, 0.0296, 0.01] | [10.0, 2.84, 0.368, 0.164, 0.1, 0.0621, 0.0378, 0.0195, 0.01] | 0 | [95.0, 110.0, 125.0, 150.0, 165.0, 200.0, 250.0, 390.0] | [189.0, 220.0, 300.0, 350.0, 393.0, 450.0, 530.0, 700.0, 960.0]
HV 40A | HV 40A | 40 | 0 | [10.0, 1.3, 0.161, 0.1, 0.0611, 0.0399, 0.0141, 0.01] | [10.0, 2.05, 0.369, 0.198, 0.1, 0.051, 0.0298, 0.01] | 0 | [120.0, 150.0, 200.0, 223.0, 260.0, 300.0, 450.0, 532.0] | [240.0, 300.0, 400.0, 450.0, 530.0, 650.0, 800.0, 1311.0]
HV 50A | HV 50A | 50 | 0 | [10.0, 3.215, 0.597, 0.198, 0.1, 0.0378, 0.022, 0.01] | [10.0, 3.64, 0.854, 0.281, 0.1, 0.0531, 0.022, 0.01] | 0 | [150.0, 170.0, 210.0, 250.0, 294.0, 400.0, 500.0, 711.0] | [300.0, 350.0, 450.0, 550.0, 700.0, 850.0, 1200.0, 1752.0]
HV 6.3A | HV 6.3A | 6.3 | 0 | [10.0, 1.39, 0.344, 0.168, 0.1, 0.056, 0.0263, 0.01] | [10.0, 1.711, 0.516, 0.198, 0.1, 0.0634, 0.0303, 0.01] | 0 | [19.0, 19.5, 20.4, 20.8, 22.0, 25.0, 32.0, 48.0] | [38.0, 40.0, 43.0, 48.0, 53.0, 60.0, 75.0, 118.0]
HV 63A | HV 63A | 63 | 0 | [10.0, 2.84, 0.368, 0.164, 0.1, 0.0621, 0.0378, 0.0195, 0.01] | [10.0, 1.82, 0.344, 0.1, 0.0467, 0.0269, 0.01] | 0 | [189.0, 220.0, 300.0, 350.0, 393.0, 450.0, 530.0, 700.0, 961.0] | [378.0, 500.0, 700.0, 934.0, 1200.0, 1500.0, 2366.0]
HV 80A | HV 80A | 80 | 0 | [10.0, 2.05, 0.369, 0.198, 0.1, 0.051, 0.0298, 0.01] | [10.0, 4.15, 1.03, 0.198, 0.1, 0.051, 0.0172, 0.01] | 0 | [240.0, 300.0, 400.0, 450.0, 530.0, 650.0, 800.0, 1311.0] | [480.0, 550.0, 700.0, 1000.0, 1260.0, 1600.0, 2500.0, 3227.0]
Siemens NH-1-100 | Siemens NH-1-100 | 100 | [5400.0, 2000.0, 400.0, 20.0, 1.0, 0.2, 0.012, 0.004] | 0 | 0 | [150.0, 190.0, 250.0, 430.0, 900.0, 1250.0, 2700.0, 3600.0] | 0 | 0
Siemens NH-1-125 | Siemens NH-1-125 | 125 | [4800.0, 120.0, 7.0, 0.1, 0.004] | 0 | 0 | [180.0, 400.0, 740.0, 2000.0, 4250.0] | 0 | 0
Siemens NH-1-16 | Siemens NH-1-16 | 16 | [4000.0, 400.0, 2.0, 0.1, 0.04, 0.01] | 0 | 0 | [26.0, 35.0, 75.0, 150.0, 200.0, 300.0] | 0 | 0
Siemens NH-1-160 | Siemens NH-1-160 | 160 | [4800.0, 120.0, 7.0, 0.1, 0.004] | 0 | 0 | [210.0, 500.0, 900.0, 2300.0, 5000.0] | 0 | 0
Siemens NH-1-25 | Siemens NH-1-25 | 25 | [4000.0, 1000.0, 10.0, 0.2, 0.02, 0.01] | 0 | 0 | [40.0, 50.0, 100.0, 210.0, 400.0, 500.0] | 0 | 0
Siemens NH-1-50 | Siemens NH-1-50 | 50 | [4000.0, 40.0, 4.0, 1.0, 0.02, 0.01] | 0 | 0 | [86.0, 200.0, 300.0, 400.0, 1000.0, 1280.0] | 0 | 0
Siemens NH-1-63 | Siemens NH-1-63 | 63 | [4000.0, 100.0, 10.0, 2.0, 0.04, 0.01] | 0 | 0 | [100.0, 200.0, 300.0, 400.0, 1000.0, 1500.0] | 0 | 0
Siemens NH-1-80 | Siemens NH-1-80 | 80 | [4800.0, 120.0, 7.0, 0.1, 0.01] | 0 | 0 | [150.58, 250.0, 450.0, 1150.0, 2470.0] | 0 | 0
Siemens NH-2-1000 | Siemens NH-2-1000 | 1000 | [4800.0, 120.0, 7.0, 0.1, 0.004] | 0 | 0 | [1900.0, 3500.0, 8400.0, 24000.0, 52000.0] | 0 | 0
Siemens NH-2-200 | Siemens NH-2-200 | 200 | [4800.0, 120.0, 7.0, 0.1, 0.004] | 0 | 0 | [280.0, 650.0, 1200.0, 3000.0, 7000.0] | 0 | 0
Siemens NH-2-224 | Siemens NH-2-224 | 224 | [4800.0, 120.0, 7.0, 0.2, 0.04, 0.004] | 0 | 0 | [400.0, 750.0, 1453.0, 3025.0, 4315.0, 7600.0] | 0 | 0
Siemens NH-2-250 | Siemens NH-2-250 | 250 | [4800.0, 120.0, 7.0, 0.1, 0.004] | 0 | 0 | [450.0, 800.0, 1650.0, 4000.0, 8500.0] | 0 | 0
Siemens NH-2-315 | Siemens NH-2-315 | 315 | [4800.0, 120.0, 7.0, 0.1, 0.004] | 0 | 0 | [550.0, 920.0, 1900.0, 5000.0, 11000.0] | 0 | 0
Siemens NH-2-355 | Siemens NH-2-355 | 355 | [4800.0, 120.0, 6.0, 0.1, 0.004] | 0 | 0 | [650.0, 1116.27, 2350.0, 5840.0, 12790.0] | 0 | 0
Siemens NH-2-400 | Siemens NH-2-400 | 400 | [4800.0, 120.0, 7.0, 0.1, 0.004] | 0 | 0 | [720.0, 1350.0, 2800.0, 6500.0, 15000.0] | 0 | 0
Siemens NH-2-425 | Siemens NH-2-425 | 425 | [4800.0, 120.0, 7.0, 0.1, 0.004] | 0 | 0 | [850.0, 1500.0, 3050.0, 7500.0, 16500.0] | 0 | 0
Siemens NH-2-630 | Siemens NH-2-630 | 630 | [4800.0, 120.0, 7.0, 0.1, 0.004] | 0 | 0 | [1200.0, 2000.0, 4800.0, 12000.0, 26000.0] | 0 | 0

## dtypes
| element | column | dtype
0 | bus | name | object
1 | bus | vn_kv | float64
2 | bus | type | object
3 | bus | zone | object
4 | bus | in_service | bool
5 | load | name | object
6 | load | bus | uint32
7 | load | p_mw | float64
8 | load | q_mvar | float64
9 | load | const_z_percent | float64
10 | load | const_i_percent | float64
11 | load | sn_mva | float64
12 | load | scaling | float64
13 | load | in_service | bool
14 | load | type | object
15 | ext_grid | name | object
16 | ext_grid | bus | uint32
17 | ext_grid | vm_pu | float64
18 | ext_grid | va_degree | float64
19 | ext_grid | slack_weight | float64
20 | ext_grid | in_service | bool
21 | line | name | object
22 | line | std_type | object
23 | line | from_bus | uint32
24 | line | to_bus | uint32
25 | line | length_km | float64
26 | line | r_ohm_per_km | float64
27 | line | x_ohm_per_km | float64
28 | line | c_nf_per_km | float64
29 | line | g_us_per_km | float64
30 | line | max_i_ka | float64
31 | line | df | float64
32 | line | parallel | uint32
33 | line | type | object
34 | line | in_service | bool
35 | trafo | name | object
36 | trafo | std_type | object
37 | trafo | hv_bus | uint32
38 | trafo | lv_bus | uint32
39 | trafo | sn_mva | float64
40 | trafo | vn_hv_kv | float64
41 | trafo | vn_lv_kv | float64
42 | trafo | vk_percent | float64
43 | trafo | vkr_percent | float64
44 | trafo | pfe_kw | float64
45 | trafo | i0_percent | float64
46 | trafo | shift_degree | float64
47 | trafo | tap_side | object
48 | trafo | tap_neutral | int32
49 | trafo | tap_min | int32
50 | trafo | tap_max | int32
51 | trafo | tap_step_percent | float64
52 | trafo | tap_step_degree | float64
53 | trafo | tap_pos | int32
54 | trafo | tap_phase_shifter | bool
55 | trafo | parallel | uint32
56 | trafo | df | float64
57 | trafo | in_service | bool
58 | line_geodata | coords | object
59 | bus_geodata | x | float64
60 | bus_geodata | y | float64
61 | bus_geodata | coords | object

## parameters
| version | format_version | converged | OPF_converged | name | f_hz | sn_mva
0 | 2.14.6 | 2.14.0 | FALSE | FALSE |  | 50 | 1