## bus
| name | vn_kv | type | zone | in_service
0 | bus_LV_6618-2_1_5_node_5 | 0.4 | n |  | TRUE
1 | bus_LV_6618-2_1_5_node_90 | 0.4 | n |  | TRUE
2 | bus_LV_6618-2_1_5_node_71 | 0.4 | n |  | TRUE
3 | bus_LV_6618-2_1_5_node_72 | 0.4 | n |  | TRUE
4 | bus_LV_6618-2_1_5_node_91 | 0.4 | n |  | TRUE
5 | bus_LV_6618-2_1_5_node_12 | 0.4 | n |  | TRUE
6 | bus_LV_6618-2_1_5_node_13 | 0.4 | n |  | TRUE
7 | bus_LV_6618-2_1_5_node_14 | 0.4 | n |  | TRUE
8 | bus_LV_6618-2_1_5_node_15 | 0.4 | n |  | TRUE
9 | bus_LV_6618-2_1_5_node_16 | 0.4 | n |  | TRUE
10 | bus_LV_6618-2_1_5_node_63 | 0.4 | n |  | TRUE
11 | bus_LV_6618-2_1_5_node_64 | 0.4 | n |  | TRUE
12 | bus_LV_6618-2_1_5_node_17 | 0.4 | n |  | TRUE
13 | bus_LV_6618-2_1_5_node_18 | 0.4 | n |  | TRUE
14 | bus_LV_6618-2_1_5_node_19 | 0.4 | n |  | TRUE
15 | bus_LV_6618-2_1_5_node_20 | 0.4 | n |  | TRUE
16 | bus_LV_6618-2_1_5_node_21 | 0.4 | n |  | TRUE
17 | bus_LV_6618-2_1_5_node_66 | 0.4 | n |  | TRUE
18 | bus_LV_6618-2_1_5_node_62 | 0.4 | n |  | TRUE
19 | bus_LV_6618-2_1_5_node_57 | 0.4 | n |  | TRUE
20 | bus_LV_6618-2_1_5_node_60 | 0.4 | n |  | TRUE
21 | bus_LV_6618-2_1_5_node_29 | 0.4 | n |  | TRUE
22 | bus_LV_6618-2_1_5_node_31 | 0.4 | n |  | TRUE
23 | bus_LV_6618-2_1_5_node_30 | 0.4 | n |  | TRUE
24 | bus_LV_6618-2_1_5_node_32 | 0.4 | n |  | TRUE
25 | bus_LV_6618-2_1_5_node_45 | 0.4 | n |  | TRUE
26 | bus_LV_6618-2_1_5_node_52 | 0.4 | n |  | TRUE
27 | bus_LV_6618-2_1_5_node_42 | 0.4 | n |  | TRUE
28 | bus_LV_6618-2_1_5_node_108 | 0.4 | n |  | TRUE
29 | bus_LV_6618-2_1_5_node_34 | 0.4 | n |  | TRUE
30 | bus_LV_6618-2_1_5_node_37 | 0.4 | n |  | TRUE
31 | bus_LV_6618-2_1_5_node_41 | 0.4 | n |  | TRUE
32 | bus_LV_6618-2_1_5_node_94 | 0.4 | n |  | TRUE
33 | bus_LV_6618-2_1_5_node_35 | 0.4 | n |  | TRUE
34 | bus_LV_6618-2_1_5_node_44 | 0.4 | n |  | TRUE
35 | bus_LV_6618-2_1_5_node_137 | 0.4 | n |  | TRUE
36 | bus_LV_6618-2_1_5_node_36 | 0.4 | n |  | TRUE
37 | bus_LV_6618-2_1_5_node_121 | 0.4 | n |  | TRUE
38 | bus_LV_6618-2_1_5_node_131 | 0.4 | n |  | TRUE
39 | bus_LV_6618-2_1_5_node_260 | 0.4 | n |  | TRUE
40 | bus_LV_6618-2_1_5_node_39 | 0.4 | n |  | TRUE
41 | bus_LV_6618-2_1_5_node_38 | 0.4 | n |  | TRUE
42 | bus_LV_6618-2_1_5_node_40 | 0.4 | n |  | TRUE
43 | bus_LV_6618-2_1_5_node_47 | 0.4 | n |  | TRUE
44 | bus_LV_6618-2_1_5_node_88 | 0.4 | n |  | TRUE
45 | bus_LV_6618-2_1_5_node_89 | 0.4 | n |  | TRUE
46 | bus_LV_6618-2_1_5_node_138 | 0.4 | n |  | TRUE
47 | bus_LV_6618-2_1_5_node_136 | 0.4 | n |  | TRUE
48 | bus_LV_6618-2_1_5_node_61 | 0.4 | n |  | TRUE
49 | bus_LV_6618-2_1_5_node_95 | 0.4 | n |  | TRUE
50 | bus_LV_6618-2_1_5_node_43 | 0.4 | n |  | TRUE
51 | bus_LV_6618-2_1_5_node_48 | 0.4 | n |  | TRUE
52 | bus_LV_6618-2_1_5_node_50 | 0.4 | n |  | TRUE
53 | bus_LV_6618-2_1_5_node_126 | 0.4 | n |  | TRUE
54 | bus_LV_6618-2_1_5_node_256 | 0.4 | n |  | TRUE
55 | bus_LV_6618-2_1_5_node_107 | 0.4 | n |  | TRUE
56 | bus_LV_6618-2_1_5_node_46 | 0.4 | n |  | TRUE
57 | bus_LV_6618-2_1_5_node_75 | 0.4 | n |  | TRUE
58 | bus_LV_6618-2_1_5_node_73 | 0.4 | n |  | TRUE
59 | bus_LV_6618-2_1_5_node_250 | 0.4 | n |  | TRUE
60 | bus_LV_6618-2_1_5_node_249 | 0.4 | n |  | TRUE
61 | bus_LV_6618-2_1_5_node_225 | 0.4 | n |  | TRUE
62 | bus_LV_6618-2_1_5_node_51 | 0.4 | n |  | TRUE
63 | bus_LV_6618-2_1_5_node_204 | 0.4 | n |  | TRUE
64 | bus_LV_6618-2_1_5_node_236 | 0.4 | n |  | TRUE
65 | bus_LV_6618-2_1_5_node_246 | 0.4 | n |  | TRUE
66 | bus_LV_6618-2_1_5_node_103 | 0.4 | n |  | TRUE
67 | bus_LV_6618-2_1_5_node_257 | 0.4 | n |  | TRUE
68 | bus_LV_6618-2_1_5_node_92 | 0.4 | n |  | TRUE
69 | bus_LV_6618-2_1_5_node_76 | 0.4 | n |  | TRUE
70 | bus_LV_6618-2_1_5_node_180 | 0.4 | n |  | TRUE
71 | bus_LV_6618-2_1_5_node_254 | 0.4 | n |  | TRUE
72 | bus_LV_6618-2_1_5_node_77 | 0.4 | n |  | TRUE
73 | bus_LV_6618-2_1_5_node_78 | 0.4 | n |  | TRUE
74 | bus_LV_6618-2_1_5_node_248 | 0.4 | n |  | TRUE
75 | bus_LV_6618-2_1_5_node_179 | 0.4 | n |  | TRUE
76 | bus_LV_6618-2_1_5_node_119 | 0.4 | n |  | TRUE
77 | bus_LV_6618-2_1_5_node_130 | 0.4 | n |  | TRUE
78 | bus_LV_6618-2_1_5_node_85 | 0.4 | n |  | TRUE
79 | bus_LV_6618-2_1_5_node_157 | 0.4 | n |  | TRUE
80 | bus_LV_6618-2_1_5_node_59 | 0.4 | n |  | TRUE
81 | bus_LV_6618-2_1_5_node_141 | 0.4 | n |  | TRUE
82 | bus_LV_6618-2_1_5_node_156 | 0.4 | n |  | TRUE
83 | bus_LV_6618-2_1_5_node_124 | 0.4 | n |  | TRUE
84 | bus_LV_6618-2_1_5_node_74 | 0.4 | n |  | TRUE
85 | bus_LV_6618-2_1_5_node_255 | 0.4 | n |  | TRUE
86 | bus_LV_6618-2_1_5_node_253 | 0.4 | n |  | TRUE
87 | bus_LV_6618-2_1_5_node_203 | 0.4 | n |  | TRUE
88 | bus_LV_6618-2_1_5_node_237 | 0.4 | n |  | TRUE
89 | bus_LV_6618-2_1_5_node_234 | 0.4 | n |  | TRUE
90 | bus_LV_6618-2_1_5_node_247 | 0.4 | n |  | TRUE
91 | bus_LV_6618-2_1_5_node_54 | 0.4 | n |  | TRUE
92 | bus_LV_6618-2_1_5_node_55 | 0.4 | n |  | TRUE
93 | bus_LV_6618-2_1_5_node_56 | 0.4 | n |  | TRUE
94 | bus_LV_6618-2_1_5_node_58 | 0.4 | n |  | TRUE
95 | bus_LV_6618-2_1_5_node_98 | 0.4 | n |  | TRUE
96 | bus_LV_6618-2_1_5_node_93 | 0.4 | n |  | TRUE
97 | bus_LV_6618-2_1_5_node_65 | 0.4 | n |  | TRUE
98 | bus_LV_6618-2_1_5_node_214 | 0.4 | n |  | TRUE
99 | bus_LV_6618-2_1_5_node_79 | 0.4 | n |  | TRUE
100 | bus_LV_6618-2_1_5_node_80 | 0.4 | n |  | TRUE
101 | bus_LV_6618-2_1_5_node_104 | 0.4 | n |  | TRUE
102 | bus_LV_6618-2_1_5_node_178 | 0.4 | n |  | TRUE
103 | bus_LV_6618-2_1_5_node_252 | 0.4 | n |  | TRUE
104 | bus_LV_6618-2_1_5_node_177 | 0.4 | n |  | TRUE
105 | bus_LV_6618-2_1_5_node_105 | 0.4 | n |  | TRUE
106 | bus_LV_6618-2_1_5_node_81 | 0.4 | n |  | TRUE
107 | bus_LV_6618-2_1_5_node_82 | 0.4 | n |  | TRUE
108 | bus_LV_6618-2_1_5_node_83 | 0.4 | n |  | TRUE
109 | bus_LV_6618-2_1_5_node_84 | 0.4 | n |  | TRUE
110 | bus_LV_6618-2_1_5_node_117 | 0.4 | n |  | TRUE
111 | bus_LV_6618-2_1_5_node_118 | 0.4 | n |  | TRUE
112 | bus_LV_6618-2_1_5_node_120 | 0.4 | n |  | TRUE
113 | bus_LV_6618-2_1_5_node_135 | 0.4 | n |  | TRUE
114 | bus_LV_6618-2_1_5_node_155 | 0.4 | n |  | TRUE
115 | bus_LV_6618-2_1_5_node_122 | 0.4 | n |  | TRUE
116 | bus_LV_6618-2_1_5_node_123 | 0.4 | n |  | TRUE
117 | bus_LV_6618-2_1_5_node_125 | 0.4 | n |  | TRUE
118 | bus_LV_6618-2_1_5_node_127 | 0.4 | n |  | TRUE
119 | bus_LV_6618-2_1_5_node_128 | 0.4 | n |  | TRUE
120 | bus_LV_6618-2_1_5_node_172 | 0.4 | n |  | TRUE
121 | bus_LV_6618-2_1_5_node_129 | 0.4 | n |  | TRUE
122 | bus_LV_6618-2_1_5_node_167 | 0.4 | n |  | TRUE
123 | bus_LV_6618-2_1_5_node_139 | 0.4 | n |  | TRUE
124 | bus_LV_6618-2_1_5_node_140 | 0.4 | n |  | TRUE
125 | bus_LV_6618-2_1_5_node_132 | 0.4 | n |  | TRUE
126 | bus_LV_6618-2_1_5_node_133 | 0.4 | n |  | TRUE
127 | bus_LV_6618-2_1_5_node_149 | 0.4 | n |  | TRUE
128 | bus_LV_6618-2_1_5_node_134 | 0.4 | n |  | TRUE
129 | bus_LV_6618-2_1_5_node_258 | 0.4 | n |  | TRUE
130 | bus_LV_6618-2_1_5_node_182 | 0.4 | n |  | TRUE
131 | bus_LV_6618-2_1_5_node_147 | 0.4 | n |  | TRUE
132 | bus_LV_6618-2_1_5_node_183 | 0.4 | n |  | TRUE
133 | bus_LV_6618-2_1_5_node_181 | 0.4 | n |  | TRUE
134 | bus_LV_6618-2_1_5_node_150 | 0.4 | n |  | TRUE
135 | bus_LV_6618-2_1_5_node_145 | 0.4 | n |  | TRUE
136 | bus_LV_6618-2_1_5_node_142 | 0.4 | n |  | TRUE
137 | bus_LV_6618-2_1_5_node_152 | 0.4 | n |  | TRUE
138 | bus_LV_6618-2_1_5_node_143 | 0.4 | n |  | TRUE
139 | bus_LV_6618-2_1_5_node_144 | 0.4 | n |  | TRUE
140 | bus_LV_6618-2_1_5_node_151 | 0.4 | n |  | TRUE
141 | bus_LV_6618-2_1_5_node_146 | 0.4 | n |  | TRUE
142 | bus_LV_6618-2_1_5_node_148 | 0.4 | n |  | TRUE
143 | bus_LV_6618-2_1_5_node_153 | 0.4 | n |  | TRUE
144 | bus_LV_6618-2_1_5_node_154 | 0.4 | n |  | TRUE
145 | bus_LV_6618-2_1_5_node_170 | 0.4 | n |  | TRUE
146 | bus_LV_6618-2_1_5_node_168 | 0.4 | n |  | TRUE
147 | bus_LV_6618-2_1_5_node_158 | 0.4 | n |  | TRUE
148 | bus_LV_6618-2_1_5_node_159 | 0.4 | n |  | TRUE
149 | bus_LV_6618-2_1_5_node_160 | 0.4 | n |  | TRUE
150 | bus_LV_6618-2_1_5_node_161 | 0.4 | n |  | TRUE
151 | bus_LV_6618-2_1_5_node_185 | 0.4 | n |  | TRUE
152 | bus_LV_6618-2_1_5_node_186 | 0.4 | n |  | TRUE
153 | bus_LV_6618-2_1_5_node_162 | 0.4 | n |  | TRUE
154 | bus_LV_6618-2_1_5_node_163 | 0.4 | n |  | TRUE
155 | bus_LV_6618-2_1_5_node_164 | 0.4 | n |  | TRUE
156 | bus_LV_6618-2_1_5_node_165 | 0.4 | n |  | TRUE
157 | bus_LV_6618-2_1_5_node_166 | 0.4 | n |  | TRUE
158 | bus_LV_6618-2_1_5_node_174 | 0.4 | n |  | TRUE
159 | bus_LV_6618-2_1_5_node_175 | 0.4 | n |  | TRUE
160 | bus_LV_6618-2_1_5_node_169 | 0.4 | n |  | TRUE
161 | bus_LV_6618-2_1_5_node_171 | 0.4 | n |  | TRUE
162 | bus_LV_6618-2_1_5_node_173 | 0.4 | n |  | TRUE
163 | bus_LV_6618-2_1_5_node_176 | 0.4 | n |  | TRUE
164 | bus_LV_6618-2_1_5_node_187 | 0.4 | n |  | TRUE
165 | bus_LV_6618-2_1_5_node_259 | 0.4 | n |  | TRUE
166 | bus_LV_6618-2_1_5_node_205 | 0.4 | n |  | TRUE
167 | bus_LV_6618-2_1_5_node_206 | 0.4 | n |  | TRUE
168 | bus_LV_6618-2_1_5_node_207 | 0.4 | n |  | TRUE
169 | bus_LV_6618-2_1_5_node_208 | 0.4 | n |  | TRUE
170 | bus_LV_6618-2_1_5_node_215 | 0.4 | n |  | TRUE
171 | bus_LV_6618-2_1_5_node_212 | 0.4 | n |  | TRUE
172 | bus_LV_6618-2_1_5_node_223 | 0.4 | n |  | TRUE
173 | bus_LV_6618-2_1_5_node_240 | 0.4 | n |  | TRUE
174 | bus_LV_6618-2_1_5_node_242 | 0.4 | n |  | TRUE
175 | bus_LV_6618-2_1_5_node_213 | 0.4 | n |  | TRUE
176 | bus_LV_6618-2_1_5_node_224 | 0.4 | n |  | TRUE
177 | bus_LV_6618-2_1_5_node_241 | 0.4 | n |  | TRUE
178 | bus_LV_6618-2_1_5_node_216 | 0.4 | n |  | TRUE
179 | bus_LV_6618-2_1_5_node_220 | 0.4 | n |  | TRUE
180 | bus_LV_6618-2_1_5_node_243 | 0.4 | n |  | TRUE
181 | bus_LV_6618-2_1_5_node_218 | 0.4 | n |  | TRUE
182 | bus_LV_6618-2_1_5_node_217 | 0.4 | n |  | TRUE
183 | bus_LV_6618-2_1_5_node_219 | 0.4 | n |  | TRUE
184 | bus_LV_6618-2_1_5_node_221 | 0.4 | n |  | TRUE
185 | bus_LV_6618-2_1_5_node_222 | 0.4 | n |  | TRUE
186 | bus_LV_6618-2_1_5_node_244 | 0.4 | n |  | TRUE
187 | bus_LV_6618-2_1_5_node_231 | 0.4 | n |  | TRUE
188 | bus_LV_6618-2_1_5_node_245 | 0.4 | n |  | TRUE
189 | bus_LV_6618-2_1_5_node_232 | 0.4 | n |  | TRUE
190 | bus_LV_6618-2_1_5_node_229 | 0.4 | n |  | TRUE
191 | bus_LV_6618-2_1_5_node_226 | 0.4 | n |  | TRUE
192 | bus_LV_6618-2_1_5_node_227 | 0.4 | n |  | TRUE
193 | bus_LV_6618-2_1_5_node_239 | 0.4 | n |  | TRUE
194 | bus_LV_6618-2_1_5_node_238 | 0.4 | n |  | TRUE
195 | bus_LV_6618-2_1_5_node_235 | 0.4 | n |  | TRUE
196 | bus_LV_6618-2_1_5_node_261 | 0.4 | n |  | TRUE
197 | bus_MV_458_0_node_56 | 20 | n |  | TRUE

## load
| name | bus | p_mw | q_mvar | const_z_percent | const_i_percent | sn_mva | scaling | in_service | type
0 | LV_6618-2_1_5_load_5 | 0 | 0.0016366 | 0.00041017 | 0 | 0 |  | 1 | TRUE | wye
1 | LV_6618-2_1_5_load_90 | 1 | 0.0012715 | 0.00031866 | 0 | 0 |  | 1 | TRUE | wye
2 | LV_6618-2_1_5_load_71 | 2 | 0.00063514 | 0.00015918 | 0 | 0 |  | 1 | TRUE | wye
3 | LV_6618-2_1_5_load_72 | 3 | 0.001608 | 0.00040299 | 0 | 0 |  | 1 | TRUE | wye
4 | LV_6618-2_1_5_load_91 | 4 | 0.001595 | 0.00039974 | 0 | 0 |  | 1 | TRUE | wye
5 | LV_6618-2_1_5_load_12 | 5 | 0.0013225 | 0.00033145 | 0 | 0 |  | 1 | TRUE | wye
6 | LV_6618-2_1_5_load_13 | 6 | 0.0021911 | 0.00054915 | 0 | 0 |  | 1 | TRUE | wye
7 | LV_6618-2_1_5_load_14 | 7 | 0.0021904 | 0.00054896 | 0 | 0 |  | 1 | TRUE | wye
8 | LV_6618-2_1_5_load_15 | 8 | 0.0015944 | 0.0003996 | 0 | 0 |  | 1 | TRUE | wye
9 | LV_6618-2_1_5_load_16 | 9 | 0.0011537 | 0.00028915 | 0 | 0 |  | 1 | TRUE | wye
10 | LV_6618-2_1_5_load_63 | 10 | 0.0037277 | 0.00093424 | 0 | 0 |  | 1 | TRUE | wye
11 | LV_6618-2_1_5_load_64 | 11 | 0.0034357 | 0.00086106 | 0 | 0 |  | 1 | TRUE | wye
12 | LV_6618-2_1_5_load_17 | 12 | 0.0013838 | 0.00034681 | 0 | 0 |  | 1 | TRUE | wye
13 | LV_6618-2_1_5_load_21 | 16 | 0.0081159 | 0.002034 | 0 | 0 |  | 1 | TRUE | wye
14 | LV_6618-2_1_5_load_66 | 17 | 0.0016137 | 0.00040442 | 0 | 0 |  | 1 | TRUE | wye
15 | LV_6618-2_1_5_load_62 | 18 | 0.0013007 | 0.00032599 | 0 | 0 |  | 1 | TRUE | wye
16 | LV_6618-2_1_5_load_57 | 19 | 0.0013371 | 0.00033511 | 0 | 0 |  | 1 | TRUE | wye
17 | LV_6618-2_1_5_load_60 | 20 | 0.0078179 | 0.0019593 | 0 | 0 |  | 1 | TRUE | wye
18 | LV_6618-2_1_5_load_29 | 21 | 0.010022 | 0.0025118 | 0 | 0 |  | 1 | TRUE | wye
19 | LV_6618-2_1_5_load_108 | 28 | 0.048229 | 0.012087 | 0 | 0 |  | 1 | TRUE | wye
20 | LV_6618-2_1_5_load_94 | 32 | 0.03726 | 0.0093382 | 0 | 0 |  | 1 | TRUE | wye
21 | LV_6618-2_1_5_load_137 | 35 | 0.00087835 | 0.00022013 | 0 | 0 |  | 1 | TRUE | wye
22 | LV_6618-2_1_5_load_121 | 37 | 0.0022149 | 0.00055511 | 0 | 0 |  | 1 | TRUE | wye
23 | LV_6618-2_1_5_load_131 | 38 | 0.00044996 | 0.00011277 | 0 | 0 |  | 1 | TRUE | wye
24 | LV_6618-2_1_5_load_260 | 39 | 0.0021584 | 0.00054095 | 0 | 0 |  | 1 | TRUE | wye
25 | LV_6618-2_1_5_load_88 | 44 | 0.00054409 | 0.00013636 | 0 | 0 |  | 1 | TRUE | wye
26 | LV_6618-2_1_5_load_89 | 45 | 0.00047985 | 0.00012026 | 0 | 0 |  | 1 | TRUE | wye
27 | LV_6618-2_1_5_load_138 | 46 | 0.00061166 | 0.0001533 | 0 | 0 |  | 1 | TRUE | wye
28 | LV_6618-2_1_5_load_136 | 47 | 0.00065125 | 0.00016322 | 0 | 0 |  | 1 | TRUE | wye
29 | LV_6618-2_1_5_load_61 | 48 | 0.0012793 | 0.00032062 | 0 | 0 |  | 1 | TRUE | wye
30 | LV_6618-2_1_5_load_95 | 49 | 0.04216 | 0.010566 | 0 | 0 |  | 1 | TRUE | wye
31 | LV_6618-2_1_5_load_126 | 53 | 0.0028945 | 0.00072544 | 0 | 0 |  | 1 | TRUE | wye
32 | LV_6618-2_1_5_load_256 | 54 | 0.00028993 | 7.2663e-05 | 0 | 0 |  | 1 | TRUE | wye
33 | LV_6618-2_1_5_load_107 | 55 | 0.027904 | 0.0069934 | 0 | 0 |  | 1 | TRUE | wye
34 | LV_6618-2_1_5_load_75 | 57 | 0.0016662 | 0.00041758 | 0 | 0 |  | 1 | TRUE | wye
35 | LV_6618-2_1_5_load_73 | 58 | 0.00051899 | 0.00013007 | 0 | 0 |  | 1 | TRUE | wye
36 | LV_6618-2_1_5_load_250 | 59 | 0.0041443 | 0.0010387 | 0 | 0 |  | 1 | TRUE | wye
37 | LV_6618-2_1_5_load_249 | 60 | 0.0039126 | 0.0009806 | 0 | 0 |  | 1 | TRUE | wye
38 | LV_6618-2_1_5_load_225 | 61 | 0.00073248 | 0.00018358 | 0 | 0 |  | 1 | TRUE | wye
39 | LV_6618-2_1_5_load_204 | 63 | 0.002703 | 0.00067743 | 0 | 0 |  | 1 | TRUE | wye
40 | LV_6618-2_1_5_load_246 | 65 | 0.00034175 | 8.5652e-05 | 0 | 0 |  | 1 | TRUE | wye
41 | LV_6618-2_1_5_load_103 | 66 | 0.0035645 | 0.00089334 | 0 | 0 |  | 1 | TRUE | wye
42 | LV_6618-2_1_5_load_257 | 67 | 0.0098228 | 0.0024618 | 0 | 0 |  | 1 | TRUE | wye
43 | LV_6618-2_1_5_load_92 | 68 | 0.00087932 | 0.00022038 | 0 | 0 |  | 1 | TRUE | wye
44 | LV_6618-2_1_5_load_180 | 70 | 0.0012725 | 0.00031892 | 0 | 0 |  | 1 | TRUE | wye
45 | LV_6618-2_1_5_load_254 | 71 | 0.0010554 | 0.00026451 | 0 | 0 |  | 1 | TRUE | wye
46 | LV_6618-2_1_5_load_248 | 74 | 0.0070211 | 0.0017597 | 0 | 0 |  | 1 | TRUE | wye
47 | LV_6618-2_1_5_load_179 | 75 | 0.0010888 | 0.00027288 | 0 | 0 |  | 1 | TRUE | wye
48 | LV_6618-2_1_5_load_119 | 76 | 0.0011145 | 0.00027933 | 0 | 0 |  | 1 | TRUE | wye
49 | LV_6618-2_1_5_load_130 | 77 | 0.00067618 | 0.00016947 | 0 | 0 |  | 1 | TRUE | wye
50 | LV_6618-2_1_5_load_85 | 78 | 0.0012081 | 0.00030277 | 0 | 0 |  | 1 | TRUE | wye
51 | LV_6618-2_1_5_load_157 | 79 | 0.00061987 | 0.00015535 | 0 | 0 |  | 1 | TRUE | wye
52 | LV_6618-2_1_5_load_59 | 80 | 0.0078633 | 0.0019707 | 0 | 0 |  | 1 | TRUE | wye
53 | LV_6618-2_1_5_load_141 | 81 | 0.00087719 | 0.00021985 | 0 | 0 |  | 1 | TRUE | wye
54 | LV_6618-2_1_5_load_156 | 82 | 0.00064207 | 0.00016092 | 0 | 0 |  | 1 | TRUE | wye
55 | LV_6618-2_1_5_load_255 | 85 | 0.0012415 | 0.00031115 | 0 | 0 |  | 1 | TRUE | wye
56 | LV_6618-2_1_5_load_253 | 86 | 0.0012726 | 0.00031894 | 0 | 0 |  | 1 | TRUE | wye
57 | LV_6618-2_1_5_load_203 | 87 | 0.0029899 | 0.00074934 | 0 | 0 |  | 1 | TRUE | wye
58 | LV_6618-2_1_5_load_234 | 89 | 0.001539 | 0.00038571 | 0 | 0 |  | 1 | TRUE | wye
59 | LV_6618-2_1_5_load_247 | 90 | 0.00088904 | 0.00022281 | 0 | 0 |  | 1 | TRUE | wye
60 | LV_6618-2_1_5_load_54 | 91 | 0.0054428 | 0.0013641 | 0 | 0 |  | 1 | TRUE | wye
61 | LV_6618-2_1_5_load_55 | 92 | 0.0018852 | 0.00047247 | 0 | 0 |  | 1 | TRUE | wye
62 | LV_6618-2_1_5_load_56 | 93 | 0.0026683 | 0.00066873 | 0 | 0 |  | 1 | TRUE | wye
63 | LV_6618-2_1_5_load_58 | 94 | 0.0034665 | 0.0008688 | 0 | 0 |  | 1 | TRUE | wye
64 | LV_6618-2_1_5_load_98 | 95 | 0.0032516 | 0.00081493 | 0 | 0 |  | 1 | TRUE | wye
65 | LV_6618-2_1_5_load_93 | 96 | 0.0010232 | 0.00025645 | 0 | 0 |  | 1 | TRUE | wye
66 | LV_6618-2_1_5_load_65 | 97 | 0.0017447 | 0.00043727 | 0 | 0 |  | 1 | TRUE | wye
67 | LV_6618-2_1_5_load_214 | 98 | 0.00058126 | 0.00014568 | 0 | 0 |  | 1 | TRUE | wye
68 | LV_6618-2_1_5_load_79 | 99 | 0.00051854 | 0.00012996 | 0 | 0 |  | 1 | TRUE | wye
69 | LV_6618-2_1_5_load_80 | 100 | 0.0031909 | 0.00079971 | 0 | 0 |  | 1 | TRUE | wye
70 | LV_6618-2_1_5_load_104 | 101 | 0.0019151 | 0.00047997 | 0 | 0 |  | 1 | TRUE | wye
71 | LV_6618-2_1_5_load_178 | 102 | 0.0012767 | 0.00031996 | 0 | 0 |  | 1 | TRUE | wye
72 | LV_6618-2_1_5_load_252 | 103 | 0.0012729 | 0.00031902 | 0 | 0 |  | 1 | TRUE | wye
73 | LV_6618-2_1_5_load_177 | 104 | 0.0012797 | 0.00032072 | 0 | 0 |  | 1 | TRUE | wye
74 | LV_6618-2_1_5_load_105 | 105 | 0.0021297 | 0.00053376 | 0 | 0 |  | 1 | TRUE | wye
75 | LV_6618-2_1_5_load_81 | 106 | 0.0018699 | 0.00046865 | 0 | 0 |  | 1 | TRUE | wye
76 | LV_6618-2_1_5_load_82 | 107 | 0.0033563 | 0.00084116 | 0 | 0 |  | 1 | TRUE | wye
77 | LV_6618-2_1_5_load_84 | 109 | 0.0036507 | 0.00091495 | 0 | 0 |  | 1 | TRUE | wye
78 | LV_6618-2_1_5_load_117 | 110 | 0.0010675 | 0.00026754 | 0 | 0 |  | 1 | TRUE | wye
79 | LV_6618-2_1_5_load_118 | 111 | 0.001 | 0.00025063 | 0 | 0 |  | 1 | TRUE | wye
80 | LV_6618-2_1_5_load_120 | 112 | 0.00077501 | 0.00019424 | 0 | 0 |  | 1 | TRUE | wye
81 | LV_6618-2_1_5_load_135 | 113 | 0.0010935 | 0.00027405 | 0 | 0 |  | 1 | TRUE | wye
82 | LV_6618-2_1_5_load_155 | 114 | 0.0011275 | 0.00028257 | 0 | 0 |  | 1 | TRUE | wye
83 | LV_6618-2_1_5_load_122 | 115 | 0.0029433 | 0.00073767 | 0 | 0 |  | 1 | TRUE | wye
84 | LV_6618-2_1_5_load_123 | 116 | 0.0015999 | 0.00040097 | 0 | 0 |  | 1 | TRUE | wye
85 | LV_6618-2_1_5_load_125 | 117 | 0.0037291 | 0.0009346 | 0 | 0 |  | 1 | TRUE | wye
86 | LV_6618-2_1_5_load_127 | 118 | 0.0025108 | 0.00062925 | 0 | 0 |  | 1 | TRUE | wye
87 | LV_6618-2_1_5_load_128 | 119 | 0.0014453 | 0.00036223 | 0 | 0 |  | 1 | TRUE | wye
88 | LV_6618-2_1_5_load_172 | 120 | 0.0025228 | 0.00063226 | 0 | 0 |  | 1 | TRUE | wye
89 | LV_6618-2_1_5_load_129 | 121 | 0.0014367 | 0.00036008 | 0 | 0 |  | 1 | TRUE | wye
90 | LV_6618-2_1_5_load_167 | 122 | 0.0053679 | 0.0013453 | 0 | 0 |  | 1 | TRUE | wye
91 | LV_6618-2_1_5_load_139 | 123 | 0.0012881 | 0.00032282 | 0 | 0 |  | 1 | TRUE | wye
92 | LV_6618-2_1_5_load_133 | 126 | 0.0013069 | 0.00032753 | 0 | 0 |  | 1 | TRUE | wye
93 | LV_6618-2_1_5_load_149 | 127 | 0.00082451 | 0.00020664 | 0 | 0 |  | 1 | TRUE | wye
94 | LV_6618-2_1_5_load_258 | 129 | 0.0013476 | 0.00033774 | 0 | 0 |  | 1 | TRUE | wye
95 | LV_6618-2_1_5_load_147 | 131 | 0.0012918 | 0.00032375 | 0 | 0 |  | 1 | TRUE | wye
96 | LV_6618-2_1_5_load_181 | 133 | 0.00067985 | 0.00017039 | 0 | 0 |  | 1 | TRUE | wye
97 | LV_6618-2_1_5_load_150 | 134 | 0.0018795 | 0.00047104 | 0 | 0 |  | 1 | TRUE | wye
98 | LV_6618-2_1_5_load_145 | 135 | 0.00076934 | 0.00019282 | 0 | 0 |  | 1 | TRUE | wye
99 | LV_6618-2_1_5_load_142 | 136 | 0.0012146 | 0.00030441 | 0 | 0 |  | 1 | TRUE | wye
100 | LV_6618-2_1_5_load_152 | 137 | 0.0015574 | 0.00039033 | 0 | 0 |  | 1 | TRUE | wye
101 | LV_6618-2_1_5_load_143 | 138 | 0.00055054 | 0.00013798 | 0 | 0 |  | 1 | TRUE | wye
102 | LV_6618-2_1_5_load_144 | 139 | 0.00051475 | 0.00012901 | 0 | 0 |  | 1 | TRUE | wye
103 | LV_6618-2_1_5_load_151 | 140 | 0.00092142 | 0.00023093 | 0 | 0 |  | 1 | TRUE | wye
104 | LV_6618-2_1_5_load_146 | 141 | 0.0013066 | 0.00032747 | 0 | 0 |  | 1 | TRUE | wye
105 | LV_6618-2_1_5_load_148 | 142 | 0.0012836 | 0.00032171 | 0 | 0 |  | 1 | TRUE | wye
106 | LV_6618-2_1_5_load_153 | 143 | 0.00066448 | 0.00016653 | 0 | 0 |  | 1 | TRUE | wye
107 | LV_6618-2_1_5_load_170 | 145 | 0.00097165 | 0.00024352 | 0 | 0 |  | 1 | TRUE | wye
108 | LV_6618-2_1_5_load_168 | 146 | 0.0011436 | 0.0002866 | 0 | 0 |  | 1 | TRUE | wye
109 | LV_6618-2_1_5_load_158 | 147 | 0.00063953 | 0.00016028 | 0 | 0 |  | 1 | TRUE | wye
110 | LV_6618-2_1_5_load_159 | 148 | 0.0015335 | 0.00038433 | 0 | 0 |  | 1 | TRUE | wye
111 | LV_6618-2_1_5_load_160 | 149 | 0.006215 | 0.0015576 | 0 | 0 |  | 1 | TRUE | wye
112 | LV_6618-2_1_5_load_161 | 150 | 0.0010336 | 0.00025905 | 0 | 0 |  | 1 | TRUE | wye
113 | LV_6618-2_1_5_load_185 | 151 | 0.0015579 | 0.00039044 | 0 | 0 |  | 1 | TRUE | wye
114 | LV_6618-2_1_5_load_186 | 152 | 0.0010438 | 0.00026161 | 0 | 0 |  | 1 | TRUE | wye
115 | LV_6618-2_1_5_load_162 | 153 | 0.0010085 | 0.00025275 | 0 | 0 |  | 1 | TRUE | wye
116 | LV_6618-2_1_5_load_163 | 154 | 0.0024885 | 0.00062368 | 0 | 0 |  | 1 | TRUE | wye
117 | LV_6618-2_1_5_load_164 | 155 | 0.00099931 | 0.00025045 | 0 | 0 |  | 1 | TRUE | wye
118 | LV_6618-2_1_5_load_165 | 156 | 0.0025075 | 0.00062843 | 0 | 0 |  | 1 | TRUE | wye
119 | LV_6618-2_1_5_load_166 | 157 | 0.00089495 | 0.00022429 | 0 | 0 |  | 1 | TRUE | wye
120 | LV_6618-2_1_5_load_174 | 158 | 0.00070134 | 0.00017577 | 0 | 0 |  | 1 | TRUE | wye
121 | LV_6618-2_1_5_load_175 | 159 | 0.00056133 | 0.00014068 | 0 | 0 |  | 1 | TRUE | wye
122 | LV_6618-2_1_5_load_169 | 160 | 0.00081154 | 0.00020339 | 0 | 0 |  | 1 | TRUE | wye
123 | LV_6618-2_1_5_load_171 | 161 | 0.00094929 | 0.00023791 | 0 | 0 |  | 1 | TRUE | wye
124 | LV_6618-2_1_5_load_173 | 162 | 0.0011341 | 0.00028424 | 0 | 0 |  | 1 | TRUE | wye
125 | LV_6618-2_1_5_load_176 | 163 | 0.0010046 | 0.00025177 | 0 | 0 |  | 1 | TRUE | wye
126 | LV_6618-2_1_5_load_187 | 164 | 0.00064045 | 0.00016051 | 0 | 0 |  | 1 | TRUE | wye
127 | LV_6618-2_1_5_load_259 | 165 | 0.0027048 | 0.00067789 | 0 | 0 |  | 1 | TRUE | wye
128 | LV_6618-2_1_5_load_207 | 168 | 0.00080142 | 0.00020085 | 0 | 0 |  | 1 | TRUE | wye
129 | LV_6618-2_1_5_load_208 | 169 | 0.00077406 | 0.000194 | 0 | 0 |  | 1 | TRUE | wye
130 | LV_6618-2_1_5_load_215 | 170 | 0.00059392 | 0.00014885 | 0 | 0 |  | 1 | TRUE | wye
131 | LV_6618-2_1_5_load_212 | 171 | 0.0012103 | 0.00030333 | 0 | 0 |  | 1 | TRUE | wye
132 | LV_6618-2_1_5_load_223 | 172 | 0.0012446 | 0.00031193 | 0 | 0 |  | 1 | TRUE | wye
133 | LV_6618-2_1_5_load_240 | 173 | 0.0015625 | 0.00039161 | 0 | 0 |  | 1 | TRUE | wye
134 | LV_6618-2_1_5_load_242 | 174 | 0.0011577 | 0.00029014 | 0 | 0 |  | 1 | TRUE | wye
135 | LV_6618-2_1_5_load_213 | 175 | 0.00042094 | 0.0001055 | 0 | 0 |  | 1 | TRUE | wye
136 | LV_6618-2_1_5_load_224 | 176 | 0.0031483 | 0.00078903 | 0 | 0 |  | 1 | TRUE | wye
137 | LV_6618-2_1_5_load_241 | 177 | 0.00080187 | 0.00020097 | 0 | 0 |  | 1 | TRUE | wye
138 | LV_6618-2_1_5_load_220 | 179 | 0.00058126 | 0.00014568 | 0 | 0 |  | 1 | TRUE | wye
139 | LV_6618-2_1_5_load_243 | 180 | 0.005006 | 0.0012546 | 0 | 0 |  | 1 | TRUE | wye
140 | LV_6618-2_1_5_load_218 | 181 | 0.00058157 | 0.00014576 | 0 | 0 |  | 1 | TRUE | wye
141 | LV_6618-2_1_5_load_217 | 182 | 0.00037109 | 9.3003e-05 | 0 | 0 |  | 1 | TRUE | wye
142 | LV_6618-2_1_5_load_221 | 184 | 0.0026916 | 0.00067458 | 0 | 0 |  | 1 | TRUE | wye
143 | LV_6618-2_1_5_load_222 | 185 | 0.00094057 | 0.00023573 | 0 | 0 |  | 1 | TRUE | wye
144 | LV_6618-2_1_5_load_244 | 186 | 0.0027837 | 0.00069767 | 0 | 0 |  | 1 | TRUE | wye
145 | LV_6618-2_1_5_load_245 | 188 | 0.0022065 | 0.00055301 | 0 | 0 |  | 1 | TRUE | wye
146 | LV_6618-2_1_5_load_232 | 189 | 0.0037525 | 0.00094046 | 0 | 0 |  | 1 | TRUE | wye
147 | LV_6618-2_1_5_load_229 | 190 | 0.00044904 | 0.00011254 | 0 | 0 |  | 1 | TRUE | wye
148 | LV_6618-2_1_5_load_226 | 191 | 0.00047768 | 0.00011972 | 0 | 0 |  | 1 | TRUE | wye
149 | LV_6618-2_1_5_load_227 | 192 | 0.0015841 | 0.00039701 | 0 | 0 |  | 1 | TRUE | wye
150 | LV_6618-2_1_5_load_239 | 193 | 0.0021629 | 0.00054208 | 0 | 0 |  | 1 | TRUE | wye
151 | LV_6618-2_1_5_load_238 | 194 | 0.0023524 | 0.00058958 | 0 | 0 |  | 1 | TRUE | wye
152 | LV_6618-2_1_5_load_235 | 195 | 0.0012078 | 0.0003027 | 0 | 0 |  | 1 | TRUE | wye
153 | LV_6618-2_1_5_load_261 | 196 | 0.01045 | 0.0026191 | 0 | 0 |  | 1 | TRUE | wye

## ext_grid
| name | bus | vm_pu | va_degree | slack_weight | in_service
0 |  | 45 | 1 | 0 | 1 | TRUE

## line
| name | std_type | from_bus | to_bus | length_km | r_ohm_per_km | x_ohm_per_km | c_nf_per_km | g_us_per_km | max_i_ka | df | parallel | type | in_service
0 | LV_6618-2_1_5_line_0 |  | 0 | 1 | 0.025473 | 0.125 | 0.08 | 261 | 0 | 0.364 | 1 | 1 | cs | TRUE
1 | LV_6618-2_1_5_line_1 |  | 1 | 4 | 0.0083838 | 0.125 | 0.08 | 261 | 0 | 0.364 | 1 | 1 | cs | TRUE
2 | LV_6618-2_1_5_line_2 |  | 2 | 3 | 0.0089542 | 0.125 | 0.08 | 261 | 0 | 0.364 | 1 | 1 | cs | TRUE
3 | LV_6618-2_1_5_line_3 |  | 3 | 26 | 0.01918 | 0.125 | 0.08 | 261 | 0 | 0.364 | 1 | 1 | cs | TRUE
4 | LV_6618-2_1_5_line_4 |  | 4 | 8 | 0.010783 | 0.125 | 0.08 | 261 | 0 | 0.364 | 1 | 1 | cs | TRUE
5 | LV_6618-2_1_5_line_5 |  | 5 | 6 | 0.0091097 | 0.125 | 0.08 | 261 | 0 | 0.364 | 1 | 1 | cs | TRUE
6 | LV_6618-2_1_5_line_6 |  | 5 | 7 | 0.0030272 | 0.125 | 0.08 | 261 | 0 | 0.364 | 1 | 1 | cs | TRUE
7 | LV_6618-2_1_5_line_7 |  | 6 | 8 | 0.012141 | 0.125 | 0.08 | 261 | 0 | 0.364 | 1 | 1 | cs | TRUE
8 | LV_6618-2_1_5_line_8 |  | 7 | 9 | 0.027753 | 0.125 | 0.08 | 261 | 0 | 0.364 | 1 | 1 | cs | TRUE
9 | LV_6618-2_1_5_line_9 |  | 9 | 10 | 0.017961 | 0.125 | 0.08 | 261 | 0 | 0.364 | 1 | 1 | cs | TRUE
10 | LV_6618-2_1_5_line_10 |  | 10 | 11 | 0.0012036 | 0.125 | 0.08 | 261 | 0 | 0.364 | 1 | 1 | cs | TRUE
11 | LV_6618-2_1_5_line_11 |  | 11 | 97 | 0.019173 | 0.125 | 0.08 | 261 | 0 | 0.364 | 1 | 1 | cs | TRUE
12 | LV_6618-2_1_5_line_12 |  | 12 | 13 | 0.023933 | 0.125 | 0.08 | 261 | 0 | 0.364 | 1 | 1 | cs | TRUE
13 | LV_6618-2_1_5_line_13 |  | 12 | 14 | 0.00746 | 0.125 | 0.08 | 261 | 0 | 0.364 | 1 | 1 | cs | TRUE
14 | LV_6618-2_1_5_line_14 |  | 13 | 15 | 0.034536 | 0.125 | 0.08 | 261 | 0 | 0.364 | 1 | 1 | cs | TRUE
15 | LV_6618-2_1_5_line_15 |  | 14 | 16 | 0.035392 | 0.125 | 0.08 | 261 | 0 | 0.364 | 1 | 1 | cs | TRUE
16 | LV_6618-2_1_5_line_16 |  | 15 | 17 | 0.033427 | 0.125 | 0.08 | 261 | 0 | 0.364 | 1 | 1 | cs | TRUE
17 | LV_6618-2_1_5_line_17 |  | 16 | 18 | 0.019307 | 0.125 | 0.08 | 261 | 0 | 0.364 | 1 | 1 | cs | TRUE
18 | LV_6618-2_1_5_line_18 |  | 17 | 19 | 0.05461 | 0.125 | 0.08 | 261 | 0 | 0.364 | 1 | 1 | cs | TRUE
19 | LV_6618-2_1_5_line_19 |  | 18 | 20 | 0.0097323 | 0.125 | 0.08 | 261 | 0 | 0.364 | 1 | 1 | cs | TRUE
20 | LV_6618-2_1_5_line_20 |  | 19 | 92 | 0.010723 | 0.125 | 0.08 | 261 | 0 | 0.364 | 1 | 1 | cs | TRUE
21 | LV_6618-2_1_5_line_21 |  | 20 | 80 | 0.018987 | 0.125 | 0.08 | 261 | 0 | 0.364 | 1 | 1 | cs | TRUE
22 | LV_6618-2_1_5_line_22 |  | 21 | 22 | 0.013183 | 0.125 | 0.08 | 261 | 0 | 0.364 | 1 | 1 | cs | TRUE
23 | LV_6618-2_1_5_line_23 |  | 22 | 26 | 0.00575 | 0.125 | 0.08 | 261 | 0 | 0.364 | 1 | 1 | cs | TRUE
24 | LV_6618-2_1_5_line_24 |  | 23 | 24 | 0.007956 | 0.125 | 0.08 | 261 | 0 | 0.364 | 1 | 1 | cs | TRUE
25 | LV_6618-2_1_5_line_25 |  | 23 | 25 | 0.01491 | 0.125 | 0.08 | 261 | 0 | 0.364 | 1 | 1 | cs | TRUE
26 | LV_6618-2_1_5_line_26 |  | 24 | 27 | 0.010572 | 0.125 | 0.08 | 261 | 0 | 0.364 | 1 | 1 | cs | TRUE
27 | LV_6618-2_1_5_line_27 |  | 24 | 28 | 0.034691 | 0.125 | 0.08 | 261 | 0 | 0.364 | 1 | 1 | cs | TRUE
28 | LV_6618-2_1_5_line_28 |  | 25 | 55 | 0.0097099 | 0.125 | 0.08 | 261 | 0 | 0.364 | 1 | 1 | cs | TRUE
29 | LV_6618-2_1_5_line_29 |  | 26 | 28 | 0.0079684 | 0.125 | 0.08 | 261 | 0 | 0.364 | 1 | 1 | cs | TRUE
30 | LV_6618-2_1_5_line_30 |  | 27 | 49 | 0.0043102 | 0.125 | 0.08 | 261 | 0 | 0.364 | 1 | 1 | cs | TRUE
31 | LV_6618-2_1_5_line_31 |  | 29 | 30 | 0.026164 | 0.125 | 0.08 | 261 | 0 | 0.364 | 1 | 4 | cs | TRUE
32 | LV_6618-2_1_5_line_32 |  | 29 | 31 | 0.041163 | 0.125 | 0.08 | 261 | 0 | 0.364 | 1 | 1 | cs | TRUE
33 | LV_6618-2_1_5_line_33 |  | 29 | 32 | 0.027604 | 0.125 | 0.08 | 261 | 0 | 0.364 | 1 | 2 | cs | TRUE
34 | LV_6618-2_1_5_line_34 |  | 30 | 39 | 0.02545 | 0.125 | 0.08 | 261 | 0 | 0.364 | 1 | 1 | cs | TRUE
35 | LV_6618-2_1_5_line_35 |  | 30 | 40 | 0.021974 | 0.125 | 0.08 | 261 | 0 | 0.364 | 1 | 4 | cs | TRUE
36 | LV_6618-2_1_5_line_36 |  | 31 | 48 | 0.073844 | 0.125 | 0.08 | 261 | 0 | 0.364 | 1 | 1 | cs | TRUE
37 | LV_6618-2_1_5_line_37 |  | 32 | 49 | 0.04186 | 0.125 | 0.08 | 261 | 0 | 0.364 | 1 | 1 | cs | TRUE
38 | LV_6618-2_1_5_line_38 |  | 33 | 34 | 0.015641 | 0.125 | 0.08 | 261 | 0 | 0.364 | 1 | 1 | cs | TRUE
39 | LV_6618-2_1_5_line_39 |  | 33 | 35 | 0.012968 | 0.125 | 0.08 | 261 | 0 | 0.364 | 1 | 1 | cs | TRUE
40 | LV_6618-2_1_5_line_40 |  | 34 | 54 | 0.059131 | 0.125 | 0.08 | 261 | 0 | 0.364 | 1 | 1 | cs | TRUE
41 | LV_6618-2_1_5_line_41 |  | 35 | 47 | 0.034739 | 0.125 | 0.08 | 261 | 0 | 0.364 | 1 | 1 | cs | TRUE
42 | LV_6618-2_1_5_line_42 |  | 36 | 37 | 0.013287 | 0.125 | 0.08 | 261 | 0 | 0.364 | 1 | 1 | cs | TRUE
43 | LV_6618-2_1_5_line_43 |  | 36 | 38 | 0.040089 | 0.125 | 0.08 | 261 | 0 | 0.364 | 1 | 1 | cs | TRUE
44 | LV_6618-2_1_5_line_44 |  | 37 | 76 | 0.012633 | 0.125 | 0.08 | 261 | 0 | 0.364 | 1 | 1 | cs | TRUE
45 | LV_6618-2_1_5_line_45 |  | 38 | 77 | 0.034833 | 0.125 | 0.08 | 261 | 0 | 0.364 | 1 | 1 | cs | TRUE
46 | LV_6618-2_1_5_line_46 |  | 40 | 45 | 0.035504 | 0.125 | 0.08 | 261 | 0 | 0.364 | 1 | 4 | cs | TRUE
47 | LV_6618-2_1_5_line_47 |  | 40 | 44 | 0.028384 | 0.125 | 0.08 | 261 | 0 | 0.364 | 1 | 4 | cs | TRUE
48 | LV_6618-2_1_5_line_48 |  | 41 | 42 | 0.028871 | 0.125 | 0.08 | 261 | 0 | 0.364 | 1 | 1 | cs | TRUE
49 | LV_6618-2_1_5_line_49 |  | 41 | 43 | 0.025798 | 0.125 | 0.08 | 261 | 0 | 0.364 | 1 | 4 | cs | TRUE
50 | LV_6618-2_1_5_line_50 |  | 41 | 44 | 0.016852 | 0.125 | 0.08 | 261 | 0 | 0.364 | 1 | 4 | cs | TRUE
51 | LV_6618-2_1_5_line_51 |  | 42 | 46 | 0.032185 | 0.125 | 0.08 | 261 | 0 | 0.364 | 1 | 1 | cs | TRUE
52 | LV_6618-2_1_5_line_52 |  | 42 | 47 | 0.014582 | 0.125 | 0.08 | 261 | 0 | 0.364 | 1 | 1 | cs | TRUE
53 | LV_6618-2_1_5_line_53 |  | 43 | 57 | 0.060763 | 0.125 | 0.08 | 261 | 0 | 0.364 | 1 | 4 | cs | TRUE
54 | LV_6618-2_1_5_line_54 |  | 43 | 58 | 0.018338 | 0.125 | 0.08 | 261 | 0 | 0.364 | 1 | 1 | cs | TRUE
55 | LV_6618-2_1_5_line_55 |  | 45 | 78 | 0.013063 | 0.125 | 0.08 | 261 | 0 | 0.364 | 1 | 1 | cs | TRUE
56 | LV_6618-2_1_5_line_56 |  | 46 | 79 | 0.0332 | 0.125 | 0.08 | 261 | 0 | 0.364 | 1 | 1 | cs | TRUE
57 | LV_6618-2_1_5_line_57 |  | 48 | 80 | 0.0029044 | 0.125 | 0.08 | 261 | 0 | 0.364 | 1 | 1 | cs | TRUE
58 | LV_6618-2_1_5_line_58 |  | 50 | 51 | 0.065038 | 0.125 | 0.08 | 261 | 0 | 0.364 | 1 | 1 | cs | TRUE
59 | LV_6618-2_1_5_line_59 |  | 50 | 52 | 0.06157 | 0.125 | 0.08 | 261 | 0 | 0.364 | 1 | 1 | cs | TRUE
60 | LV_6618-2_1_5_line_60 |  | 50 | 53 | 0.015066 | 0.125 | 0.08 | 261 | 0 | 0.364 | 1 | 1 | cs | TRUE
61 | LV_6618-2_1_5_line_61 |  | 51 | 59 | 0.007012 | 0.125 | 0.08 | 261 | 0 | 0.364 | 1 | 1 | cs | TRUE
62 | LV_6618-2_1_5_line_62 |  | 51 | 60 | 0.017247 | 0.125 | 0.08 | 261 | 0 | 0.364 | 1 | 1 | cs | TRUE
63 | LV_6618-2_1_5_line_63 |  | 52 | 61 | 0.03895 | 0.125 | 0.08 | 261 | 0 | 0.364 | 1 | 1 | cs | TRUE
64 | LV_6618-2_1_5_line_64 |  | 52 | 62 | 0.087021 | 0.125 | 0.08 | 261 | 0 | 0.364 | 1 | 1 | cs | TRUE
65 | LV_6618-2_1_5_line_65 |  | 52 | 63 | 0.026546 | 0.125 | 0.08 | 261 | 0 | 0.364 | 1 | 1 | cs | TRUE
66 | LV_6618-2_1_5_line_66 |  | 52 | 56 | 0.039575 | 0.125 | 0.08 | 261 | 0 | 0.364 | 1 | 2 | cs | TRUE
67 | LV_6618-2_1_5_line_67 |  | 53 | 83 | 0.013283 | 0.125 | 0.08 | 261 | 0 | 0.364 | 1 | 1 | cs | TRUE
68 | LV_6618-2_1_5_line_68 |  | 56 | 57 | 0.021671 | 0.125 | 0.08 | 261 | 0 | 0.364 | 1 | 4 | cs | TRUE
69 | LV_6618-2_1_5_line_69 |  | 58 | 84 | 0.019566 | 0.125 | 0.08 | 261 | 0 | 0.364 | 1 | 1 | cs | TRUE
70 | LV_6618-2_1_5_line_70 |  | 60 | 74 | 0.061539 | 0.125 | 0.08 | 261 | 0 | 0.364 | 1 | 1 | cs | TRUE
71 | LV_6618-2_1_5_line_71 |  | 62 | 64 | 0.004011 | 0.125 | 0.08 | 261 | 0 | 0.364 | 1 | 1 | cs | TRUE
72 | LV_6618-2_1_5_line_72 |  | 62 | 65 | 0.068631 | 0.125 | 0.08 | 261 | 0 | 0.364 | 1 | 1 | cs | TRUE
73 | LV_6618-2_1_5_line_73 |  | 63 | 87 | 0.0026848 | 0.125 | 0.08 | 261 | 0 | 0.364 | 1 | 1 | cs | TRUE
74 | LV_6618-2_1_5_line_74 |  | 64 | 88 | 0.022824 | 0.125 | 0.08 | 261 | 0 | 0.364 | 1 | 1 | cs | TRUE
75 | LV_6618-2_1_5_line_75 |  | 64 | 89 | 0.022838 | 0.125 | 0.08 | 261 | 0 | 0.364 | 1 | 1 | cs | TRUE
76 | LV_6618-2_1_5_line_76 |  | 65 | 90 | 0.0070361 | 0.125 | 0.08 | 261 | 0 | 0.364 | 1 | 1 | cs | TRUE
77 | LV_6618-2_1_5_line_77 |  | 66 | 67 | 0.0052394 | 0.125 | 0.08 | 261 | 0 | 0.364 | 1 | 1 | cs | TRUE
78 | LV_6618-2_1_5_line_78 |  | 66 | 68 | 0.024742 | 0.125 | 0.08 | 261 | 0 | 0.364 | 1 | 1 | cs | TRUE
79 | LV_6618-2_1_5_line_79 |  | 68 | 96 | 0.0076183 | 0.125 | 0.08 | 261 | 0 | 0.364 | 1 | 1 | cs | TRUE
80 | LV_6618-2_1_5_line_80 |  | 68 | 94 | 0.027393 | 0.125 | 0.08 | 261 | 0 | 0.364 | 1 | 1 | cs | TRUE
81 | LV_6618-2_1_5_line_81 |  | 69 | 70 | 0.010232 | 0.125 | 0.08 | 261 | 0 | 0.364 | 1 | 1 | cs | TRUE
82 | LV_6618-2_1_5_line_82 |  | 69 | 71 | 0.0029994 | 0.125 | 0.08 | 261 | 0 | 0.364 | 1 | 1 | cs | TRUE
83 | LV_6618-2_1_5_line_83 |  | 70 | 102 | 0.016021 | 0.125 | 0.08 | 261 | 0 | 0.364 | 1 | 1 | cs | TRUE
84 | LV_6618-2_1_5_line_84 |  | 71 | 103 | 0.0028455 | 0.125 | 0.08 | 261 | 0 | 0.364 | 1 | 1 | cs | TRUE
85 | LV_6618-2_1_5_line_85 |  | 72 | 73 | 0.023559 | 0.125 | 0.08 | 261 | 0 | 0.364 | 1 | 1 | cs | TRUE
86 | LV_6618-2_1_5_line_86 |  | 72 | 74 | 0.13681 | 0.125 | 0.08 | 261 | 0 | 0.364 | 1 | 1 | cs | TRUE
87 | LV_6618-2_1_5_line_87 |  | 73 | 75 | 0.021084 | 0.125 | 0.08 | 261 | 0 | 0.364 | 1 | 1 | cs | TRUE
88 | LV_6618-2_1_5_line_88 |  | 75 | 104 | 0.010594 | 0.125 | 0.08 | 261 | 0 | 0.364 | 1 | 1 | cs | TRUE
89 | LV_6618-2_1_5_line_89 |  | 76 | 110 | 0.012011 | 0.125 | 0.08 | 261 | 0 | 0.364 | 1 | 1 | cs | TRUE
90 | LV_6618-2_1_5_line_90 |  | 77 | 125 | 0.035911 | 0.125 | 0.08 | 261 | 0 | 0.364 | 1 | 1 | cs | TRUE
91 | LV_6618-2_1_5_line_91 |  | 78 | 108 | 0.023838 | 0.125 | 0.08 | 261 | 0 | 0.364 | 1 | 1 | cs | TRUE
92 | LV_6618-2_1_5_line_92 |  | 79 | 82 | 0.00075172 | 0.125 | 0.08 | 261 | 0 | 0.364 | 1 | 1 | cs | TRUE
93 | LV_6618-2_1_5_line_93 |  | 81 | 82 | 0.0031012 | 0.125 | 0.08 | 261 | 0 | 0.364 | 1 | 1 | cs | TRUE
94 | LV_6618-2_1_5_line_94 |  | 83 | 118 | 0.017642 | 0.125 | 0.08 | 261 | 0 | 0.364 | 1 | 1 | cs | TRUE
95 | LV_6618-2_1_5_line_95 |  | 83 | 115 | 0.0053778 | 0.125 | 0.08 | 261 | 0 | 0.364 | 1 | 1 | cs | TRUE
96 | LV_6618-2_1_5_line_96 |  | 84 | 99 | 0.012143 | 0.125 | 0.08 | 261 | 0 | 0.364 | 1 | 1 | cs | TRUE
97 | LV_6618-2_1_5_line_97 |  | 84 | 100 | 0.0056259 | 0.125 | 0.08 | 261 | 0 | 0.364 | 1 | 1 | cs | TRUE
98 | LV_6618-2_1_5_line_98 |  | 85 | 86 | 0.016017 | 0.125 | 0.08 | 261 | 0 | 0.364 | 1 | 1 | cs | TRUE
99 | LV_6618-2_1_5_line_99 |  | 86 | 103 | 0.011965 | 0.125 | 0.08 | 261 | 0 | 0.364 | 1 | 1 | cs | TRUE
100 | LV_6618-2_1_5_line_100 |  | 87 | 166 | 0.037938 | 0.125 | 0.08 | 261 | 0 | 0.364 | 1 | 1 | cs | TRUE
101 | LV_6618-2_1_5_line_101 |  | 88 | 196 | 0.043028 | 0.125 | 0.08 | 261 | 0 | 0.364 | 1 | 1 | cs | TRUE
102 | LV_6618-2_1_5_line_102 |  | 89 | 195 | 0.058587 | 0.125 | 0.08 | 261 | 0 | 0.364 | 1 | 1 | cs | TRUE
103 | LV_6618-2_1_5_line_103 |  | 91 | 92 | 0.0038721 | 0.125 | 0.08 | 261 | 0 | 0.364 | 1 | 1 | cs | TRUE
104 | LV_6618-2_1_5_line_104 |  | 91 | 93 | 0.02025 | 0.125 | 0.08 | 261 | 0 | 0.364 | 1 | 1 | cs | TRUE
105 | LV_6618-2_1_5_line_105 |  | 93 | 94 | 0.033649 | 0.125 | 0.08 | 261 | 0 | 0.364 | 1 | 1 | cs | TRUE
106 | LV_6618-2_1_5_line_106 |  | 94 | 95 | 0.030967 | 0.125 | 0.08 | 261 | 0 | 0.364 | 1 | 1 | cs | TRUE
107 | LV_6618-2_1_5_line_107 |  | 97 | 98 | 0.066998 | 0.125 | 0.08 | 261 | 0 | 0.364 | 1 | 1 | cs | TRUE
108 | LV_6618-2_1_5_line_108 |  | 98 | 178 | 0.0026813 | 0.125 | 0.08 | 261 | 0 | 0.364 | 1 | 1 | cs | TRUE
109 | LV_6618-2_1_5_line_109 |  | 98 | 175 | 0.024037 | 0.125 | 0.08 | 261 | 0 | 0.364 | 1 | 1 | cs | TRUE
110 | LV_6618-2_1_5_line_110 |  | 100 | 101 | 0.00032204 | 0.125 | 0.08 | 261 | 0 | 0.364 | 1 | 1 | cs | TRUE
111 | LV_6618-2_1_5_line_111 |  | 101 | 105 | 0.0392 | 0.125 | 0.08 | 261 | 0 | 0.364 | 1 | 1 | cs | TRUE
112 | LV_6618-2_1_5_line_112 |  | 102 | 104 | 0.016401 | 0.125 | 0.08 | 261 | 0 | 0.364 | 1 | 1 | cs | TRUE
113 | LV_6618-2_1_5_line_113 |  | 106 | 107 | 0.0049079 | 0.125 | 0.08 | 261 | 0 | 0.364 | 1 | 1 | cs | TRUE
114 | LV_6618-2_1_5_line_114 |  | 106 | 108 | 0.021169 | 0.125 | 0.08 | 261 | 0 | 0.364 | 1 | 1 | cs | TRUE
115 | LV_6618-2_1_5_line_115 |  | 108 | 109 | 0.016033 | 0.125 | 0.08 | 261 | 0 | 0.364 | 1 | 1 | cs | TRUE
116 | LV_6618-2_1_5_line_116 |  | 110 | 111 | 0.022706 | 0.125 | 0.08 | 261 | 0 | 0.364 | 1 | 1 | cs | TRUE
117 | LV_6618-2_1_5_line_117 |  | 111 | 112 | 0.00068264 | 0.125 | 0.08 | 261 | 0 | 0.364 | 1 | 1 | cs | TRUE
118 | LV_6618-2_1_5_line_118 |  | 112 | 113 | 0.0053851 | 0.125 | 0.08 | 261 | 0 | 0.364 | 1 | 1 | cs | TRUE
119 | LV_6618-2_1_5_line_119 |  | 113 | 114 | 0.0082469 | 0.125 | 0.08 | 261 | 0 | 0.364 | 1 | 1 | cs | TRUE
120 | LV_6618-2_1_5_line_120 |  | 114 | 134 | 0.014344 | 0.125 | 0.08 | 261 | 0 | 0.364 | 1 | 1 | cs | TRUE
121 | LV_6618-2_1_5_line_121 |  | 115 | 116 | 0.018433 | 0.125 | 0.08 | 261 | 0 | 0.364 | 1 | 1 | cs | TRUE
122 | LV_6618-2_1_5_line_122 |  | 116 | 117 | 0.024267 | 0.125 | 0.08 | 261 | 0 | 0.364 | 1 | 1 | cs | TRUE
123 | LV_6618-2_1_5_line_123 |  | 117 | 119 | 0.025162 | 0.125 | 0.08 | 261 | 0 | 0.364 | 1 | 1 | cs | TRUE
124 | LV_6618-2_1_5_line_124 |  | 118 | 120 | 0.018347 | 0.125 | 0.08 | 261 | 0 | 0.364 | 1 | 1 | cs | TRUE
125 | LV_6618-2_1_5_line_125 |  | 119 | 121 | 0.021544 | 0.125 | 0.08 | 261 | 0 | 0.364 | 1 | 1 | cs | TRUE
126 | LV_6618-2_1_5_line_126 |  | 120 | 122 | 0.010577 | 0.125 | 0.08 | 261 | 0 | 0.364 | 1 | 1 | cs | TRUE
127 | LV_6618-2_1_5_line_127 |  | 121 | 123 | 0.005868 | 0.125 | 0.08 | 261 | 0 | 0.364 | 1 | 1 | cs | TRUE
128 | LV_6618-2_1_5_line_128 |  | 122 | 156 | 0.014635 | 0.125 | 0.08 | 261 | 0 | 0.364 | 1 | 1 | cs | TRUE
129 | LV_6618-2_1_5_line_129 |  | 123 | 124 | 0.014824 | 0.125 | 0.08 | 261 | 0 | 0.364 | 1 | 1 | cs | TRUE
130 | LV_6618-2_1_5_line_130 |  | 124 | 135 | 0.02433 | 0.125 | 0.08 | 261 | 0 | 0.364 | 1 | 1 | cs | TRUE
131 | LV_6618-2_1_5_line_131 |  | 124 | 136 | 0.011654 | 0.125 | 0.08 | 261 | 0 | 0.364 | 1 | 1 | cs | TRUE
132 | LV_6618-2_1_5_line_132 |  | 125 | 126 | 0.017107 | 0.125 | 0.08 | 261 | 0 | 0.364 | 1 | 1 | cs | TRUE
133 | LV_6618-2_1_5_line_133 |  | 126 | 127 | 0.021041 | 0.125 | 0.08 | 261 | 0 | 0.364 | 1 | 1 | cs | TRUE
134 | LV_6618-2_1_5_line_134 |  | 127 | 131 | 0.0017281 | 0.125 | 0.08 | 261 | 0 | 0.364 | 1 | 1 | cs | TRUE
135 | LV_6618-2_1_5_line_135 |  | 128 | 129 | 0.047007 | 0.125 | 0.08 | 261 | 0 | 0.364 | 1 | 1 | cs | TRUE
136 | LV_6618-2_1_5_line_136 |  | 128 | 130 | 0.1194 | 0.125 | 0.08 | 261 | 0 | 0.364 | 1 | 1 | cs | TRUE
137 | LV_6618-2_1_5_line_137 |  | 130 | 132 | 0.062446 | 0.125 | 0.08 | 261 | 0 | 0.364 | 1 | 1 | cs | TRUE
138 | LV_6618-2_1_5_line_138 |  | 130 | 133 | 0.035852 | 0.125 | 0.08 | 261 | 0 | 0.364 | 1 | 1 | cs | TRUE
139 | LV_6618-2_1_5_line_139 |  | 131 | 141 | 0.013803 | 0.125 | 0.08 | 261 | 0 | 0.364 | 1 | 1 | cs | TRUE
140 | LV_6618-2_1_5_line_140 |  | 132 | 165 | 0.052738 | 0.125 | 0.08 | 261 | 0 | 0.364 | 1 | 1 | cs | TRUE
141 | LV_6618-2_1_5_line_141 |  | 133 | 144 | 0.035618 | 0.125 | 0.08 | 261 | 0 | 0.364 | 1 | 1 | cs | TRUE
142 | LV_6618-2_1_5_line_142 |  | 134 | 139 | 0.00087591 | 0.125 | 0.08 | 261 | 0 | 0.364 | 1 | 1 | cs | TRUE
143 | LV_6618-2_1_5_line_143 |  | 135 | 137 | 0.0057612 | 0.125 | 0.08 | 261 | 0 | 0.364 | 1 | 1 | cs | TRUE
144 | LV_6618-2_1_5_line_144 |  | 136 | 138 | 0.036732 | 0.125 | 0.08 | 261 | 0 | 0.364 | 1 | 1 | cs | TRUE
145 | LV_6618-2_1_5_line_145 |  | 137 | 140 | 0.019508 | 0.125 | 0.08 | 261 | 0 | 0.364 | 1 | 1 | cs | TRUE
146 | LV_6618-2_1_5_line_146 |  | 138 | 139 | 0.0027459 | 0.125 | 0.08 | 261 | 0 | 0.364 | 1 | 1 | cs | TRUE
147 | LV_6618-2_1_5_line_147 |  | 140 | 143 | 0.0020593 | 0.125 | 0.08 | 261 | 0 | 0.364 | 1 | 1 | cs | TRUE
148 | LV_6618-2_1_5_line_148 |  | 141 | 142 | 0.0099963 | 0.125 | 0.08 | 261 | 0 | 0.364 | 1 | 1 | cs | TRUE
149 | LV_6618-2_1_5_line_149 |  | 143 | 144 | 0.019407 | 0.125 | 0.08 | 261 | 0 | 0.364 | 1 | 1 | cs | TRUE
150 | LV_6618-2_1_5_line_150 |  | 144 | 145 | 0.017633 | 0.125 | 0.08 | 261 | 0 | 0.364 | 1 | 1 | cs | TRUE
151 | LV_6618-2_1_5_line_151 |  | 145 | 146 | 0.018988 | 0.125 | 0.08 | 261 | 0 | 0.364 | 1 | 1 | cs | TRUE
152 | LV_6618-2_1_5_line_152 |  | 146 | 160 | 0.0074808 | 0.125 | 0.08 | 261 | 0 | 0.364 | 1 | 1 | cs | TRUE
153 | LV_6618-2_1_5_line_153 |  | 147 | 148 | 0.00015941 | 0.125 | 0.08 | 261 | 0 | 0.364 | 1 | 1 | cs | TRUE
154 | LV_6618-2_1_5_line_154 |  | 147 | 149 | 0.0093801 | 0.125 | 0.08 | 261 | 0 | 0.364 | 1 | 1 | cs | TRUE
155 | LV_6618-2_1_5_line_155 |  | 148 | 150 | 0.012047 | 0.125 | 0.08 | 261 | 0 | 0.364 | 1 | 1 | cs | TRUE
156 | LV_6618-2_1_5_line_156 |  | 150 | 151 | 0.0079113 | 0.125 | 0.08 | 261 | 0 | 0.364 | 1 | 1 | cs | TRUE
157 | LV_6618-2_1_5_line_157 |  | 151 | 152 | 0.012246 | 0.125 | 0.08 | 261 | 0 | 0.364 | 1 | 1 | cs | TRUE
158 | LV_6618-2_1_5_line_158 |  | 152 | 164 | 0.013709 | 0.125 | 0.08 | 261 | 0 | 0.364 | 1 | 1 | cs | TRUE
159 | LV_6618-2_1_5_line_159 |  | 153 | 154 | 0.016546 | 0.125 | 0.08 | 261 | 0 | 0.364 | 1 | 1 | cs | TRUE
160 | LV_6618-2_1_5_line_160 |  | 153 | 155 | 0.018785 | 0.125 | 0.08 | 261 | 0 | 0.364 | 1 | 1 | cs | TRUE
161 | LV_6618-2_1_5_line_161 |  | 154 | 156 | 0.017634 | 0.125 | 0.08 | 261 | 0 | 0.364 | 1 | 1 | cs | TRUE
162 | LV_6618-2_1_5_line_162 |  | 155 | 157 | 0.0017965 | 0.125 | 0.08 | 261 | 0 | 0.364 | 1 | 1 | cs | TRUE
163 | LV_6618-2_1_5_line_163 |  | 157 | 158 | 0.016148 | 0.125 | 0.08 | 261 | 0 | 0.364 | 1 | 1 | cs | TRUE
164 | LV_6618-2_1_5_line_164 |  | 158 | 159 | 0.0018661 | 0.125 | 0.08 | 261 | 0 | 0.364 | 1 | 1 | cs | TRUE
165 | LV_6618-2_1_5_line_165 |  | 159 | 163 | 0.0069552 | 0.125 | 0.08 | 261 | 0 | 0.364 | 1 | 1 | cs | TRUE
166 | LV_6618-2_1_5_line_166 |  | 160 | 161 | 0.024842 | 0.125 | 0.08 | 261 | 0 | 0.364 | 1 | 1 | cs | TRUE
167 | LV_6618-2_1_5_line_167 |  | 161 | 162 | 0.008838 | 0.125 | 0.08 | 261 | 0 | 0.364 | 1 | 1 | cs | TRUE
168 | LV_6618-2_1_5_line_168 |  | 163 | 164 | 0.0076498 | 0.125 | 0.08 | 261 | 0 | 0.364 | 1 | 1 | cs | TRUE
169 | LV_6618-2_1_5_line_169 |  | 166 | 167 | 0.034679 | 0.125 | 0.08 | 261 | 0 | 0.364 | 1 | 1 | cs | TRUE
170 | LV_6618-2_1_5_line_170 |  | 166 | 168 | 0.021328 | 0.125 | 0.08 | 261 | 0 | 0.364 | 1 | 1 | cs | TRUE
171 | LV_6618-2_1_5_line_171 |  | 166 | 169 | 0.01502 | 0.125 | 0.08 | 261 | 0 | 0.364 | 1 | 1 | cs | TRUE
172 | LV_6618-2_1_5_line_172 |  | 167 | 170 | 0.023933 | 0.125 | 0.08 | 261 | 0 | 0.364 | 1 | 1 | cs | TRUE
173 | LV_6618-2_1_5_line_173 |  | 167 | 171 | 0.010472 | 0.125 | 0.08 | 261 | 0 | 0.364 | 1 | 1 | cs | TRUE
174 | LV_6618-2_1_5_line_174 |  | 168 | 172 | 0.0090478 | 0.125 | 0.08 | 261 | 0 | 0.364 | 1 | 1 | cs | TRUE
175 | LV_6618-2_1_5_line_175 |  | 169 | 173 | 0.0083159 | 0.125 | 0.08 | 261 | 0 | 0.364 | 1 | 1 | cs | TRUE
176 | LV_6618-2_1_5_line_176 |  | 170 | 174 | 0.040107 | 0.125 | 0.08 | 261 | 0 | 0.364 | 1 | 1 | cs | TRUE
177 | LV_6618-2_1_5_line_177 |  | 171 | 175 | 0.0090996 | 0.125 | 0.08 | 261 | 0 | 0.364 | 1 | 1 | cs | TRUE
178 | LV_6618-2_1_5_line_178 |  | 172 | 176 | 0.014933 | 0.125 | 0.08 | 261 | 0 | 0.364 | 1 | 1 | cs | TRUE
179 | LV_6618-2_1_5_line_179 |  | 173 | 177 | 0.0087305 | 0.125 | 0.08 | 261 | 0 | 0.364 | 1 | 1 | cs | TRUE
180 | LV_6618-2_1_5_line_180 |  | 178 | 179 | 0.009668 | 0.125 | 0.08 | 261 | 0 | 0.364 | 1 | 1 | cs | TRUE
181 | LV_6618-2_1_5_line_181 |  | 178 | 180 | 0.044448 | 0.125 | 0.08 | 261 | 0 | 0.364 | 1 | 1 | cs | TRUE
182 | LV_6618-2_1_5_line_182 |  | 179 | 181 | 0.01202 | 0.125 | 0.08 | 261 | 0 | 0.364 | 1 | 1 | cs | TRUE
183 | LV_6618-2_1_5_line_183 |  | 181 | 182 | 0.02255 | 0.125 | 0.08 | 261 | 0 | 0.364 | 1 | 1 | cs | TRUE
184 | LV_6618-2_1_5_line_184 |  | 182 | 183 | 0.005963 | 0.125 | 0.08 | 261 | 0 | 0.364 | 1 | 1 | cs | TRUE
185 | LV_6618-2_1_5_line_185 |  | 183 | 184 | 0.033039 | 0.125 | 0.08 | 261 | 0 | 0.364 | 1 | 1 | cs | TRUE
186 | LV_6618-2_1_5_line_186 |  | 183 | 185 | 0.006759 | 0.125 | 0.08 | 261 | 0 | 0.364 | 1 | 1 | cs | TRUE
187 | LV_6618-2_1_5_line_187 |  | 184 | 186 | 0.017327 | 0.125 | 0.08 | 261 | 0 | 0.364 | 1 | 1 | cs | TRUE
188 | LV_6618-2_1_5_line_188 |  | 185 | 187 | 0.027388 | 0.125 | 0.08 | 261 | 0 | 0.364 | 1 | 1 | cs | TRUE
189 | LV_6618-2_1_5_line_189 |  | 186 | 188 | 0.0053874 | 0.125 | 0.08 | 261 | 0 | 0.364 | 1 | 1 | cs | TRUE
190 | LV_6618-2_1_5_line_190 |  | 187 | 189 | 0.082806 | 0.125 | 0.08 | 261 | 0 | 0.364 | 1 | 1 | cs | TRUE
191 | LV_6618-2_1_5_line_191 |  | 187 | 190 | 0.037115 | 0.125 | 0.08 | 261 | 0 | 0.364 | 1 | 1 | cs | TRUE
192 | LV_6618-2_1_5_line_192 |  | 189 | 193 | 0.046337 | 0.125 | 0.08 | 261 | 0 | 0.364 | 1 | 1 | cs | TRUE
193 | LV_6618-2_1_5_line_193 |  | 190 | 192 | 0.0049016 | 0.125 | 0.08 | 261 | 0 | 0.364 | 1 | 1 | cs | TRUE
194 | LV_6618-2_1_5_line_194 |  | 191 | 192 | 0.0019302 | 0.125 | 0.08 | 261 | 0 | 0.364 | 1 | 1 | cs | TRUE
195 | LV_6618-2_1_5_line_195 |  | 193 | 194 | 0.014423 | 0.125 | 0.08 | 261 | 0 | 0.364 | 1 | 1 | cs | TRUE

## trafo
| name | std_type | hv_bus | lv_bus | sn_mva | vn_hv_kv | vn_lv_kv | vk_percent | vkr_percent | pfe_kw | i0_percent | shift_degree | tap_side | tap_neutral | tap_min | tap_max | tap_step_percent | tap_step_degree | tap_pos | tap_phase_shifter | parallel | df | in_service
0 | LV_6618-2_1_5_trafo_89 | 0.63 MVA 20/0.4 kV | 197 | 45 | 0.63 | 20 | 0.4 | 6 | 1.206 | 1.65 | 0.2619 | 150 | hv | 0 | -2 | 2 | 2.5 | 0 | 0 | FALSE | 1 | 1 | TRUE

## line_geodata
| x0 | y0 | x1 | y1 | x2 | y2 | x3 | y3 | x4 | y4 | x5 | y5 | x6 | y6 | x7 | y7 | x8 | y8 | x9 | y9 | x10 | y10 | x11 | y11 | x12 | y12 | x13 | y13 | x14 | y14
0 | 2495890.625 | 1114886.9465 | 2495885.7347 | 1114883.2205 | 2495872.2714 | 1114871.478 | 2495871.2066 | 1114870.4791
1 | 2495890.625 | 1114886.9465 | 2495897.2937 | 1114892.0274 | 2495897.2937 | 1114892.0274
2 | 2495801.9747 | 1114880.2394 | 2495795.479 | 1114886.4026
3 | 2495781.3605 | 1114899.3826 | 2495790.3878 | 1114891.2331 | 2495795.479 | 1114886.4026
4 | 2495906.2662 | 1114898.0077 | 2495897.2937 | 1114892.0274
5 | 2495923.9492 | 1114909.7938 | 2495916.3689 | 1114904.7414
6 | 2495923.9492 | 1114909.7938 | 2495926.4681 | 1114911.4728
7 | 2495906.2662 | 1114898.0077 | 2495916.3689 | 1114904.7414
8 | 2495950.703 | 1114924.8981 | 2495934.304 | 1114916.6956 | 2495926.4681 | 1114911.4728
9 | 2495966.7662 | 1114932.9327 | 2495950.703 | 1114924.8981
10 | 2495966.7662 | 1114932.9327 | 2495967.8427 | 1114933.4712
11 | 2495985.0556 | 1114941.9171 | 2495971.3084 | 1114935.2046 | 2495967.8427 | 1114933.4712
12 | 2495551.4063 | 1115009.1497 | 2495561.2171 | 1115008.8358 | 2495572.8804 | 1115009.7907 | 2495575.2896 | 1115009.9585
13 | 2495582.7317 | 1115010.4768 | 2495575.2896 | 1115009.9585
14 | 2495525.9487 | 1114986.2522 | 2495549.0203 | 1115004.7103 | 2495551.4063 | 1115009.1497
15 | 2495582.7317 | 1115010.4768 | 2495599.0125 | 1115010.0401 | 2495611.9411 | 1115008.6829 | 2495618.0052 | 1115007.9716
16 | 2495525.9487 | 1114986.2522 | 2495547.7743 | 1114960.9337
17 | 2495618.0052 | 1115007.9716 | 2495621.4986 | 1115007.5618 | 2495637.2457 | 1115006.3997
18 | 2495547.7743 | 1114960.9337 | 2495600.1126 | 1114945.3464
19 | 2495637.2457 | 1115006.3997 | 2495646.9516 | 1115005.6835
20 | 2495600.1126 | 1114945.3464 | 2495607.2306 | 1114937.3272
21 | 2495665.8876 | 1115004.2867 | 2495657.8753 | 1115004.8774 | 2495646.9516 | 1115005.6835
22 | 2495777.3656 | 1114895.2376 | 2495770.8862 | 1114895.2714 | 2495767.6822 | 1114896.2383 | 2495765.0458 | 1114898.3159
23 | 2495777.3656 | 1114895.2376 | 2495781.3605 | 1114899.3826
24 | 2495741.4975 | 1114926.1306 | 2495749.346 | 1114927.563
25 | 2495731.4653 | 1114935.1203 | 2495732.2774 | 1114934.7394 | 2495734.7979 | 1114933.5507 | 2495737.4342 | 1114932.3601 | 2495740.5609 | 1114930.9387 | 2495741.0892 | 1114927.9833 | 2495741.4975 | 1114926.1306
26 | 2495749.346 | 1114927.563 | 2495744.6046 | 1114937.0174
27 | 2495749.346 | 1114927.563 | 2495758.3247 | 1114920.1814 | 2495775.4461 | 1114904.7226
28 | 2495731.4653 | 1114935.1203 | 2495734.148 | 1114940.6554 | 2495735.3237 | 1114944.0145
29 | 2495781.3605 | 1114899.3826 | 2495775.4461 | 1114904.7226
30 | 2495744.6046 | 1114937.0174 | 2495746.5449 | 1114939.8079 | 2495747.098 | 1114940.5322
31 | 2495770.1092 | 1115004.8214 | 2495772.709 | 1115008.2344 | 2495776.1074 | 1115010.0326 | 2495783.1828 | 1115011.8786 | 2495792.944 | 1115016.3022
32 | 2495739.6545 | 1114986.3452 | 2495740.0939 | 1114987.6385 | 2495741.4524 | 1114991.6287 | 2495742.7049 | 1114995.2873 | 2495743.0304 | 1114996.249 | 2495746.3454 | 1115002.1734 | 2495750.9883 | 1115002.6938 | 2495756.3586 | 1115003.2906 | 2495759.5313 | 1115003.6473 | 2495760.4211 | 1115003.7431 | 2495768.9021 | 1115004.6866 | 2495770.1092 | 1115004.8214
33 | 2495770.1092 | 1115004.8214 | 2495768.7942 | 1115000.6636 | 2495767.1005 | 1114989.33 | 2495765.1219 | 1114982.9711 | 2495762.7836 | 1114978.4117
34 | 2495792.944 | 1115016.3022 | 2495795.4139 | 1115011.2787 | 2495808.1336 | 1114996.0056
35 | 2495792.944 | 1115016.3022 | 2495813.6484 | 1115023.8284
36 | 2495739.6545 | 1114986.3452 | 2495737.0986 | 1114988.6129 | 2495734.121 | 1114990.1652 | 2495728.3018 | 1114991.7554 | 2495709.3399 | 1114997.5079 | 2495694.0787 | 1115001.5401 | 2495685.0422 | 1115002.8745 | 2495668.7842 | 1115004.0731
37 | 2495762.7836 | 1114978.4117 | 2495761.6854 | 1114976.2705 | 2495759.8713 | 1114972.7328 | 2495754.7456 | 1114963.4707 | 2495752.8725 | 1114960.1008 | 2495750.1195 | 1114954.9672 | 2495747.3585 | 1114949.8225 | 2495746.7834 | 1114946.4748 | 2495746.6751 | 1114943.3302 | 2495747.098 | 1114940.5322 | 2495747.098 | 1114940.5322
38 | 2495769.7988 | 1115040.594 | 2495771.1184 | 1115039.1815 | 2495772.8636 | 1115038.2731 | 2495774.8315 | 1115038.1836 | 2495784.488 | 1115039.6739
39 | 2495784.488 | 1115039.6739 | 2495796.649 | 1115044.1782
40 | 2495769.7988 | 1115040.594 | 2495768.0591 | 1115044.9601 | 2495766.395 | 1115053.7166 | 2495767.7401 | 1115099.2146
41 | 2495829.0025 | 1115056.8207 | 2495807.2625 | 1115048.1094 | 2495796.649 | 1115044.1782
42 | 2495768.421 | 1115117.956 | 2495772.173 | 1115119.2145 | 2495778.8673 | 1115125.7127
43 | 2495768.421 | 1115117.956 | 2495767.0737 | 1115121.337 | 2495764.3053 | 1115156.9852 | 2495764.2489 | 1115157.677
44 | 2495787.9317 | 1115134.5118 | 2495778.8673 | 1115125.7127
45 | 2495760.9242 | 1115192.3496 | 2495763.2661 | 1115169.7334 | 2495763.8782 | 1115162.2292 | 2495764.2489 | 1115157.677
46 | 2495813.6484 | 1115023.8284 | 2495834.9966 | 1114995.4601
47 | 2495813.6484 | 1115023.8284 | 2495839.9058 | 1115034.608
48 | 2495842.5384 | 1115062.2446 | 2495844.1064 | 1115058.2151 | 2495845.2452 | 1115055.2825 | 2495845.637 | 1115054.264 | 2495849.7268 | 1115055.8502 | 2495850.2076 | 1115054.6189 | 2495850.7475 | 1115053.2309 | 2495851.3758 | 1115051.5969 | 2495852.0119 | 1115049.9627 | 2495852.5444 | 1115048.5971 | 2495853.6242 | 1115045.8212 | 2495854.3491 | 1115043.9631 | 2495855.3696 | 1115041.3327 | 2495855.4953 | 1115041.0081
49 | 2495879.0719 | 1115051.6315 | 2495855.4953 | 1115041.0081
50 | 2495855.4953 | 1115041.0081 | 2495839.9058 | 1115034.608
51 | 2495842.5384 | 1115062.2446 | 2495850.2359 | 1115065.2363 | 2495858.8798 | 1115068.0227 | 2495873.1077 | 1115072.258
52 | 2495842.5384 | 1115062.2446 | 2495829.0025 | 1115056.8207
53 | 2495879.0719 | 1115051.6315 | 2495894.4821 | 1115058.9489 | 2495913.9747 | 1115068.3308 | 2495933.6732 | 1115078.2851
54 | 2495879.0719 | 1115051.6315 | 2495883.0354 | 1115049.4731 | 2495890.6584 | 1115037.9395
55 | 2495842.851 | 1114985.0228 | 2495834.9966 | 1114995.4601
56 | 2495873.1077 | 1115072.258 | 2495884.125 | 1115075.5376 | 2495897.4282 | 1115081.1457 | 2495903.9741 | 1115084.303
57 | 2495668.7842 | 1115004.0731 | 2495665.8876 | 1115004.2867
58 | 2495975.0291 | 1115121.9153 | 2495977.3807 | 1115119.44 | 2495983.6746 | 1115123.4566 | 2495987.3039 | 1115123.4276 | 2495989.7959 | 1115122.8288 | 2495991.9141 | 1115122.0475 | 2495993.4938 | 1115120.9418 | 2495995.6003 | 1115118.1372 | 2496007.5606 | 1115125.1584 | 2496018.1074 | 1115127.2341 | 2496031.5972 | 1115135.1741
59 | 2495975.0291 | 1115121.9153 | 2495977.3807 | 1115119.44 | 2495983.6746 | 1115123.4566 | 2495987.3039 | 1115123.4276 | 2495989.7959 | 1115122.8288 | 2495991.9141 | 1115122.0475 | 2495993.4938 | 1115120.9418 | 2495995.6003 | 1115118.1372 | 2495999.8636 | 1115112.3047 | 2496001.9397 | 1115109.078 | 2496005.0949 | 1115105.277 | 2496002.0683 | 1115102.1826 | 2495997.2174 | 1115101.2431 | 2495990.639 | 1115101.7898 | 2495990.2918 | 1115096.8704
60 | 2495975.0291 | 1115121.9153 | 2495970.103 | 1115126.4807 | 2495964.6615 | 1115132.8139
61 | 2496035.3413 | 1115129.2393 | 2496031.5972 | 1115135.1741
62 | 2496031.5972 | 1115135.1741 | 2496046.4617 | 1115143.9209
63 | 2495990.2918 | 1115096.8704 | 2496000.5331 | 1115095.9939 | 2496008.7857 | 1115093.9953 | 2496028.2406 | 1115088.6354
64 | 2495990.2918 | 1115096.8704 | 2495990.639 | 1115101.7898 | 2495997.2174 | 1115101.2431 | 2496018.6609 | 1115096.0825 | 2496040.3064 | 1115090.0957 | 2496050.2023 | 1115088.8917 | 2496057.1633 | 1115088.5831 | 2496064.4166 | 1115088.6586 | 2496071.0946 | 1115089.8558
65 | 2495990.2918 | 1115096.8704 | 2495991.401 | 1115091.7592 | 2496000.0579 | 1115072.2799
66 | 2495952.5511 | 1115088.9251 | 2495971.1357 | 1115097.1665 | 2495975.6041 | 1115097.8679 | 2495990.2918 | 1115096.8704
67 | 2495956.0048 | 1115142.889 | 2495964.6615 | 1115132.8139
68 | 2495952.5511 | 1115088.9251 | 2495934.6986 | 1115078.8033 | 2495933.6732 | 1115078.2851
69 | 2495901.447 | 1115021.6164 | 2495890.6584 | 1115037.9395
70 | 2496099.4995 | 1115175.13 | 2496046.4617 | 1115143.9209
71 | 2496071.0946 | 1115089.8558 | 2496073.3334 | 1115090.2509 | 2496075.0319 | 1115090.6665
72 | 2496071.0946 | 1115089.8558 | 2496093.1494 | 1115030.3614 | 2496088.3702 | 1115028.3637
73 | 2496001.1482 | 1115069.8265 | 2496000.0579 | 1115072.2799
74 | 2496075.0319 | 1115090.6665 | 2496080.3831 | 1115092.409 | 2496086.6937 | 1115094.7021 | 2496096.358 | 1115098.9056
75 | 2496075.0319 | 1115090.6665 | 2496083.5909 | 1115069.4925
76 | 2496088.3702 | 1115028.3637 | 2496081.8785 | 1115025.6502
77 | 2495677.4436 | 1114895.9038 | 2495680.626 | 1114891.7416
78 | 2495680.626 | 1114891.7416 | 2495663.7655 | 1114873.634
79 | 2495668.8227 | 1114867.9364 | 2495663.7655 | 1114873.634
80 | 2495645.5811 | 1114894.1209 | 2495663.7655 | 1114873.634
81 | 2496139.8225 | 1115221.6156 | 2496148.6478 | 1115226.7931
82 | 2496139.8225 | 1115221.6156 | 2496137.2348 | 1115220.099
83 | 2496162.4659 | 1115234.8998 | 2496148.6478 | 1115226.7931
84 | 2496134.7798 | 1115218.6603 | 2496137.2348 | 1115220.099
85 | 2496203.9355 | 1115259.2286 | 2496205.5414 | 1115256.4994 | 2496206.5703 | 1115254.8029 | 2496207.3285 | 1115253.5335 | 2496210.8005 | 1115255.5864 | 2496211.3336 | 1115254.6989 | 2496212.1069 | 1115253.407 | 2496213.0001 | 1115251.9019 | 2496213.8933 | 1115250.3967 | 2496215.7027 | 1115247.3749 | 2496217.4066 | 1115244.5105
86 | 2496217.4066 | 1115244.5105 | 2496099.4995 | 1115175.13
87 | 2496203.9355 | 1115259.2286 | 2496185.7496 | 1115248.5596
88 | 2496185.7496 | 1115248.5596 | 2496176.612 | 1115243.1988
89 | 2495796.5498 | 1115142.8775 | 2495787.9317 | 1115134.5118
90 | 2495758.2335 | 1115228.1574 | 2495760.3528 | 1115197.8682 | 2495760.9242 | 1115192.3496
91 | 2495857.1847 | 1114965.9756 | 2495842.851 | 1114985.0228
92 | 2495904.6512 | 1115084.6296 | 2495903.9741 | 1115084.303
93 | 2495907.4444 | 1115085.9768 | 2495904.6512 | 1115084.6296
94 | 2495956.0048 | 1115142.889 | 2495968.469 | 1115155.3747
95 | 2495956.0048 | 1115142.889 | 2495952.4142 | 1115146.8927
96 | 2495901.447 | 1115021.6164 | 2495890.8032 | 1115015.7179
97 | 2495901.447 | 1115021.6164 | 2495904.4543 | 1115016.8618
98 | 2496124.5208 | 1115212.5152 | 2496111.773 | 1115202.8176
99 | 2496134.7798 | 1115218.6603 | 2496125.2805 | 1115213.093 | 2496124.5208 | 1115212.5152
100 | 2496016.5555 | 1115035.1576 | 2496001.1482 | 1115069.8265
101 | 2496074.0449 | 1115135.7121 | 2496094.1535 | 1115103.2017 | 2496096.358 | 1115098.9056
102 | 2496083.5909 | 1115069.4925 | 2496100.4796 | 1115027.7117 | 2496113.135 | 1115032.4731
103 | 2495607.2306 | 1114937.3272 | 2495609.801 | 1114934.4313
104 | 2495623.2439 | 1114919.2863 | 2495609.801 | 1114934.4313
105 | 2495645.5811 | 1114894.1209 | 2495623.2439 | 1114919.2863
106 | 2495645.5811 | 1114894.1209 | 2495632.4255 | 1114866.0874
107 | 2496048.4318 | 1114963.6459 | 2495985.0556 | 1114941.9171
108 | 2496049.5761 | 1114961.221 | 2496048.4318 | 1114963.6459
109 | 2496038.4328 | 1114985.5046 | 2496046.6773 | 1114967.3636 | 2496048.4318 | 1114963.6459
110 | 2495904.6265 | 1115016.5896 | 2495904.4543 | 1115016.8618
111 | 2495910.9046 | 1114983.7185 | 2495918.4393 | 1114994.7515 | 2495904.6265 | 1115016.5896
112 | 2496162.4659 | 1115234.8998 | 2496176.612 | 1115243.1988
113 | 2495842.6005 | 1114945.1911 | 2495846.3115 | 1114948.4029
114 | 2495857.1847 | 1114965.9756 | 2495851.8205 | 1114953.1708 | 2495846.3115 | 1114948.4029
115 | 2495857.1847 | 1114965.9756 | 2495860.582 | 1114965.9171 | 2495871.0611 | 1114972.9774
116 | 2495796.5498 | 1115142.8775 | 2495812.8423 | 1115158.693
117 | 2495812.8423 | 1115158.693 | 2495813.3321 | 1115159.1684
118 | 2495813.3321 | 1115159.1684 | 2495817.1961 | 1115162.9193
119 | 2495823.1135 | 1115168.6634 | 2495817.1961 | 1115162.9193
120 | 2495823.1135 | 1115168.6634 | 2495833.4057 | 1115178.6543
121 | 2495952.4142 | 1115146.8927 | 2495948.3891 | 1115151.3809 | 2495946.04 | 1115154.0008 | 2495940.1314 | 1115160.6371
122 | 2495921.7284 | 1115176.4297 | 2495931.1568 | 1115168.766 | 2495939.3346 | 1115161.5319 | 2495940.1314 | 1115160.6371
123 | 2495921.7284 | 1115176.4297 | 2495921.0116 | 1115177.0124 | 2495911.3475 | 1115184.4945 | 2495901.7679 | 1115191.7494
124 | 2495968.469 | 1115155.3747 | 2495981.4308 | 1115168.3588
125 | 2495884.5936 | 1115204.7559 | 2495901.7679 | 1115191.7494
126 | 2495988.0064 | 1115176.4048 | 2495988.0064 | 1115176.4048 | 2495987.2343 | 1115174.1722 | 2495981.4308 | 1115168.3588
127 | 2495884.5936 | 1115204.7559 | 2495879.9157 | 1115208.2986
128 | 2495988.0064 | 1115176.4048 | 2495987.6062 | 1115179.1802 | 2495985.5826 | 1115183.2175 | 2495980.591 | 1115188.5648
129 | 2495868.0984 | 1115217.2482 | 2495879.9157 | 1115208.2986
130 | 2495868.0984 | 1115217.2482 | 2495869.2129 | 1115218.73 | 2495882.7409 | 1115236.679
131 | 2495868.0984 | 1115217.2482 | 2495860.8768 | 1115208.1015
132 | 2495758.2335 | 1115228.1574 | 2495769.283 | 1115241.2175
133 | 2495769.283 | 1115241.2175 | 2495782.8735 | 1115257.2807
134 | 2495782.8735 | 1115257.2807 | 2495783.9896 | 1115258.5999
135 | 2495840.4965 | 1115327.5824 | 2495810.8751 | 1115291.0245
136 | 2495840.4965 | 1115327.5824 | 2495847.0957 | 1115325.5676 | 2495865.8006 | 1115318.8414 | 2495872.0232 | 1115316.4773 | 2495877.4872 | 1115314.9156 | 2495881.597 | 1115314.5336 | 2495886.1861 | 1115314.6325 | 2495890.5734 | 1115315.124 | 2495895.3339 | 1115316.2095 | 2495905.2497 | 1115319.7745 | 2495940.051 | 1115332.462 | 2495943.7828 | 1115333.454 | 2495946.1936 | 1115333.9796 | 2495947.7906 | 1115333.8854 | 2495953.9278 | 1115331.0447
137 | 2495953.9278 | 1115331.0447 | 2495959.8864 | 1115338.9251 | 2495998.9713 | 1115351.0278 | 2496009.9286 | 1115354.9865
138 | 2495953.9278 | 1115331.0447 | 2495940.2003 | 1115312.858 | 2495937.5058 | 1115309.3132 | 2495932.3265 | 1115302.4305
139 | 2495792.9052 | 1115269.1378 | 2495783.9896 | 1115258.5999
140 | 2496009.9286 | 1115354.9865 | 2496013.1113 | 1115351.8965 | 2496038.1596 | 1115328.2622 | 2496048.4626 | 1115318.8682
141 | 2495910.9101 | 1115273.9702 | 2495932.3265 | 1115302.4305
142 | 2495833.4057 | 1115178.6543 | 2495834.0342 | 1115179.2644
143 | 2495886.2085 | 1115241.2798 | 2495882.7409 | 1115236.679
144 | 2495860.8768 | 1115208.1015 | 2495851.4791 | 1115196.1985 | 2495836.0045 | 1115181.177
145 | 2495886.2085 | 1115241.2798 | 2495897.9499 | 1115256.8584
146 | 2495834.0342 | 1115179.2644 | 2495836.0045 | 1115181.177
147 | 2495899.1894 | 1115258.5029 | 2495897.9499 | 1115256.8584
148 | 2495799.3618 | 1115276.7691 | 2495792.9052 | 1115269.1378
149 | 2495910.9101 | 1115273.9702 | 2495906.786 | 1115268.5821 | 2495899.1894 | 1115258.5029
150 | 2495910.9101 | 1115273.9702 | 2495924.3128 | 1115262.5114
151 | 2495924.3128 | 1115262.5114 | 2495938.7454 | 1115250.1721
152 | 2495938.7454 | 1115250.1721 | 2495944.4314 | 1115245.3107
153 | 2496044.5342 | 1115210.2242 | 2496044.4098 | 1115210.3239
154 | 2496051.8545 | 1115204.3592 | 2496044.5342 | 1115210.2242
155 | 2496044.4098 | 1115210.3239 | 2496035.0084 | 1115217.8563
156 | 2496028.8343 | 1115222.803 | 2496035.0084 | 1115217.8563
157 | 2496028.8343 | 1115222.803 | 2496019.2771 | 1115230.4602
158 | 2496008.5783 | 1115239.0321 | 2496019.2771 | 1115230.4602
159 | 2495974.0306 | 1115216.1171 | 2495968.5712 | 1115208.5038 | 2495967.8883 | 1115204.7242 | 2495968.5581 | 1115201.4551 | 2495968.5581 | 1115201.4551
160 | 2495984.9778 | 1115231.3832 | 2495974.0306 | 1115216.1171
161 | 2495968.5581 | 1115201.4551 | 2495980.591 | 1115188.5648
162 | 2495984.9778 | 1115231.3832 | 2495986.0247 | 1115232.8432
163 | 2495986.0247 | 1115232.8432 | 2495995.4349 | 1115245.966 | 2495995.4349 | 1115245.966
164 | 2495997.069 | 1115246.8672 | 2495995.4349 | 1115245.966
165 | 2496002.6083 | 1115243.8152 | 2495998.0937 | 1115247.4324 | 2495997.069 | 1115246.8672
166 | 2495937.7252 | 1115224.1088 | 2495946.3158 | 1115236.0261 | 2495947.0429 | 1115241.4838 | 2495944.6725 | 1115245.1046 | 2495944.4314 | 1115245.3107
167 | 2495932.5571 | 1115216.9394 | 2495937.7252 | 1115224.1088
168 | 2496002.6083 | 1115243.8152 | 2496008.5783 | 1115239.0321
169 | 2496030.335 | 1115003.3228 | 2496016.5555 | 1115035.1576
170 | 2496016.5555 | 1115035.1576 | 2495997.1394 | 1115026.3327
171 | 2496016.5555 | 1115035.1576 | 2496020.3546 | 1115035.1145 | 2496023.7845 | 1115036.0562 | 2496026.9831 | 1115037.9247 | 2496029.0877 | 1115039.9454 | 2496030.0166 | 1115040.4177
172 | 2496030.335 | 1115003.3228 | 2496052.5309 | 1115012.275
173 | 2496030.335 | 1115003.3228 | 2496034.6679 | 1114993.7888
174 | 2495997.1394 | 1115026.3327 | 2495988.9025 | 1115022.589
175 | 2496037.4291 | 1115044.1872 | 2496030.0166 | 1115040.4177
176 | 2496052.5309 | 1115012.275 | 2496061.4281 | 1115015.8635 | 2496073.4691 | 1114987.8265
177 | 2496034.6679 | 1114993.7888 | 2496038.4328 | 1114985.5046
178 | 2495975.3077 | 1115016.4099 | 2495988.9025 | 1115022.589
179 | 2496037.4291 | 1115044.1872 | 2496045.2113 | 1115048.1445
180 | 2496049.5761 | 1114961.221 | 2496053.5373 | 1114952.4018
181 | 2496049.5761 | 1114961.221 | 2496092.9588 | 1114970.8938
182 | 2496058.462 | 1114941.4374 | 2496053.5373 | 1114952.4018
183 | 2496067.7012 | 1114920.867 | 2496058.462 | 1114941.4374
184 | 2496070.1444 | 1114915.4275 | 2496067.7012 | 1114920.867
185 | 2496070.1444 | 1114915.4275 | 2496077.0421 | 1114915.02 | 2496078.5886 | 1114915.1268 | 2496085.7384 | 1114916.8051 | 2496096.288 | 1114919.4702 | 2496102.4073 | 1114921.1792
186 | 2496070.1444 | 1114915.4275 | 2496072.914 | 1114909.262
187 | 2496119.0964 | 1114925.8344 | 2496114.8114 | 1114924.5777 | 2496104.3512 | 1114921.7221 | 2496102.4073 | 1114921.1792
188 | 2496084.137 | 1114884.2785 | 2496072.914 | 1114909.262
189 | 2496124.2661 | 1114927.3505 | 2496119.0964 | 1114925.8344
190 | 2496084.137 | 1114884.2785 | 2496164.1707 | 1114905.5272
191 | 2496084.137 | 1114884.2785 | 2496054.2107 | 1114875.4089 | 2496048.5143 | 1114873.8647
192 | 2496164.1707 | 1114905.5272 | 2496172.9905 | 1114907.8688 | 2496193.2892 | 1114913.8134 | 2496208.247 | 1114919.6605
193 | 2496048.5143 | 1114873.8647 | 2496043.7834 | 1114872.5822
194 | 2496041.9205 | 1114872.0772 | 2496043.7834 | 1114872.5822
195 | 2496221.4423 | 1114925.4791 | 2496209.9911 | 1114920.3422 | 2496208.247 | 1114919.6605

## bus_geodata
| x | y | coords
0 | 2495871.2066 | 1114870.4791
1 | 2495890.625 | 1114886.9465
2 | 2495801.9747 | 1114880.2394
3 | 2495795.479 | 1114886.4026
4 | 2495897.2937 | 1114892.0274
5 | 2495923.9492 | 1114909.7938
6 | 2495916.3689 | 1114904.7414
7 | 2495926.4681 | 1114911.4728
8 | 2495906.2662 | 1114898.0077
9 | 2495950.703 | 1114924.8981
10 | 2495966.7662 | 1114932.9327
11 | 2495967.8427 | 1114933.4712
12 | 2495575.2896 | 1115009.9585
13 | 2495551.4063 | 1115009.1497
14 | 2495582.7317 | 1115010.4768
15 | 2495525.9487 | 1114986.2522
16 | 2495618.0052 | 1115007.9716
17 | 2495547.7743 | 1114960.9337
18 | 2495637.2457 | 1115006.3997
19 | 2495600.1126 | 1114945.3464
20 | 2495646.9516 | 1115005.6835
21 | 2495765.0458 | 1114898.3159
22 | 2495777.3656 | 1114895.2376
23 | 2495741.4975 | 1114926.1306
24 | 2495749.346 | 1114927.563
25 | 2495731.4653 | 1114935.1203
26 | 2495781.3605 | 1114899.3826
27 | 2495744.6046 | 1114937.0174
28 | 2495775.4461 | 1114904.7226
29 | 2495770.1092 | 1115004.8214
30 | 2495792.944 | 1115016.3022
31 | 2495739.6545 | 1114986.3452
32 | 2495762.7836 | 1114978.4117
33 | 2495784.4881 | 1115039.6739
34 | 2495769.7989 | 1115040.594
35 | 2495796.649 | 1115044.1782
36 | 2495768.421 | 1115117.956
37 | 2495778.8673 | 1115125.7127
38 | 2495764.2489 | 1115157.677
39 | 2495808.1336 | 1114996.0056
40 | 2495813.6484 | 1115023.8284
41 | 2495855.4953 | 1115041.0081
42 | 2495842.5384 | 1115062.2446
43 | 2495879.0719 | 1115051.6315
44 | 2495839.9058 | 1115034.608
45 | 2495834.9966 | 1114995.4601
46 | 2495873.1077 | 1115072.258
47 | 2495829.0025 | 1115056.8207
48 | 2495668.7842 | 1115004.0731
49 | 2495747.098 | 1114940.5322
50 | 2495975.0291 | 1115121.9153
51 | 2496031.5972 | 1115135.1741
52 | 2495990.2918 | 1115096.8704
53 | 2495964.6615 | 1115132.8139
54 | 2495767.7401 | 1115099.2146
55 | 2495735.3237 | 1114944.0145
56 | 2495952.5511 | 1115088.9251
57 | 2495933.6732 | 1115078.2851
58 | 2495890.6584 | 1115037.9395
59 | 2496035.3413 | 1115129.2393
60 | 2496046.4617 | 1115143.9209
61 | 2496028.2406 | 1115088.6355
62 | 2496071.0946 | 1115089.8558
63 | 2496000.0579 | 1115072.2799
64 | 2496075.0319 | 1115090.6665
65 | 2496088.3702 | 1115028.3637
66 | 2495680.626 | 1114891.7416
67 | 2495677.4436 | 1114895.9038
68 | 2495663.7655 | 1114873.634
69 | 2496139.8225 | 1115221.6156
70 | 2496148.6478 | 1115226.7931
71 | 2496137.2348 | 1115220.099
72 | 2496217.4066 | 1115244.5105
73 | 2496203.9355 | 1115259.2286
74 | 2496099.4995 | 1115175.13
75 | 2496185.7496 | 1115248.5596
76 | 2495787.9317 | 1115134.5118
77 | 2495760.9242 | 1115192.3496
78 | 2495842.851 | 1114985.0228
79 | 2495903.9741 | 1115084.303
80 | 2495665.8876 | 1115004.2867
81 | 2495907.4444 | 1115085.9768
82 | 2495904.6512 | 1115084.6296
83 | 2495956.0048 | 1115142.889
84 | 2495901.447 | 1115021.6164
85 | 2496111.773 | 1115202.8176
86 | 2496124.5208 | 1115212.5152
87 | 2496001.1482 | 1115069.8265
88 | 2496096.358 | 1115098.9056
89 | 2496083.5909 | 1115069.4925
90 | 2496081.8785 | 1115025.6502
91 | 2495609.801 | 1114934.4313
92 | 2495607.2306 | 1114937.3272
93 | 2495623.2439 | 1114919.2863
94 | 2495645.5811 | 1114894.1209
95 | 2495632.4255 | 1114866.0874
96 | 2495668.8227 | 1114867.9364
97 | 2495985.0556 | 1114941.9171
98 | 2496048.4318 | 1114963.6459
99 | 2495890.8032 | 1115015.7179
100 | 2495904.4543 | 1115016.8618
101 | 2495904.6265 | 1115016.5896
102 | 2496162.4659 | 1115234.8998
103 | 2496134.7798 | 1115218.6603
104 | 2496176.612 | 1115243.1988
105 | 2495910.9046 | 1114983.7185
106 | 2495846.3115 | 1114948.4029
107 | 2495842.6005 | 1114945.1911
108 | 2495857.1847 | 1114965.9756
109 | 2495871.0611 | 1114972.9774
110 | 2495796.5498 | 1115142.8775
111 | 2495812.8423 | 1115158.693
112 | 2495813.3321 | 1115159.1684
113 | 2495817.1961 | 1115162.9193
114 | 2495823.1135 | 1115168.6634
115 | 2495952.4142 | 1115146.8927
116 | 2495940.1314 | 1115160.6371
117 | 2495921.7284 | 1115176.4297
118 | 2495968.469 | 1115155.3747
119 | 2495901.7679 | 1115191.7494
120 | 2495981.4308 | 1115168.3588
121 | 2495884.5936 | 1115204.7559
122 | 2495988.0064 | 1115176.4048
123 | 2495879.9157 | 1115208.2986
124 | 2495868.0984 | 1115217.2482
125 | 2495758.2335 | 1115228.1574
126 | 2495769.283 | 1115241.2175
127 | 2495782.8735 | 1115257.2807
128 | 2495840.4965 | 1115327.5824
129 | 2495810.8751 | 1115291.0245
130 | 2495953.9278 | 1115331.0447
131 | 2495783.9896 | 1115258.5999
132 | 2496009.9286 | 1115354.9865
133 | 2495932.3265 | 1115302.4305
134 | 2495833.4057 | 1115178.6543
135 | 2495882.7409 | 1115236.679
136 | 2495860.8768 | 1115208.1015
137 | 2495886.2085 | 1115241.2798
138 | 2495836.0045 | 1115181.177
139 | 2495834.0342 | 1115179.2644
140 | 2495897.9499 | 1115256.8584
141 | 2495792.9052 | 1115269.1378
142 | 2495799.3618 | 1115276.7691
143 | 2495899.1894 | 1115258.5029
144 | 2495910.9101 | 1115273.9702
145 | 2495924.3128 | 1115262.5114
146 | 2495938.7454 | 1115250.1721
147 | 2496044.5342 | 1115210.2242
148 | 2496044.4098 | 1115210.3239
149 | 2496051.8545 | 1115204.3592
150 | 2496035.0084 | 1115217.8563
151 | 2496028.8343 | 1115222.803
152 | 2496019.2771 | 1115230.4602
153 | 2495974.0306 | 1115216.1171
154 | 2495968.5581 | 1115201.4551
155 | 2495984.9778 | 1115231.3832
156 | 2495980.591 | 1115188.5648
157 | 2495986.0247 | 1115232.8432
158 | 2495995.4349 | 1115245.966
159 | 2495997.069 | 1115246.8672
160 | 2495944.4314 | 1115245.3107
161 | 2495937.7252 | 1115224.1088
162 | 2495932.5571 | 1115216.9394
163 | 2496002.6083 | 1115243.8152
164 | 2496008.5783 | 1115239.0321
165 | 2496048.4626 | 1115318.8682
166 | 2496016.5555 | 1115035.1576
167 | 2496030.335 | 1115003.3228
168 | 2495997.1394 | 1115026.3327
169 | 2496030.0166 | 1115040.4177
170 | 2496052.5309 | 1115012.275
171 | 2496034.6679 | 1114993.7888
172 | 2495988.9025 | 1115022.589
173 | 2496037.4291 | 1115044.1872
174 | 2496073.4691 | 1114987.8265
175 | 2496038.4328 | 1114985.5046
176 | 2495975.3077 | 1115016.4099
177 | 2496045.2113 | 1115048.1445
178 | 2496049.5761 | 1114961.221
179 | 2496053.5373 | 1114952.4018
180 | 2496092.9588 | 1114970.8938
181 | 2496058.462 | 1114941.4374
182 | 2496067.7012 | 1114920.867
183 | 2496070.1444 | 1114915.4275
184 | 2496102.4073 | 1114921.1792
185 | 2496072.914 | 1114909.262
186 | 2496119.0964 | 1114925.8344
187 | 2496084.137 | 1114884.2785
188 | 2496124.2661 | 1114927.3505
189 | 2496164.1707 | 1114905.5272
190 | 2496048.5143 | 1114873.8647
191 | 2496041.9205 | 1114872.0772
192 | 2496043.7834 | 1114872.5822
193 | 2496208.247 | 1114919.6605
194 | 2496221.4423 | 1114925.4791
195 | 2496113.135 | 1115032.4731
196 | 2496074.0449 | 1115135.7121
197 | 2495813.6484 | 1115023.8284

## line_std_types
| c_nf_per_km | r_ohm_per_km | x_ohm_per_km | max_i_ka | type | q_mm2 | alpha | voltage_rating
NAYY 4x50 SE | 210 | 0.642 | 0.083 | 0.142 | cs | 50 | 0.00403 | LV
NAYY 4x120 SE | 264 | 0.225 | 0.08 | 0.242 | cs | 120 | 0.00403 | LV
NAYY 4x150 SE | 261 | 0.208 | 0.08 | 0.27 | cs | 150 | 0.00403 | LV
NA2XS2Y 1x95 RM/25 12/20 kV | 216 | 0.313 | 0.132 | 0.252 | cs | 95 | 0.00403 | MV
NA2XS2Y 1x185 RM/25 12/20 kV | 273 | 0.161 | 0.117 | 0.362 | cs | 185 | 0.00403 | MV
NA2XS2Y 1x240 RM/25 12/20 kV | 304 | 0.122 | 0.112 | 0.421 | cs | 240 | 0.00403 | MV
NA2XS2Y 1x95 RM/25 6/10 kV | 315 | 0.313 | 0.123 | 0.249 | cs | 95 | 0.00403 | MV
NA2XS2Y 1x185 RM/25 6/10 kV | 406 | 0.161 | 0.11 | 0.358 | cs | 185 | 0.00403 | MV
NA2XS2Y 1x240 RM/25 6/10 kV | 456 | 0.122 | 0.105 | 0.416 | cs | 240 | 0.00403 | MV
NA2XS2Y 1x150 RM/25 12/20 kV | 250 | 0.206 | 0.116 | 0.319 | cs | 150 | 0.00403 | MV
NA2XS2Y 1x120 RM/25 12/20 kV | 230 | 0.253 | 0.119 | 0.283 | cs | 120 | 0.00403 | MV
NA2XS2Y 1x70 RM/25 12/20 kV | 190 | 0.443 | 0.132 | 0.22 | cs | 70 | 0.00403 | MV
NA2XS2Y 1x150 RM/25 6/10 kV | 360 | 0.206 | 0.11 | 0.315 | cs | 150 | 0.00403 | MV
NA2XS2Y 1x120 RM/25 6/10 kV | 340 | 0.253 | 0.113 | 0.28 | cs | 120 | 0.00403 | MV
NA2XS2Y 1x70 RM/25 6/10 kV | 280 | 0.443 | 0.123 | 0.217 | cs | 70 | 0.00403 | MV
N2XS(FL)2Y 1x120 RM/35 64/110 kV | 112 | 0.153 | 0.166 | 0.366 | cs | 120 | 0.00393 | HV
N2XS(FL)2Y 1x185 RM/35 64/110 kV | 125 | 0.099 | 0.156 | 0.457 | cs | 185 | 0.00393 | HV
N2XS(FL)2Y 1x240 RM/35 64/110 kV | 135 | 0.075 | 0.149 | 0.526 | cs | 240 | 0.00393 | HV
N2XS(FL)2Y 1x300 RM/35 64/110 kV | 144 | 0.06 | 0.144 | 0.588 | cs | 300 | 0.00393 | HV
15-AL1/3-ST1A 0.4 | 11 | 1.8769 | 0.35 | 0.105 | ol | 16 | 0.00403 | LV
24-AL1/4-ST1A 0.4 | 11.25 | 1.2012 | 0.335 | 0.14 | ol | 24 | 0.00403 | LV
48-AL1/8-ST1A 0.4 | 12.2 | 0.5939 | 0.3 | 0.21 | ol | 48 | 0.00403 | LV
94-AL1/15-ST1A 0.4 | 13.2 | 0.306 | 0.29 | 0.35 | ol | 94 | 0.00403 | LV
34-AL1/6-ST1A 10.0 | 9.7 | 0.8342 | 0.36 | 0.17 | ol | 34 | 0.00403 | MV
48-AL1/8-ST1A 10.0 | 10.1 | 0.5939 | 0.35 | 0.21 | ol | 48 | 0.00403 | MV
70-AL1/11-ST1A 10.0 | 10.4 | 0.4132 | 0.339 | 0.29 | ol | 70 | 0.00403 | MV
94-AL1/15-ST1A 10.0 | 10.75 | 0.306 | 0.33 | 0.35 | ol | 94 | 0.00403 | MV
122-AL1/20-ST1A 10.0 | 11.1 | 0.2376 | 0.323 | 0.41 | ol | 122 | 0.00403 | MV
149-AL1/24-ST1A 10.0 | 11.25 | 0.194 | 0.315 | 0.47 | ol | 149 | 0.00403 | MV
34-AL1/6-ST1A 20.0 | 9.15 | 0.8342 | 0.382 | 0.17 | ol | 34 | 0.00403 | MV
48-AL1/8-ST1A 20.0 | 9.5 | 0.5939 | 0.372 | 0.21 | ol | 48 | 0.00403 | MV
70-AL1/11-ST1A 20.0 | 9.7 | 0.4132 | 0.36 | 0.29 | ol | 70 | 0.00403 | MV
94-AL1/15-ST1A 20.0 | 10 | 0.306 | 0.35 | 0.35 | ol | 94 | 0.00403 | MV
122-AL1/20-ST1A 20.0 | 10.3 | 0.2376 | 0.344 | 0.41 | ol | 122 | 0.00403 | MV
149-AL1/24-ST1A 20.0 | 10.5 | 0.194 | 0.337 | 0.47 | ol | 149 | 0.00403 | MV
184-AL1/30-ST1A 20.0 | 10.75 | 0.1571 | 0.33 | 0.535 | ol | 184 | 0.00403 | MV
243-AL1/39-ST1A 20.0 | 11 | 0.1188 | 0.32 | 0.645 | ol | 243 | 0.00403 | MV
48-AL1/8-ST1A 110.0 | 8 | 0.5939 | 0.46 | 0.21 | ol | 48 | 0.00403 | HV
70-AL1/11-ST1A 110.0 | 8.4 | 0.4132 | 0.45 | 0.29 | ol | 70 | 0.00403 | HV
94-AL1/15-ST1A 110.0 | 8.65 | 0.306 | 0.44 | 0.35 | ol | 94 | 0.00403 | HV
122-AL1/20-ST1A 110.0 | 8.5 | 0.2376 | 0.43 | 0.41 | ol | 122 | 0.00403 | HV
149-AL1/24-ST1A 110.0 | 8.75 | 0.194 | 0.41 | 0.47 | ol | 149 | 0.00403 | HV
184-AL1/30-ST1A 110.0 | 8.8 | 0.1571 | 0.4 | 0.535 | ol | 184 | 0.00403 | HV
243-AL1/39-ST1A 110.0 | 9 | 0.1188 | 0.39 | 0.645 | ol | 243 | 0.00403 | HV
305-AL1/39-ST1A 110.0 | 9.2 | 0.0949 | 0.38 | 0.74 | ol | 305 | 0.00403 | HV
490-AL1/64-ST1A 110.0 | 9.75 | 0.059 | 0.37 | 0.96 | ol | 490 | 0.00403 | HV
679-AL1/86-ST1A 110.0 | 9.95 | 0.042 | 0.36 | 1.15 | ol | 679 | 0.00403 | HV
490-AL1/64-ST1A 220.0 | 10 | 0.059 | 0.285 | 0.96 | ol | 490 | 0.00403 | HV
679-AL1/86-ST1A 220.0 | 11.7 | 0.042 | 0.275 | 1.15 | ol | 679 | 0.00403 | HV
490-AL1/64-ST1A 380.0 | 11 | 0.059 | 0.253 | 0.96 | ol | 490 | 0.00403 | HV
679-AL1/86-ST1A 380.0 | 14.6 | 0.042 | 0.25 | 1.15 | ol | 679 | 0.00403 | HV

## trafo_std_types
| i0_percent | pfe_kw | vkr_percent | sn_mva | vn_lv_kv | vn_hv_kv | vk_percent | shift_degree | vector_group | tap_side | tap_neutral | tap_min | tap_max | tap_step_degree | tap_step_percent | tap_phase_shifter
160 MVA 380/110 kV | 0.06 | 60 | 0.25 | 160 | 110 | 380 | 12.2 | 0 | Yy0 | hv | 0 | -9 | 9 | 0 | 1.5 | FALSE
100 MVA 220/110 kV | 0.06 | 55 | 0.26 | 100 | 110 | 220 | 12 | 0 | Yy0 | hv | 0 | -9 | 9 | 0 | 1.5 | FALSE
63 MVA 110/20 kV | 0.04 | 22 | 0.32 | 63 | 20 | 110 | 18 | 150 | YNd5 | hv | 0 | -9 | 9 | 0 | 1.5 | FALSE
40 MVA 110/20 kV | 0.05 | 18 | 0.34 | 40 | 20 | 110 | 16.2 | 150 | YNd5 | hv | 0 | -9 | 9 | 0 | 1.5 | FALSE
25 MVA 110/20 kV | 0.07 | 14 | 0.41 | 25 | 20 | 110 | 12 | 150 | YNd5 | hv | 0 | -9 | 9 | 0 | 1.5 | FALSE
63 MVA 110/10 kV | 0.04 | 22 | 0.32 | 63 | 10 | 110 | 18 | 150 | YNd5 | hv | 0 | -9 | 9 | 0 | 1.5 | FALSE
40 MVA 110/10 kV | 0.05 | 18 | 0.34 | 40 | 10 | 110 | 16.2 | 150 | YNd5 | hv | 0 | -9 | 9 | 0 | 1.5 | FALSE
25 MVA 110/10 kV | 0.07 | 14 | 0.41 | 25 | 10 | 110 | 12 | 150 | YNd5 | hv | 0 | -9 | 9 | 0 | 1.5 | FALSE
0.25 MVA 20/0.4 kV | 0.32 | 0.8 | 1.44 | 0.25 | 0.4 | 20 | 6 | 150 | Yzn5 | hv | 0 | -2 | 2 | 0 | 2.5 | FALSE
0.4 MVA 20/0.4 kV | 0.3375 | 1.35 | 1.425 | 0.4 | 0.4 | 20 | 6 | 150 | Dyn5 | hv | 0 | -2 | 2 | 0 | 2.5 | FALSE
0.63 MVA 20/0.4 kV | 0.2619 | 1.65 | 1.206 | 0.63 | 0.4 | 20 | 6 | 150 | Dyn5 | hv | 0 | -2 | 2 | 0 | 2.5 | FALSE
0.25 MVA 10/0.4 kV | 0.24 | 0.6 | 1.2 | 0.25 | 0.4 | 10 | 4 | 150 | Dyn5 | hv | 0 | -2 | 2 | 0 | 2.5 | FALSE
0.4 MVA 10/0.4 kV | 0.2375 | 0.95 | 1.325 | 0.4 | 0.4 | 10 | 4 | 150 | Dyn5 | hv | 0 | -2 | 2 | 0 | 2.5 | FALSE
0.63 MVA 10/0.4 kV | 0.1873 | 1.18 | 1.0794 | 0.63 | 0.4 | 10 | 4 | 150 | Dyn5 | hv | 0 | -2 | 2 | 0 | 2.5 | FALSE

## trafo3w_std_types
| sn_hv_mva | sn_mv_mva | sn_lv_mva | vn_hv_kv | vn_mv_kv | vn_lv_kv | vk_hv_percent | vk_mv_percent | vk_lv_percent | vkr_hv_percent | vkr_mv_percent | vkr_lv_percent | pfe_kw | i0_percent | shift_mv_degree | shift_lv_degree | vector_group | tap_side | tap_neutral | tap_min | tap_max | tap_step_percent
63/25/38 MVA 110/20/10 kV | 63 | 25 | 38 | 110 | 20 | 10 | 10.4 | 10.4 | 10.4 | 0.28 | 0.32 | 0.35 | 35 | 0.89 | 0 | 0 | YN0yn0yn0 | hv | 0 | -10 | 10 | 1.2
63/25/38 MVA 110/10/10 kV | 63 | 25 | 38 | 110 | 10 | 10 | 10.4 | 10.4 | 10.4 | 0.28 | 0.32 | 0.35 | 35 | 0.89 | 0 | 0 | YN0yn0yn0 | hv | 0 | -10 | 10 | 1.2

## fuse_std_types
| fuse_type | i_rated_a | t_avg | t_min | t_total | x_avg | x_min | x_total
HV 100A | HV 100A | 100 | 0 | [10.0, 3.64, 0.854, 0.281, 0.1, 0.0531, 0.022, 0.01] | [10.0, 4.267, 1.21, 0.403, 0.1, 0.058, 0.022, 0.01] | 0 | [300.0, 350.0, 450.0, 550.0, 700.0, 850.0, 1200.0, 1752.0] | [600.0, 700.0, 900.0, 1150.0, 1665.0, 2000.0, 3000.0, 4313.0]
HV 10A | HV 10A | 10 | 0 | [10.0, 1675.0, 0.344, 0.156, 0.1, 0.0417, 0.0171, 0.01] | [10.0, 1.3, 0.3, 0.155, 0.1, 0.0555, 0.023, 0.01] | 0 | [30.0, 32.0, 35.0, 37.0, 39.0, 50.0, 70.0, 88.0] | [60.0, 70.0, 80.0, 87.0, 94.0, 110.0, 150.0, 216.0]
HV 125A | HV 125A | 125 | 0 | [10.0, 1.82, 0.344, 0.1, 0.0467, 0.0269, 0.01] | [10.0, 2.478, 0.426, 0.1, 0.0427, 0.0211, 0.01] | 0 | [375.0, 500.0, 700.0, 925.0, 1200.0, 1500.0, 2341.0] | [750.0, 1000.0, 1500.0, 2200.0, 3000.0, 4000.0, 5765.0]
HV 160A | HV 160A | 160 | 0 | [10.0, 4.15, 1.03, 0.198, 0.1, 0.051, 0.0172, 0.01] | [10.0, 2.3, 0.734, 0.274, 0.1, 0.046, 0.0177, 0.01] | 0 | [480.0, 550.0, 700.0, 1000.0, 1260.0, 1600.0, 2500.0, 3227.0] | [960.0, 1300.0, 1700.0, 2200.0, 2996.0, 4000.0, 6000.0, 7946.0]
HV 16A | HV 16A | 16 | 0 | [10.0, 0.352, 0.164, 0.1, 0.0649, 0.0342, 0.01] | [10.0, 2.34, 0.722, 0.181, 0.1, 0.055, 0.0296, 0.01] | 0 | [48.0, 60.0, 65.0, 71.0, 80.0, 100.0, 162.0] | [96.0, 110.0, 125.0, 150.0, 168.0, 200.0, 250.0, 398.0]
HV 200A | HV 200A | 200 | 0 | [10.0, 4.267, 1.21, 0.403, 0.1, 0.058, 0.022, 0.01] | [10.0, 3.73, 1.654, 0.328, 0.1, 0.0531, 0.019, 0.01] | 0 | [600.0, 700.0, 900.0, 1150.0, 1665.0, 2000.0, 3000.0, 4313.0] | [1200.0, 1500.0, 1800.0, 2700.0, 3960.0, 5000.0, 7500.0, 10620.0]
HV 20A | HV 20A | 20 | 0 | [10.0, 1.3, 0.3, 0.155, 0.1, 0.0555, 0.023, 0.01] | [10.0, 1.3, 0.161, 0.1, 0.0611, 0.0399, 0.0141, 0.01] | 0 | [60.0, 70.0, 80.0, 87.0, 94.0, 110.0, 150.0, 216.0] | [120.0, 150.0, 200.0, 223.0, 260.0, 300.0, 450.0, 532.0]
HV 25A | HV 25A | 25 | 0 | [10.0, 2.512, 0.833, 0.299, 0.1, 0.0372, 0.0223, 0.01] | [10.0, 3.125, 0.597, 0.198, 0.1, 0.0378, 0.022, 0.01] | 0 | [75.0, 82.0, 90.0, 100.0, 124.0, 170.0, 200.0, 289.0] | [150.0, 170.0, 210.0, 250.0, 294.0, 400.0, 500.0, 711.0]
HV 31.5A | HV 31.5A | 31.5 | 0 | [10.0, 2.34, 0.722, 0.181, 0.1, 0.055, 0.0296, 0.01] | [10.0, 2.84, 0.368, 0.164, 0.1, 0.0621, 0.0378, 0.0195, 0.01] | 0 | [95.0, 110.0, 125.0, 150.0, 165.0, 200.0, 250.0, 390.0] | [189.0, 220.0, 300.0, 350.0, 393.0, 450.0, 530.0, 700.0, 960.0]
HV 40A | HV 40A | 40 | 0 | [10.0, 1.3, 0.161, 0.1, 0.0611, 0.0399, 0.0141, 0.01] | [10.0, 2.05, 0.369, 0.198, 0.1, 0.051, 0.0298, 0.01] | 0 | [120.0, 150.0, 200.0, 223.0, 260.0, 300.0, 450.0, 532.0] | [240.0, 300.0, 400.0, 450.0, 530.0, 650.0, 800.0, 1311.0]
HV 50A | HV 50A | 50 | 0 | [10.0, 3.215, 0.597, 0.198, 0.1, 0.0378, 0.022, 0.01] | [10.0, 3.64, 0.854, 0.281, 0.1, 0.0531, 0.022, 0.01] | 0 | [150.0, 170.0, 210.0, 250.0, 294.0, 400.0, 500.0, 711.0] | [300.0, 350.0, 450.0, 550.0, 700.0, 850.0, 1200.0, 1752.0]
HV 6.3A | HV 6.3A | 6.3 | 0 | [10.0, 1.39, 0.344, 0.168, 0.1, 0.056, 0.0263, 0.01] | [10.0, 1.711, 0.516, 0.198, 0.1, 0.0634, 0.0303, 0.01] | 0 | [19.0, 19.5, 20.4, 20.8, 22.0, 25.0, 32.0, 48.0] | [38.0, 40.0, 43.0, 48.0, 53.0, 60.0, 75.0, 118.0]
HV 63A | HV 63A | 63 | 0 | [10.0, 2.84, 0.368, 0.164, 0.1, 0.0621, 0.0378, 0.0195, 0.01] | [10.0, 1.82, 0.344, 0.1, 0.0467, 0.0269, 0.01] | 0 | [189.0, 220.0, 300.0, 350.0, 393.0, 450.0, 530.0, 700.0, 961.0] | [378.0, 500.0, 700.0, 934.0, 1200.0, 1500.0, 2366.0]
HV 80A | HV 80A | 80 | 0 | [10.0, 2.05, 0.369, 0.198, 0.1, 0.051, 0.0298, 0.01] | [10.0, 4.15, 1.03, 0.198, 0.1, 0.051, 0.0172, 0.01] | 0 | [240.0, 300.0, 400.0, 450.0, 530.0, 650.0, 800.0, 1311.0] | [480.0, 550.0, 700.0, 1000.0, 1260.0, 1600.0, 2500.0, 3227.0]
Siemens NH-1-100 | Siemens NH-1-100 | 100 | [5400.0, 2000.0, 400.0, 20.0, 1.0, 0.2, 0.012, 0.004] | 0 | 0 | [150.0, 190.0, 250.0, 430.0, 900.0, 1250.0, 2700.0, 3600.0] | 0 | 0
Siemens NH-1-125 | Siemens NH-1-125 | 125 | [4800.0, 120.0, 7.0, 0.1, 0.004] | 0 | 0 | [180.0, 400.0, 740.0, 2000.0, 4250.0] | 0 | 0
Siemens NH-1-16 | Siemens NH-1-16 | 16 | [4000.0, 400.0, 2.0, 0.1, 0.04, 0.01] | 0 | 0 | [26.0, 35.0, 75.0, 150.0, 200.0, 300.0] | 0 | 0
Siemens NH-1-160 | Siemens NH-1-160 | 160 | [4800.0, 120.0, 7.0, 0.1, 0.004] | 0 | 0 | [210.0, 500.0, 900.0, 2300.0, 5000.0] | 0 | 0
Siemens NH-1-25 | Siemens NH-1-25 | 25 | [4000.0, 1000.0, 10.0, 0.2, 0.02, 0.01] | 0 | 0 | [40.0, 50.0, 100.0, 210.0, 400.0, 500.0] | 0 | 0
Siemens NH-1-50 | Siemens NH-1-50 | 50 | [4000.0, 40.0, 4.0, 1.0, 0.02, 0.01] | 0 | 0 | [86.0, 200.0, 300.0, 400.0, 1000.0, 1280.0] | 0 | 0
Siemens NH-1-63 | Siemens NH-1-63 | 63 | [4000.0, 100.0, 10.0, 2.0, 0.04, 0.01] | 0 | 0 | [100.0, 200.0, 300.0, 400.0, 1000.0, 1500.0] | 0 | 0
Siemens NH-1-80 | Siemens NH-1-80 | 80 | [4800.0, 120.0, 7.0, 0.1, 0.01] | 0 | 0 | [150.58, 250.0, 450.0, 1150.0, 2470.0] | 0 | 0
Siemens NH-2-1000 | Siemens NH-2-1000 | 1000 | [4800.0, 120.0, 7.0, 0.1, 0.004] | 0 | 0 | [1900.0, 3500.0, 8400.0, 24000.0, 52000.0] | 0 | 0
Siemens NH-2-200 | Siemens NH-2-200 | 200 | [4800.0, 120.0, 7.0, 0.1, 0.004] | 0 | 0 | [280.0, 650.0, 1200.0, 3000.0, 7000.0] | 0 | 0
Siemens NH-2-224 | Siemens NH-2-224 | 224 | [4800.0, 120.0, 7.0, 0.2, 0.04, 0.004] | 0 | 0 | [400.0, 750.0, 1453.0, 3025.0, 4315.0, 7600.0] | 0 | 0
Siemens NH-2-250 | Siemens NH-2-250 | 250 | [4800.0, 120.0, 7.0, 0.1, 0.004] | 0 | 0 | [450.0, 800.0, 1650.0, 4000.0, 8500.0] | 0 | 0
Siemens NH-2-315 | Siemens NH-2-315 | 315 | [4800.0, 120.0, 7.0, 0.1, 0.004] | 0 | 0 | [550.0, 920.0, 1900.0, 5000.0, 11000.0] | 0 | 0
Siemens NH-2-355 | Siemens NH-2-355 | 355 | [4800.0, 120.0, 6.0, 0.1, 0.004] | 0 | 0 | [650.0, 1116.27, 2350.0, 5840.0, 12790.0] | 0 | 0
Siemens NH-2-400 | Siemens NH-2-400 | 400 | [4800.0, 120.0, 7.0, 0.1, 0.004] | 0 | 0 | [720.0, 1350.0, 2800.0, 6500.0, 15000.0] | 0 | 0
Siemens NH-2-425 | Siemens NH-2-425 | 425 | [4800.0, 120.0, 7.0, 0.1, 0.004] | 0 | 0 | [850.0, 1500.0, 3050.0, 7500.0, 16500.0] | 0 | 0
Siemens NH-2-630 | Siemens NH-2-630 | 630 | [4800.0, 120.0, 7.0, 0.1, 0.004] | 0 | 0 | [1200.0, 2000.0, 4800.0, 12000.0, 26000.0] | 0 | 0

## dtypes
| element | column | dtype
0 | bus | name | object
1 | bus | vn_kv | float64
2 | bus | type | object
3 | bus | zone | object
4 | bus | in_service | bool
5 | load | name | object
6 | load | bus | uint32
7 | load | p_mw | float64
8 | load | q_mvar | float64
9 | load | const_z_percent | float64
10 | load | const_i_percent | float64
11 | load | sn_mva | float64
12 | load | scaling | float64
13 | load | in_service | bool
14 | load | type | object
15 | ext_grid | name | object
16 | ext_grid | bus | uint32
17 | ext_grid | vm_pu | float64
18 | ext_grid | va_degree | float64
19 | ext_grid | slack_weight | float64
20 | ext_grid | in_service | bool
21 | line | name | object
22 | line | std_type | object
23 | line | from_bus | uint32
24 | line | to_bus | uint32
25 | line | length_km | float64
26 | line | r_ohm_per_km | float64
27 | line | x_ohm_per_km | float64
28 | line | c_nf_per_km | float64
29 | line | g_us_per_km | float64
30 | line | max_i_ka | float64
31 | line | df | float64
32 | line | parallel | uint32
33 | line | type | object
34 | line | in_service | bool
35 | trafo | name | object
36 | trafo | std_type | object
37 | trafo | hv_bus | uint32
38 | trafo | lv_bus | uint32
39 | trafo | sn_mva | float64
40 | trafo | vn_hv_kv | float64
41 | trafo | vn_lv_kv | float64
42 | trafo | vk_percent | float64
43 | trafo | vkr_percent | float64
44 | trafo | pfe_kw | float64
45 | trafo | i0_percent | float64
46 | trafo | shift_degree | float64
47 | trafo | tap_side | object
48 | trafo | tap_neutral | int32
49 | trafo | tap_min | int32
50 | trafo | tap_max | int32
51 | trafo | tap_step_percent | float64
52 | trafo | tap_step_degree | float64
53 | trafo | tap_pos | int32
54 | trafo | tap_phase_shifter | bool
55 | trafo | parallel | uint32
56 | trafo | df | float64
57 | trafo | in_service | bool
58 | line_geodata | coords | object
59 | bus_geodata | x | float64
60 | bus_geodata | y | float64
61 | bus_geodata | coords | object

## parameters
| version | format_version | converged | OPF_converged | name | f_hz | sn_mva
0 | 2.14.6 | 2.14.0 | FALSE | FALSE |  | 50 | 1