## bus
| name | vn_kv | type | zone | in_service
0 | bus_LV_6623-8_0_7_node_0 | 0.4 | n |  | TRUE
1 | bus_LV_6623-8_0_7_node_1 | 0.4 | n |  | TRUE
2 | bus_LV_6623-8_0_7_node_3 | 0.4 | n |  | TRUE
3 | bus_LV_6623-8_0_7_node_11 | 0.4 | n |  | TRUE
4 | bus_LV_6623-8_0_7_node_14 | 0.4 | n |  | TRUE
5 | bus_LV_6623-8_0_7_node_4 | 0.4 | n |  | TRUE
6 | bus_LV_6623-8_0_7_node_30 | 0.4 | n |  | TRUE
7 | bus_LV_6623-8_0_7_node_28 | 0.4 | n |  | TRUE
8 | bus_LV_6623-8_0_7_node_5 | 0.4 | n |  | TRUE
9 | bus_LV_6623-8_0_7_node_73 | 0.4 | n |  | TRUE
10 | bus_LV_6623-8_0_7_node_6 | 0.4 | n |  | TRUE
11 | bus_LV_6623-8_0_7_node_71 | 0.4 | n |  | TRUE
12 | bus_LV_6623-8_0_7_node_56 | 0.4 | n |  | TRUE
13 | bus_LV_6623-8_0_7_node_7 | 0.4 | n |  | TRUE
14 | bus_LV_6623-8_0_7_node_53 | 0.4 | n |  | TRUE
15 | bus_LV_6623-8_0_7_node_35 | 0.4 | n |  | TRUE
16 | bus_LV_6623-8_0_7_node_32 | 0.4 | n |  | TRUE
17 | bus_LV_6623-8_0_7_node_8 | 0.4 | n |  | TRUE
18 | bus_LV_6623-8_0_7_node_149 | 0.4 | n |  | TRUE
19 | bus_LV_6623-8_0_7_node_150 | 0.4 | n |  | TRUE
20 | bus_LV_6623-8_0_7_node_38 | 0.4 | n |  | TRUE
21 | bus_LV_6623-8_0_7_node_9 | 0.4 | n |  | TRUE
22 | bus_LV_6623-8_0_7_node_194 | 0.4 | n |  | TRUE
23 | bus_LV_6623-8_0_7_node_10 | 0.4 | n |  | TRUE
24 | bus_LV_6623-8_0_7_node_12 | 0.4 | n |  | TRUE
25 | bus_LV_6623-8_0_7_node_18 | 0.4 | n |  | TRUE
26 | bus_LV_6623-8_0_7_node_105 | 0.4 | n |  | TRUE
27 | bus_LV_6623-8_0_7_node_13 | 0.4 | n |  | TRUE
28 | bus_LV_6623-8_0_7_node_197 | 0.4 | n |  | TRUE
29 | bus_LV_6623-8_0_7_node_15 | 0.4 | n |  | TRUE
30 | bus_LV_6623-8_0_7_node_31 | 0.4 | n |  | TRUE
31 | bus_LV_6623-8_0_7_node_26 | 0.4 | n |  | TRUE
32 | bus_LV_6623-8_0_7_node_24 | 0.4 | n |  | TRUE
33 | bus_LV_6623-8_0_7_node_25 | 0.4 | n |  | TRUE
34 | bus_LV_6623-8_0_7_node_59 | 0.4 | n |  | TRUE
35 | bus_LV_6623-8_0_7_node_58 | 0.4 | n |  | TRUE
36 | bus_LV_6623-8_0_7_node_27 | 0.4 | n |  | TRUE
37 | bus_LV_6623-8_0_7_node_171 | 0.4 | n |  | TRUE
38 | bus_LV_6623-8_0_7_node_65 | 0.4 | n |  | TRUE
39 | bus_LV_6623-8_0_7_node_17 | 0.4 | n |  | TRUE
40 | bus_LV_6623-8_0_7_node_16 | 0.4 | n |  | TRUE
41 | bus_LV_6623-8_0_7_node_29 | 0.4 | n |  | TRUE
42 | bus_LV_6623-8_0_7_node_23 | 0.4 | n |  | TRUE
43 | bus_LV_6623-8_0_7_node_74 | 0.4 | n |  | TRUE
44 | bus_LV_6623-8_0_7_node_22 | 0.4 | n |  | TRUE
45 | bus_LV_6623-8_0_7_node_145 | 0.4 | n |  | TRUE
46 | bus_LV_6623-8_0_7_node_21 | 0.4 | n |  | TRUE
47 | bus_LV_6623-8_0_7_node_66 | 0.4 | n |  | TRUE
48 | bus_LV_6623-8_0_7_node_19 | 0.4 | n |  | TRUE
49 | bus_LV_6623-8_0_7_node_139 | 0.4 | n |  | TRUE
50 | bus_LV_6623-8_0_7_node_36 | 0.4 | n |  | TRUE
51 | bus_LV_6623-8_0_7_node_165 | 0.4 | n |  | TRUE
52 | bus_LV_6623-8_0_7_node_166 | 0.4 | n |  | TRUE
53 | bus_LV_6623-8_0_7_node_144 | 0.4 | n |  | TRUE
54 | bus_LV_6623-8_0_7_node_69 | 0.4 | n |  | TRUE
55 | bus_LV_6623-8_0_7_node_170 | 0.4 | n |  | TRUE
56 | bus_LV_6623-8_0_7_node_52 | 0.4 | n |  | TRUE
57 | bus_LV_6623-8_0_7_node_33 | 0.4 | n |  | TRUE
58 | bus_LV_6623-8_0_7_node_94 | 0.4 | n |  | TRUE
59 | bus_LV_6623-8_0_7_node_193 | 0.4 | n |  | TRUE
60 | bus_LV_6623-8_0_7_node_103 | 0.4 | n |  | TRUE
61 | bus_LV_6623-8_0_7_node_138 | 0.4 | n |  | TRUE
62 | bus_LV_6623-8_0_7_node_83 | 0.4 | n |  | TRUE
63 | bus_LV_6623-8_0_7_node_84 | 0.4 | n |  | TRUE
64 | bus_LV_6623-8_0_7_node_57 | 0.4 | n |  | TRUE
65 | bus_LV_6623-8_0_7_node_143 | 0.4 | n |  | TRUE
66 | bus_LV_6623-8_0_7_node_60 | 0.4 | n |  | TRUE
67 | bus_LV_6623-8_0_7_node_45 | 0.4 | n |  | TRUE
68 | bus_LV_6623-8_0_7_node_189 | 0.4 | n |  | TRUE
69 | bus_LV_6623-8_0_7_node_63 | 0.4 | n |  | TRUE
70 | bus_LV_6623-8_0_7_node_34 | 0.4 | n |  | TRUE
71 | bus_LV_6623-8_0_7_node_37 | 0.4 | n |  | TRUE
72 | bus_LV_6623-8_0_7_node_122 | 0.4 | n |  | TRUE
73 | bus_LV_6623-8_0_7_node_169 | 0.4 | n |  | TRUE
74 | bus_LV_6623-8_0_7_node_176 | 0.4 | n |  | TRUE
75 | bus_LV_6623-8_0_7_node_110 | 0.4 | n |  | TRUE
76 | bus_LV_6623-8_0_7_node_113 | 0.4 | n |  | TRUE
77 | bus_LV_6623-8_0_7_node_108 | 0.4 | n |  | TRUE
78 | bus_LV_6623-8_0_7_node_142 | 0.4 | n |  | TRUE
79 | bus_LV_6623-8_0_7_node_98 | 0.4 | n |  | TRUE
80 | bus_LV_6623-8_0_7_node_39 | 0.4 | n |  | TRUE
81 | bus_LV_6623-8_0_7_node_40 | 0.4 | n |  | TRUE
82 | bus_LV_6623-8_0_7_node_41 | 0.4 | n |  | TRUE
83 | bus_LV_6623-8_0_7_node_42 | 0.4 | n |  | TRUE
84 | bus_LV_6623-8_0_7_node_43 | 0.4 | n |  | TRUE
85 | bus_LV_6623-8_0_7_node_44 | 0.4 | n |  | TRUE
86 | bus_LV_6623-8_0_7_node_82 | 0.4 | n |  | TRUE
87 | bus_LV_6623-8_0_7_node_121 | 0.4 | n |  | TRUE
88 | bus_LV_6623-8_0_7_node_46 | 0.4 | n |  | TRUE
89 | bus_LV_6623-8_0_7_node_47 | 0.4 | n |  | TRUE
90 | bus_LV_6623-8_0_7_node_48 | 0.4 | n |  | TRUE
91 | bus_LV_6623-8_0_7_node_49 | 0.4 | n |  | TRUE
92 | bus_LV_6623-8_0_7_node_50 | 0.4 | n |  | TRUE
93 | bus_LV_6623-8_0_7_node_51 | 0.4 | n |  | TRUE
94 | bus_LV_6623-8_0_7_node_93 | 0.4 | n |  | TRUE
95 | bus_LV_6623-8_0_7_node_54 | 0.4 | n |  | TRUE
96 | bus_LV_6623-8_0_7_node_55 | 0.4 | n |  | TRUE
97 | bus_LV_6623-8_0_7_node_164 | 0.4 | n |  | TRUE
98 | bus_LV_6623-8_0_7_node_64 | 0.4 | n |  | TRUE
99 | bus_LV_6623-8_0_7_node_62 | 0.4 | n |  | TRUE
100 | bus_LV_6623-8_0_7_node_61 | 0.4 | n |  | TRUE
101 | bus_LV_6623-8_0_7_node_67 | 0.4 | n |  | TRUE
102 | bus_LV_6623-8_0_7_node_68 | 0.4 | n |  | TRUE
103 | bus_LV_6623-8_0_7_node_70 | 0.4 | n |  | TRUE
104 | bus_LV_6623-8_0_7_node_72 | 0.4 | n |  | TRUE
105 | bus_LV_6623-8_0_7_node_175 | 0.4 | n |  | TRUE
106 | bus_LV_6623-8_0_7_node_127 | 0.4 | n |  | TRUE
107 | bus_LV_6623-8_0_7_node_128 | 0.4 | n |  | TRUE
108 | bus_LV_6623-8_0_7_node_75 | 0.4 | n |  | TRUE
109 | bus_LV_6623-8_0_7_node_76 | 0.4 | n |  | TRUE
110 | bus_LV_6623-8_0_7_node_77 | 0.4 | n |  | TRUE
111 | bus_LV_6623-8_0_7_node_78 | 0.4 | n |  | TRUE
112 | bus_LV_6623-8_0_7_node_79 | 0.4 | n |  | TRUE
113 | bus_LV_6623-8_0_7_node_80 | 0.4 | n |  | TRUE
114 | bus_LV_6623-8_0_7_node_81 | 0.4 | n |  | TRUE
115 | bus_LV_6623-8_0_7_node_167 | 0.4 | n |  | TRUE
116 | bus_LV_6623-8_0_7_node_132 | 0.4 | n |  | TRUE
117 | bus_LV_6623-8_0_7_node_90 | 0.4 | n |  | TRUE
118 | bus_LV_6623-8_0_7_node_87 | 0.4 | n |  | TRUE
119 | bus_LV_6623-8_0_7_node_168 | 0.4 | n |  | TRUE
120 | bus_LV_6623-8_0_7_node_131 | 0.4 | n |  | TRUE
121 | bus_LV_6623-8_0_7_node_92 | 0.4 | n |  | TRUE
122 | bus_LV_6623-8_0_7_node_88 | 0.4 | n |  | TRUE
123 | bus_LV_6623-8_0_7_node_133 | 0.4 | n |  | TRUE
124 | bus_LV_6623-8_0_7_node_116 | 0.4 | n |  | TRUE
125 | bus_LV_6623-8_0_7_node_118 | 0.4 | n |  | TRUE
126 | bus_LV_6623-8_0_7_node_114 | 0.4 | n |  | TRUE
127 | bus_LV_6623-8_0_7_node_85 | 0.4 | n |  | TRUE
128 | bus_LV_6623-8_0_7_node_86 | 0.4 | n |  | TRUE
129 | bus_LV_6623-8_0_7_node_123 | 0.4 | n |  | TRUE
130 | bus_LV_6623-8_0_7_node_124 | 0.4 | n |  | TRUE
131 | bus_LV_6623-8_0_7_node_89 | 0.4 | n |  | TRUE
132 | bus_LV_6623-8_0_7_node_91 | 0.4 | n |  | TRUE
133 | bus_LV_6623-8_0_7_node_95 | 0.4 | n |  | TRUE
134 | bus_LV_6623-8_0_7_node_112 | 0.4 | n |  | TRUE
135 | bus_LV_6623-8_0_7_node_96 | 0.4 | n |  | TRUE
136 | bus_LV_6623-8_0_7_node_109 | 0.4 | n |  | TRUE
137 | bus_LV_6623-8_0_7_node_97 | 0.4 | n |  | TRUE
138 | bus_LV_6623-8_0_7_node_99 | 0.4 | n |  | TRUE
139 | bus_LV_6623-8_0_7_node_100 | 0.4 | n |  | TRUE
140 | bus_LV_6623-8_0_7_node_101 | 0.4 | n |  | TRUE
141 | bus_LV_6623-8_0_7_node_102 | 0.4 | n |  | TRUE
142 | bus_LV_6623-8_0_7_node_104 | 0.4 | n |  | TRUE
143 | bus_LV_6623-8_0_7_node_174 | 0.4 | n |  | TRUE
144 | bus_LV_6623-8_0_7_node_159 | 0.4 | n |  | TRUE
145 | bus_LV_6623-8_0_7_node_106 | 0.4 | n |  | TRUE
146 | bus_LV_6623-8_0_7_node_107 | 0.4 | n |  | TRUE
147 | bus_LV_6623-8_0_7_node_111 | 0.4 | n |  | TRUE
148 | bus_LV_6623-8_0_7_node_151 | 0.4 | n |  | TRUE
149 | bus_LV_6623-8_0_7_node_172 | 0.4 | n |  | TRUE
150 | bus_LV_6623-8_0_7_node_153 | 0.4 | n |  | TRUE
151 | bus_LV_6623-8_0_7_node_173 | 0.4 | n |  | TRUE
152 | bus_LV_6623-8_0_7_node_115 | 0.4 | n |  | TRUE
153 | bus_LV_6623-8_0_7_node_117 | 0.4 | n |  | TRUE
154 | bus_LV_6623-8_0_7_node_119 | 0.4 | n |  | TRUE
155 | bus_LV_6623-8_0_7_node_120 | 0.4 | n |  | TRUE
156 | bus_LV_6623-8_0_7_node_140 | 0.4 | n |  | TRUE
157 | bus_LV_6623-8_0_7_node_137 | 0.4 | n |  | TRUE
158 | bus_LV_6623-8_0_7_node_146 | 0.4 | n |  | TRUE
159 | bus_LV_6623-8_0_7_node_134 | 0.4 | n |  | TRUE
160 | bus_LV_6623-8_0_7_node_125 | 0.4 | n |  | TRUE
161 | bus_LV_6623-8_0_7_node_126 | 0.4 | n |  | TRUE
162 | bus_LV_6623-8_0_7_node_130 | 0.4 | n |  | TRUE
163 | bus_LV_6623-8_0_7_node_129 | 0.4 | n |  | TRUE
164 | bus_LV_6623-8_0_7_node_181 | 0.4 | n |  | TRUE
165 | bus_LV_6623-8_0_7_node_183 | 0.4 | n |  | TRUE
166 | bus_LV_6623-8_0_7_node_180 | 0.4 | n |  | TRUE
167 | bus_LV_6623-8_0_7_node_136 | 0.4 | n |  | TRUE
168 | bus_LV_6623-8_0_7_node_186 | 0.4 | n |  | TRUE
169 | bus_LV_6623-8_0_7_node_187 | 0.4 | n |  | TRUE
170 | bus_LV_6623-8_0_7_node_147 | 0.4 | n |  | TRUE
171 | bus_LV_6623-8_0_7_node_141 | 0.4 | n |  | TRUE
172 | bus_LV_6623-8_0_7_node_148 | 0.4 | n |  | TRUE
173 | bus_LV_6623-8_0_7_node_152 | 0.4 | n |  | TRUE
174 | bus_LV_6623-8_0_7_node_154 | 0.4 | n |  | TRUE
175 | bus_LV_6623-8_0_7_node_155 | 0.4 | n |  | TRUE
176 | bus_LV_6623-8_0_7_node_156 | 0.4 | n |  | TRUE
177 | bus_LV_6623-8_0_7_node_157 | 0.4 | n |  | TRUE
178 | bus_LV_6623-8_0_7_node_158 | 0.4 | n |  | TRUE
179 | bus_LV_6623-8_0_7_node_160 | 0.4 | n |  | TRUE
180 | bus_LV_6623-8_0_7_node_161 | 0.4 | n |  | TRUE
181 | bus_LV_6623-8_0_7_node_162 | 0.4 | n |  | TRUE
182 | bus_LV_6623-8_0_7_node_163 | 0.4 | n |  | TRUE
183 | bus_LV_6623-8_0_7_node_190 | 0.4 | n |  | TRUE
184 | bus_LV_6623-8_0_7_node_177 | 0.4 | n |  | TRUE
185 | bus_LV_6623-8_0_7_node_178 | 0.4 | n |  | TRUE
186 | bus_LV_6623-8_0_7_node_179 | 0.4 | n |  | TRUE
187 | bus_LV_6623-8_0_7_node_182 | 0.4 | n |  | TRUE
188 | bus_LV_6623-8_0_7_node_195 | 0.4 | n |  | TRUE
189 | bus_LV_6623-8_0_7_node_184 | 0.4 | n |  | TRUE
190 | bus_LV_6623-8_0_7_node_196 | 0.4 | n |  | TRUE
191 | bus_LV_6623-8_0_7_node_185 | 0.4 | n |  | TRUE
192 | bus_LV_6623-8_0_7_node_188 | 0.4 | n |  | TRUE
193 | bus_LV_6623-8_0_7_node_191 | 0.4 | n |  | TRUE
194 | bus_LV_6623-8_0_7_node_192 | 0.4 | n |  | TRUE
195 | bus_MV_665_0_node_127 | 20 | n |  | TRUE

## load
| name | bus | p_mw | q_mvar | const_z_percent | const_i_percent | sn_mva | scaling | in_service | type
0 | LV_6623-8_0_7_load_0 | 0 | 0.0025429 | 0.00063731 | 0 | 0 |  | 1 | TRUE | wye
1 | LV_6623-8_0_7_load_1 | 1 | 0.0038099 | 0.00095484 | 0 | 0 |  | 1 | TRUE | wye
2 | LV_6623-8_0_7_load_14 | 4 | 0.0020515 | 0.00051415 | 0 | 0 |  | 1 | TRUE | wye
3 | LV_6623-8_0_7_load_28 | 7 | 0.0019833 | 0.00049707 | 0 | 0 |  | 1 | TRUE | wye
4 | LV_6623-8_0_7_load_73 | 9 | 0.0012538 | 0.00031422 | 0 | 0 |  | 1 | TRUE | wye
5 | LV_6623-8_0_7_load_71 | 11 | 0.0010055 | 0.000252 | 0 | 0 |  | 1 | TRUE | wye
6 | LV_6623-8_0_7_load_56 | 12 | 0.0011642 | 0.00029177 | 0 | 0 |  | 1 | TRUE | wye
7 | LV_6623-8_0_7_load_53 | 14 | 0.0010213 | 0.00025596 | 0 | 0 |  | 1 | TRUE | wye
8 | LV_6623-8_0_7_load_35 | 15 | 0.002044 | 0.00051227 | 0 | 0 |  | 1 | TRUE | wye
9 | LV_6623-8_0_7_load_32 | 16 | 0.0013617 | 0.00034128 | 0 | 0 |  | 1 | TRUE | wye
10 | LV_6623-8_0_7_load_149 | 18 | 0.0024489 | 0.00061376 | 0 | 0 |  | 1 | TRUE | wye
11 | LV_6623-8_0_7_load_150 | 19 | 0.0039869 | 0.00099921 | 0 | 0 |  | 1 | TRUE | wye
12 | LV_6623-8_0_7_load_38 | 20 | 0.0017889 | 0.00044835 | 0 | 0 |  | 1 | TRUE | wye
13 | LV_6623-8_0_7_load_194 | 22 | 0.0018875 | 0.00047305 | 0 | 0 |  | 1 | TRUE | wye
14 | LV_6623-8_0_7_load_18 | 25 | 0.0017504 | 0.00043869 | 0 | 0 |  | 1 | TRUE | wye
15 | LV_6623-8_0_7_load_105 | 26 | 0.00096615 | 0.00024214 | 0 | 0 |  | 1 | TRUE | wye
16 | LV_6623-8_0_7_load_197 | 28 | 0.0031085 | 0.00077906 | 0 | 0 |  | 1 | TRUE | wye
17 | LV_6623-8_0_7_load_15 | 29 | 0.0017382 | 0.00043563 | 0 | 0 |  | 1 | TRUE | wye
18 | LV_6623-8_0_7_load_31 | 30 | 0.010925 | 0.0027381 | 0 | 0 |  | 1 | TRUE | wye
19 | LV_6623-8_0_7_load_58 | 35 | 0.0032666 | 0.00081868 | 0 | 0 |  | 1 | TRUE | wye
20 | LV_6623-8_0_7_load_171 | 37 | 0.0015997 | 0.00040093 | 0 | 0 |  | 1 | TRUE | wye
21 | LV_6623-8_0_7_load_65 | 38 | 0.0017677 | 0.00044304 | 0 | 0 |  | 1 | TRUE | wye
22 | LV_6623-8_0_7_load_16 | 40 | 0.0018972 | 0.00047549 | 0 | 0 |  | 1 | TRUE | wye
23 | LV_6623-8_0_7_load_29 | 41 | 0.004695 | 0.0011767 | 0 | 0 |  | 1 | TRUE | wye
24 | LV_6623-8_0_7_load_23 | 42 | 0.0025329 | 0.0006348 | 0 | 0 |  | 1 | TRUE | wye
25 | LV_6623-8_0_7_load_74 | 43 | 0.0011928 | 0.00029894 | 0 | 0 |  | 1 | TRUE | wye
26 | LV_6623-8_0_7_load_145 | 45 | 0.002731 | 0.00068446 | 0 | 0 |  | 1 | TRUE | wye
27 | LV_6623-8_0_7_load_66 | 47 | 0.0017287 | 0.00043325 | 0 | 0 |  | 1 | TRUE | wye
28 | LV_6623-8_0_7_load_139 | 49 | 0.0017161 | 0.00043009 | 0 | 0 |  | 1 | TRUE | wye
29 | LV_6623-8_0_7_load_165 | 51 | 0.0020098 | 0.00050371 | 0 | 0 |  | 1 | TRUE | wye
30 | LV_6623-8_0_7_load_166 | 52 | 0.0022957 | 0.00057536 | 0 | 0 |  | 1 | TRUE | wye
31 | LV_6623-8_0_7_load_144 | 53 | 0.0019402 | 0.00048627 | 0 | 0 |  | 1 | TRUE | wye
32 | LV_6623-8_0_7_load_69 | 54 | 0.0025421 | 0.0006371 | 0 | 0 |  | 1 | TRUE | wye
33 | LV_6623-8_0_7_load_170 | 55 | 0.0010102 | 0.00025317 | 0 | 0 |  | 1 | TRUE | wye
34 | LV_6623-8_0_7_load_52 | 56 | 0.0010092 | 0.00025292 | 0 | 0 |  | 1 | TRUE | wye
35 | LV_6623-8_0_7_load_33 | 57 | 0.0012411 | 0.00031105 | 0 | 0 |  | 1 | TRUE | wye
36 | LV_6623-8_0_7_load_94 | 58 | 0.0016932 | 0.00042436 | 0 | 0 |  | 1 | TRUE | wye
37 | LV_6623-8_0_7_load_193 | 59 | 0.0019474 | 0.00048807 | 0 | 0 |  | 1 | TRUE | wye
38 | LV_6623-8_0_7_load_103 | 60 | 0.001597 | 0.00040025 | 0 | 0 |  | 1 | TRUE | wye
39 | LV_6623-8_0_7_load_138 | 61 | 0.0017442 | 0.00043714 | 0 | 0 |  | 1 | TRUE | wye
40 | LV_6623-8_0_7_load_83 | 62 | 0.0060425 | 0.0015144 | 0 | 0 |  | 1 | TRUE | wye
41 | LV_6623-8_0_7_load_84 | 63 | 0.0059354 | 0.0014876 | 0 | 0 |  | 1 | TRUE | wye
42 | LV_6623-8_0_7_load_57 | 64 | 0.0017315 | 0.00043396 | 0 | 0 |  | 1 | TRUE | wye
43 | LV_6623-8_0_7_load_143 | 65 | 0.0015323 | 0.00038403 | 0 | 0 |  | 1 | TRUE | wye
44 | LV_6623-8_0_7_load_60 | 66 | 0.00092397 | 0.00023157 | 0 | 0 |  | 1 | TRUE | wye
45 | LV_6623-8_0_7_load_45 | 67 | 0.00097387 | 0.00024408 | 0 | 0 |  | 1 | TRUE | wye
46 | LV_6623-8_0_7_load_189 | 68 | 0.0016717 | 0.00041898 | 0 | 0 |  | 1 | TRUE | wye
47 | LV_6623-8_0_7_load_63 | 69 | 0.001797 | 0.00045038 | 0 | 0 |  | 1 | TRUE | wye
48 | LV_6623-8_0_7_load_34 | 70 | 0.00096567 | 0.00024202 | 0 | 0 |  | 1 | TRUE | wye
49 | LV_6623-8_0_7_load_37 | 71 | 0.0015329 | 0.00038418 | 0 | 0 |  | 1 | TRUE | wye
50 | LV_6623-8_0_7_load_122 | 72 | 0.0016182 | 0.00040555 | 0 | 0 |  | 1 | TRUE | wye
51 | LV_6623-8_0_7_load_169 | 73 | 0.0014922 | 0.00037397 | 0 | 0 |  | 1 | TRUE | wye
52 | LV_6623-8_0_7_load_176 | 74 | 0.0011137 | 0.00027912 | 0 | 0 |  | 1 | TRUE | wye
53 | LV_6623-8_0_7_load_113 | 76 | 0.0011762 | 0.00029478 | 0 | 0 |  | 1 | TRUE | wye
54 | LV_6623-8_0_7_load_108 | 77 | 0.0011717 | 0.00029367 | 0 | 0 |  | 1 | TRUE | wye
55 | LV_6623-8_0_7_load_142 | 78 | 0.0020097 | 0.00050367 | 0 | 0 |  | 1 | TRUE | wye
56 | LV_6623-8_0_7_load_98 | 79 | 0.00094665 | 0.00023725 | 0 | 0 |  | 1 | TRUE | wye
57 | LV_6623-8_0_7_load_39 | 80 | 0.0016763 | 0.00042012 | 0 | 0 |  | 1 | TRUE | wye
58 | LV_6623-8_0_7_load_40 | 81 | 0.0016238 | 0.00040696 | 0 | 0 |  | 1 | TRUE | wye
59 | LV_6623-8_0_7_load_41 | 82 | 0.00081994 | 0.0002055 | 0 | 0 |  | 1 | TRUE | wye
60 | LV_6623-8_0_7_load_42 | 83 | 0.0013888 | 0.00034807 | 0 | 0 |  | 1 | TRUE | wye
61 | LV_6623-8_0_7_load_43 | 84 | 0.00082283 | 0.00020622 | 0 | 0 |  | 1 | TRUE | wye
62 | LV_6623-8_0_7_load_44 | 85 | 0.00092942 | 0.00023294 | 0 | 0 |  | 1 | TRUE | wye
63 | LV_6623-8_0_7_load_121 | 87 | 0.0028748 | 0.0007205 | 0 | 0 |  | 1 | TRUE | wye
64 | LV_6623-8_0_7_load_46 | 88 | 0.0043551 | 0.0010915 | 0 | 0 |  | 1 | TRUE | wye
65 | LV_6623-8_0_7_load_47 | 89 | 0.0027233 | 0.00068253 | 0 | 0 |  | 1 | TRUE | wye
66 | LV_6623-8_0_7_load_48 | 90 | 0.0031969 | 0.00080123 | 0 | 0 |  | 1 | TRUE | wye
67 | LV_6623-8_0_7_load_49 | 91 | 0.0037896 | 0.00094976 | 0 | 0 |  | 1 | TRUE | wye
68 | LV_6623-8_0_7_load_50 | 92 | 0.0088765 | 0.0022247 | 0 | 0 |  | 1 | TRUE | wye
69 | LV_6623-8_0_7_load_51 | 93 | 0.0017806 | 0.00044626 | 0 | 0 |  | 1 | TRUE | wye
70 | LV_6623-8_0_7_load_93 | 94 | 0.0037754 | 0.0009462 | 0 | 0 |  | 1 | TRUE | wye
71 | LV_6623-8_0_7_load_54 | 95 | 0.002758 | 0.00069123 | 0 | 0 |  | 1 | TRUE | wye
72 | LV_6623-8_0_7_load_55 | 96 | 0.0017258 | 0.00043253 | 0 | 0 |  | 1 | TRUE | wye
73 | LV_6623-8_0_7_load_164 | 97 | 0.0010089 | 0.00025285 | 0 | 0 |  | 1 | TRUE | wye
74 | LV_6623-8_0_7_load_64 | 98 | 0.00092528 | 0.0002319 | 0 | 0 |  | 1 | TRUE | wye
75 | LV_6623-8_0_7_load_62 | 99 | 0.0015799 | 0.00039596 | 0 | 0 |  | 1 | TRUE | wye
76 | LV_6623-8_0_7_load_61 | 100 | 0.0017792 | 0.0004459 | 0 | 0 |  | 1 | TRUE | wye
77 | LV_6623-8_0_7_load_67 | 101 | 0.0025464 | 0.00063819 | 0 | 0 |  | 1 | TRUE | wye
78 | LV_6623-8_0_7_load_68 | 102 | 0.0020595 | 0.00051615 | 0 | 0 |  | 1 | TRUE | wye
79 | LV_6623-8_0_7_load_70 | 103 | 0.0019196 | 0.0004811 | 0 | 0 |  | 1 | TRUE | wye
80 | LV_6623-8_0_7_load_72 | 104 | 0.0018938 | 0.00047463 | 0 | 0 |  | 1 | TRUE | wye
81 | LV_6623-8_0_7_load_175 | 105 | 0.0018898 | 0.00047364 | 0 | 0 |  | 1 | TRUE | wye
82 | LV_6623-8_0_7_load_127 | 106 | 0.0012033 | 0.00030158 | 0 | 0 |  | 1 | TRUE | wye
83 | LV_6623-8_0_7_load_128 | 107 | 0.0012102 | 0.0003033 | 0 | 0 |  | 1 | TRUE | wye
84 | LV_6623-8_0_7_load_75 | 108 | 0.0035134 | 0.00088055 | 0 | 0 |  | 1 | TRUE | wye
85 | LV_6623-8_0_7_load_76 | 109 | 0.00089662 | 0.00022471 | 0 | 0 |  | 1 | TRUE | wye
86 | LV_6623-8_0_7_load_77 | 110 | 0.00099498 | 0.00024937 | 0 | 0 |  | 1 | TRUE | wye
87 | LV_6623-8_0_7_load_78 | 111 | 0.0021295 | 0.0005337 | 0 | 0 |  | 1 | TRUE | wye
88 | LV_6623-8_0_7_load_79 | 112 | 0.00086599 | 0.00021704 | 0 | 0 |  | 1 | TRUE | wye
89 | LV_6623-8_0_7_load_167 | 115 | 0.0016234 | 0.00040687 | 0 | 0 |  | 1 | TRUE | wye
90 | LV_6623-8_0_7_load_132 | 116 | 0.0010294 | 0.00025799 | 0 | 0 |  | 1 | TRUE | wye
91 | LV_6623-8_0_7_load_90 | 117 | 0.0025242 | 0.00063262 | 0 | 0 |  | 1 | TRUE | wye
92 | LV_6623-8_0_7_load_87 | 118 | 0.0014427 | 0.00036158 | 0 | 0 |  | 1 | TRUE | wye
93 | LV_6623-8_0_7_load_168 | 119 | 0.0014816 | 0.00037133 | 0 | 0 |  | 1 | TRUE | wye
94 | LV_6623-8_0_7_load_131 | 120 | 0.0014784 | 0.00037053 | 0 | 0 |  | 1 | TRUE | wye
95 | LV_6623-8_0_7_load_92 | 121 | 0.0018732 | 0.00046946 | 0 | 0 |  | 1 | TRUE | wye
96 | LV_6623-8_0_7_load_88 | 122 | 0.0014368 | 0.00036009 | 0 | 0 |  | 1 | TRUE | wye
97 | LV_6623-8_0_7_load_114 | 126 | 0.0017309 | 0.00043381 | 0 | 0 |  | 1 | TRUE | wye
98 | LV_6623-8_0_7_load_85 | 127 | 0.0017404 | 0.00043619 | 0 | 0 |  | 1 | TRUE | wye
99 | LV_6623-8_0_7_load_86 | 128 | 0.002158 | 0.00054084 | 0 | 0 |  | 1 | TRUE | wye
100 | LV_6623-8_0_7_load_123 | 129 | 0.0023885 | 0.00059863 | 0 | 0 |  | 1 | TRUE | wye
101 | LV_6623-8_0_7_load_124 | 130 | 0.0016541 | 0.00041455 | 0 | 0 |  | 1 | TRUE | wye
102 | LV_6623-8_0_7_load_89 | 131 | 0.0017512 | 0.00043888 | 0 | 0 |  | 1 | TRUE | wye
103 | LV_6623-8_0_7_load_91 | 132 | 0.0014379 | 0.00036038 | 0 | 0 |  | 1 | TRUE | wye
104 | LV_6623-8_0_7_load_95 | 133 | 0.00095953 | 0.00024048 | 0 | 0 |  | 1 | TRUE | wye
105 | LV_6623-8_0_7_load_112 | 134 | 0.0015752 | 0.00039478 | 0 | 0 |  | 1 | TRUE | wye
106 | LV_6623-8_0_7_load_96 | 135 | 0.0010014 | 0.00025098 | 0 | 0 |  | 1 | TRUE | wye
107 | LV_6623-8_0_7_load_97 | 137 | 0.00097221 | 0.00024366 | 0 | 0 |  | 1 | TRUE | wye
108 | LV_6623-8_0_7_load_99 | 138 | 0.0032195 | 0.00080688 | 0 | 0 |  | 1 | TRUE | wye
109 | LV_6623-8_0_7_load_100 | 139 | 0.0016055 | 0.00040237 | 0 | 0 |  | 1 | TRUE | wye
110 | LV_6623-8_0_7_load_101 | 140 | 0.0013609 | 0.00034106 | 0 | 0 |  | 1 | TRUE | wye
111 | LV_6623-8_0_7_load_104 | 142 | 0.0015171 | 0.00038023 | 0 | 0 |  | 1 | TRUE | wye
112 | LV_6623-8_0_7_load_174 | 143 | 0.001558 | 0.00039046 | 0 | 0 |  | 1 | TRUE | wye
113 | LV_6623-8_0_7_load_159 | 144 | 0.0014026 | 0.00035153 | 0 | 0 |  | 1 | TRUE | wye
114 | LV_6623-8_0_7_load_106 | 145 | 0.0016609 | 0.00041625 | 0 | 0 |  | 1 | TRUE | wye
115 | LV_6623-8_0_7_load_107 | 146 | 0.001293 | 0.00032406 | 0 | 0 |  | 1 | TRUE | wye
116 | LV_6623-8_0_7_load_111 | 147 | 0.0015219 | 0.00038142 | 0 | 0 |  | 1 | TRUE | wye
117 | LV_6623-8_0_7_load_151 | 148 | 0.0014227 | 0.00035656 | 0 | 0 |  | 1 | TRUE | wye
118 | LV_6623-8_0_7_load_172 | 149 | 0.0015904 | 0.00039858 | 0 | 0 |  | 1 | TRUE | wye
119 | LV_6623-8_0_7_load_153 | 150 | 0.0016357 | 0.00040995 | 0 | 0 |  | 1 | TRUE | wye
120 | LV_6623-8_0_7_load_173 | 151 | 0.0011837 | 0.00029666 | 0 | 0 |  | 1 | TRUE | wye
121 | LV_6623-8_0_7_load_115 | 152 | 0.00096659 | 0.00024225 | 0 | 0 |  | 1 | TRUE | wye
122 | LV_6623-8_0_7_load_117 | 153 | 0.0037191 | 0.00093209 | 0 | 0 |  | 1 | TRUE | wye
123 | LV_6623-8_0_7_load_119 | 154 | 0.0018058 | 0.00045258 | 0 | 0 |  | 1 | TRUE | wye
124 | LV_6623-8_0_7_load_120 | 155 | 0.0011749 | 0.00029445 | 0 | 0 |  | 1 | TRUE | wye
125 | LV_6623-8_0_7_load_140 | 156 | 0.0010583 | 0.00026523 | 0 | 0 |  | 1 | TRUE | wye
126 | LV_6623-8_0_7_load_137 | 157 | 0.0017691 | 0.00044337 | 0 | 0 |  | 1 | TRUE | wye
127 | LV_6623-8_0_7_load_146 | 158 | 0.0015544 | 0.00038958 | 0 | 0 |  | 1 | TRUE | wye
128 | LV_6623-8_0_7_load_134 | 159 | 0.0017713 | 0.00044392 | 0 | 0 |  | 1 | TRUE | wye
129 | LV_6623-8_0_7_load_125 | 160 | 0.0013778 | 0.00034531 | 0 | 0 |  | 1 | TRUE | wye
130 | LV_6623-8_0_7_load_126 | 161 | 0.0073155 | 0.0018334 | 0 | 0 |  | 1 | TRUE | wye
131 | LV_6623-8_0_7_load_130 | 162 | 0.0018192 | 0.00045594 | 0 | 0 |  | 1 | TRUE | wye
132 | LV_6623-8_0_7_load_129 | 163 | 0.003348 | 0.0008391 | 0 | 0 |  | 1 | TRUE | wye
133 | LV_6623-8_0_7_load_183 | 165 | 0.0017305 | 0.0004337 | 0 | 0 |  | 1 | TRUE | wye
134 | LV_6623-8_0_7_load_136 | 167 | 0.0033184 | 0.00083168 | 0 | 0 |  | 1 | TRUE | wye
135 | LV_6623-8_0_7_load_186 | 168 | 0.0012326 | 0.00030892 | 0 | 0 |  | 1 | TRUE | wye
136 | LV_6623-8_0_7_load_187 | 169 | 0.001107 | 0.00027745 | 0 | 0 |  | 1 | TRUE | wye
137 | LV_6623-8_0_7_load_147 | 170 | 0.0021595 | 0.00054122 | 0 | 0 |  | 1 | TRUE | wye
138 | LV_6623-8_0_7_load_141 | 171 | 0.0025861 | 0.00064813 | 0 | 0 |  | 1 | TRUE | wye
139 | LV_6623-8_0_7_load_148 | 172 | 0.0029177 | 0.00073124 | 0 | 0 |  | 1 | TRUE | wye
140 | LV_6623-8_0_7_load_152 | 173 | 0.0036967 | 0.00092648 | 0 | 0 |  | 1 | TRUE | wye
141 | LV_6623-8_0_7_load_154 | 174 | 0.0012021 | 0.00030128 | 0 | 0 |  | 1 | TRUE | wye
142 | LV_6623-8_0_7_load_155 | 175 | 0.0042876 | 0.0010746 | 0 | 0 |  | 1 | TRUE | wye
143 | LV_6623-8_0_7_load_156 | 176 | 0.0034822 | 0.00087273 | 0 | 0 |  | 1 | TRUE | wye
144 | LV_6623-8_0_7_load_157 | 177 | 0.001313 | 0.00032908 | 0 | 0 |  | 1 | TRUE | wye
145 | LV_6623-8_0_7_load_158 | 178 | 0.001829 | 0.00045839 | 0 | 0 |  | 1 | TRUE | wye
146 | LV_6623-8_0_7_load_160 | 179 | 0.001671 | 0.00041879 | 0 | 0 |  | 1 | TRUE | wye
147 | LV_6623-8_0_7_load_161 | 180 | 0.0017856 | 0.00044752 | 0 | 0 |  | 1 | TRUE | wye
148 | LV_6623-8_0_7_load_162 | 181 | 0.0019948 | 0.00049995 | 0 | 0 |  | 1 | TRUE | wye
149 | LV_6623-8_0_7_load_163 | 182 | 0.0017105 | 0.00042869 | 0 | 0 |  | 1 | TRUE | wye
150 | LV_6623-8_0_7_load_190 | 183 | 0.0016268 | 0.00040771 | 0 | 0 |  | 1 | TRUE | wye
151 | LV_6623-8_0_7_load_177 | 184 | 0.0017805 | 0.00044622 | 0 | 0 |  | 1 | TRUE | wye
152 | LV_6623-8_0_7_load_178 | 185 | 0.00179 | 0.00044862 | 0 | 0 |  | 1 | TRUE | wye
153 | LV_6623-8_0_7_load_179 | 186 | 0.0064175 | 0.0016084 | 0 | 0 |  | 1 | TRUE | wye
154 | LV_6623-8_0_7_load_182 | 187 | 0.00179 | 0.00044863 | 0 | 0 |  | 1 | TRUE | wye
155 | LV_6623-8_0_7_load_195 | 188 | 0.0019692 | 0.00049353 | 0 | 0 |  | 1 | TRUE | wye
156 | LV_6623-8_0_7_load_184 | 189 | 0.0011609 | 0.00029095 | 0 | 0 |  | 1 | TRUE | wye
157 | LV_6623-8_0_7_load_196 | 190 | 0.0044713 | 0.0011206 | 0 | 0 |  | 1 | TRUE | wye
158 | LV_6623-8_0_7_load_185 | 191 | 0.0011503 | 0.0002883 | 0 | 0 |  | 1 | TRUE | wye
159 | LV_6623-8_0_7_load_188 | 192 | 0.0023504 | 0.00058907 | 0 | 0 |  | 1 | TRUE | wye
160 | LV_6623-8_0_7_load_191 | 193 | 0.0025513 | 0.00063941 | 0 | 0 |  | 1 | TRUE | wye
161 | LV_6623-8_0_7_load_192 | 194 | 0.0037989 | 0.00095208 | 0 | 0 |  | 1 | TRUE | wye

## ext_grid
| name | bus | vm_pu | va_degree | slack_weight | in_service
0 |  | 8 | 1 | 0 | 1 | TRUE

## line
| name | std_type | from_bus | to_bus | length_km | r_ohm_per_km | x_ohm_per_km | c_nf_per_km | g_us_per_km | max_i_ka | df | parallel | type | in_service
0 | LV_6623-8_0_7_line_0 |  | 0 | 1 | 0.023138 | 0.125 | 0.08 | 261 | 0 | 0.364 | 1 | 1 | cs | TRUE
1 | LV_6623-8_0_7_line_1 |  | 1 | 2 | 0.027504 | 0.125 | 0.08 | 261 | 0 | 0.364 | 1 | 1 | cs | TRUE
2 | LV_6623-8_0_7_line_2 |  | 2 | 3 | 0.007486 | 0.125 | 0.08 | 261 | 0 | 0.364 | 1 | 5 | cs | TRUE
3 | LV_6623-8_0_7_line_3 |  | 2 | 4 | 0.028488 | 0.125 | 0.08 | 261 | 0 | 0.364 | 1 | 5 | cs | TRUE
4 | LV_6623-8_0_7_line_4 |  | 3 | 25 | 0.02218 | 0.125 | 0.08 | 261 | 0 | 0.364 | 1 | 1 | cs | TRUE
5 | LV_6623-8_0_7_line_5 |  | 3 | 24 | 0.01091 | 0.125 | 0.08 | 261 | 0 | 0.364 | 1 | 5 | cs | TRUE
6 | LV_6623-8_0_7_line_6 |  | 4 | 29 | 0.027791 | 0.125 | 0.08 | 261 | 0 | 0.364 | 1 | 5 | cs | TRUE
7 | LV_6623-8_0_7_line_7 |  | 5 | 6 | 0.035269 | 0.125 | 0.08 | 261 | 0 | 0.364 | 1 | 1 | cs | TRUE
8 | LV_6623-8_0_7_line_8 |  | 5 | 7 | 0.013306 | 0.125 | 0.08 | 261 | 0 | 0.364 | 1 | 1 | cs | TRUE
9 | LV_6623-8_0_7_line_9 |  | 6 | 30 | 0.061536 | 0.125 | 0.08 | 261 | 0 | 0.364 | 1 | 1 | cs | TRUE
10 | LV_6623-8_0_7_line_10 |  | 7 | 42 | 0.0054843 | 0.125 | 0.08 | 261 | 0 | 0.364 | 1 | 1 | cs | TRUE
11 | LV_6623-8_0_7_line_11 |  | 8 | 9 | 0.01681 | 0.125 | 0.08 | 261 | 0 | 0.364 | 1 | 1 | cs | TRUE
12 | LV_6623-8_0_7_line_12 |  | 8 | 10 | 0.063998 | 0.125 | 0.08 | 261 | 0 | 0.364 | 1 | 5 | cs | TRUE
13 | LV_6623-8_0_7_line_13 |  | 8 | 11 | 0.020522 | 0.125 | 0.08 | 261 | 0 | 0.364 | 1 | 1 | cs | TRUE
14 | LV_6623-8_0_7_line_14 |  | 9 | 43 | 0.012176 | 0.125 | 0.08 | 261 | 0 | 0.364 | 1 | 1 | cs | TRUE
15 | LV_6623-8_0_7_line_15 |  | 10 | 12 | 0.018786 | 0.125 | 0.08 | 261 | 0 | 0.364 | 1 | 1 | cs | TRUE
16 | LV_6623-8_0_7_line_16 |  | 10 | 13 | 0.019869 | 0.125 | 0.08 | 261 | 0 | 0.364 | 1 | 5 | cs | TRUE
17 | LV_6623-8_0_7_line_17 |  | 10 | 14 | 0.012709 | 0.125 | 0.08 | 261 | 0 | 0.364 | 1 | 1 | cs | TRUE
18 | LV_6623-8_0_7_line_18 |  | 11 | 54 | 0.026218 | 0.125 | 0.08 | 261 | 0 | 0.364 | 1 | 1 | cs | TRUE
19 | LV_6623-8_0_7_line_19 |  | 12 | 55 | 0.013823 | 0.125 | 0.08 | 261 | 0 | 0.364 | 1 | 1 | cs | TRUE
20 | LV_6623-8_0_7_line_20 |  | 13 | 15 | 0.019813 | 0.125 | 0.08 | 261 | 0 | 0.364 | 1 | 1 | cs | TRUE
21 | LV_6623-8_0_7_line_21 |  | 13 | 16 | 0.018601 | 0.125 | 0.08 | 261 | 0 | 0.364 | 1 | 5 | cs | TRUE
22 | LV_6623-8_0_7_line_22 |  | 14 | 56 | 0.011433 | 0.125 | 0.08 | 261 | 0 | 0.364 | 1 | 1 | cs | TRUE
23 | LV_6623-8_0_7_line_23 |  | 16 | 57 | 0.030707 | 0.125 | 0.08 | 261 | 0 | 0.364 | 1 | 5 | cs | TRUE
24 | LV_6623-8_0_7_line_24 |  | 17 | 18 | 0.016156 | 0.125 | 0.08 | 261 | 0 | 0.364 | 1 | 1 | cs | TRUE
25 | LV_6623-8_0_7_line_25 |  | 17 | 19 | 0.062709 | 0.125 | 0.08 | 261 | 0 | 0.364 | 1 | 1 | cs | TRUE
26 | LV_6623-8_0_7_line_26 |  | 17 | 20 | 0.041671 | 0.125 | 0.08 | 261 | 0 | 0.364 | 1 | 1 | cs | TRUE
27 | LV_6623-8_0_7_line_27 |  | 18 | 58 | 0.0033605 | 0.125 | 0.08 | 261 | 0 | 0.364 | 1 | 1 | cs | TRUE
28 | LV_6623-8_0_7_line_28 |  | 19 | 23 | 0.015034 | 0.125 | 0.08 | 261 | 0 | 0.364 | 1 | 1 | cs | TRUE
29 | LV_6623-8_0_7_line_29 |  | 21 | 22 | 0.002384 | 0.125 | 0.08 | 261 | 0 | 0.364 | 1 | 1 | cs | TRUE
30 | LV_6623-8_0_7_line_30 |  | 21 | 23 | 0.010431 | 0.125 | 0.08 | 261 | 0 | 0.364 | 1 | 1 | cs | TRUE
31 | LV_6623-8_0_7_line_31 |  | 23 | 24 | 0.012451 | 0.125 | 0.08 | 261 | 0 | 0.364 | 1 | 1 | cs | TRUE
32 | LV_6623-8_0_7_line_32 |  | 24 | 26 | 0.034176 | 0.125 | 0.08 | 261 | 0 | 0.364 | 1 | 5 | cs | TRUE
33 | LV_6623-8_0_7_line_33 |  | 24 | 27 | 0.11486 | 0.125 | 0.08 | 261 | 0 | 0.364 | 1 | 1 | cs | TRUE
34 | LV_6623-8_0_7_line_34 |  | 25 | 59 | 0.0037884 | 0.125 | 0.08 | 261 | 0 | 0.364 | 1 | 1 | cs | TRUE
35 | LV_6623-8_0_7_line_35 |  | 26 | 60 | 0.015376 | 0.125 | 0.08 | 261 | 0 | 0.364 | 1 | 5 | cs | TRUE
36 | LV_6623-8_0_7_line_36 |  | 27 | 28 | 0.078609 | 0.125 | 0.08 | 261 | 0 | 0.364 | 1 | 1 | cs | TRUE
37 | LV_6623-8_0_7_line_37 |  | 29 | 40 | 0.037872 | 0.125 | 0.08 | 261 | 0 | 0.364 | 1 | 5 | cs | TRUE
38 | LV_6623-8_0_7_line_38 |  | 30 | 31 | 0.022315 | 0.125 | 0.08 | 261 | 0 | 0.364 | 1 | 1 | cs | TRUE
39 | LV_6623-8_0_7_line_39 |  | 31 | 32 | 0.031093 | 0.125 | 0.08 | 261 | 0 | 0.364 | 1 | 1 | cs | TRUE
40 | LV_6623-8_0_7_line_40 |  | 32 | 41 | 0.018902 | 0.125 | 0.08 | 261 | 0 | 0.364 | 1 | 1 | cs | TRUE
41 | LV_6623-8_0_7_line_41 |  | 32 | 36 | 0.030179 | 0.125 | 0.08 | 261 | 0 | 0.364 | 1 | 5 | cs | TRUE
42 | LV_6623-8_0_7_line_42 |  | 32 | 39 | 0.006521 | 0.125 | 0.08 | 261 | 0 | 0.364 | 1 | 5 | cs | TRUE
43 | LV_6623-8_0_7_line_43 |  | 33 | 34 | 0.003992 | 0.125 | 0.08 | 261 | 0 | 0.364 | 1 | 1 | cs | TRUE
44 | LV_6623-8_0_7_line_44 |  | 33 | 35 | 0.010631 | 0.125 | 0.08 | 261 | 0 | 0.364 | 1 | 1 | cs | TRUE
45 | LV_6623-8_0_7_line_45 |  | 34 | 66 | 0.011688 | 0.125 | 0.08 | 261 | 0 | 0.364 | 1 | 1 | cs | TRUE
46 | LV_6623-8_0_7_line_46 |  | 34 | 67 | 0.011964 | 0.125 | 0.08 | 261 | 0 | 0.364 | 1 | 1 | cs | TRUE
47 | LV_6623-8_0_7_line_47 |  | 36 | 37 | 0.015692 | 0.125 | 0.08 | 261 | 0 | 0.364 | 1 | 1 | cs | TRUE
48 | LV_6623-8_0_7_line_48 |  | 36 | 38 | 0.044374 | 0.125 | 0.08 | 261 | 0 | 0.364 | 1 | 5 | cs | TRUE
49 | LV_6623-8_0_7_line_49 |  | 37 | 68 | 0.017538 | 0.125 | 0.08 | 261 | 0 | 0.364 | 1 | 1 | cs | TRUE
50 | LV_6623-8_0_7_line_50 |  | 38 | 69 | 0.031192 | 0.125 | 0.08 | 261 | 0 | 0.364 | 1 | 2 | cs | TRUE
51 | LV_6623-8_0_7_line_51 |  | 39 | 40 | 0.032658 | 0.125 | 0.08 | 261 | 0 | 0.364 | 1 | 5 | cs | TRUE
52 | LV_6623-8_0_7_line_52 |  | 43 | 106 | 0.0080252 | 0.125 | 0.08 | 261 | 0 | 0.364 | 1 | 1 | cs | TRUE
53 | LV_6623-8_0_7_line_53 |  | 44 | 45 | 0.021206 | 0.125 | 0.08 | 261 | 0 | 0.364 | 1 | 1 | cs | TRUE
54 | LV_6623-8_0_7_line_54 |  | 44 | 46 | 0.018844 | 0.125 | 0.08 | 261 | 0 | 0.364 | 1 | 1 | cs | TRUE
55 | LV_6623-8_0_7_line_55 |  | 45 | 65 | 0.024984 | 0.125 | 0.08 | 261 | 0 | 0.364 | 1 | 1 | cs | TRUE
56 | LV_6623-8_0_7_line_56 |  | 46 | 47 | 0.041775 | 0.125 | 0.08 | 261 | 0 | 0.364 | 1 | 1 | cs | TRUE
57 | LV_6623-8_0_7_line_57 |  | 46 | 48 | 0.006669 | 0.125 | 0.08 | 261 | 0 | 0.364 | 1 | 1 | cs | TRUE
58 | LV_6623-8_0_7_line_58 |  | 47 | 64 | 0.00067859 | 0.125 | 0.08 | 261 | 0 | 0.364 | 1 | 1 | cs | TRUE
59 | LV_6623-8_0_7_line_59 |  | 48 | 49 | 0.017829 | 0.125 | 0.08 | 261 | 0 | 0.364 | 1 | 1 | cs | TRUE
60 | LV_6623-8_0_7_line_60 |  | 49 | 61 | 0.012092 | 0.125 | 0.08 | 261 | 0 | 0.364 | 1 | 1 | cs | TRUE
61 | LV_6623-8_0_7_line_61 |  | 50 | 51 | 0.024353 | 0.125 | 0.08 | 261 | 0 | 0.364 | 1 | 1 | cs | TRUE
62 | LV_6623-8_0_7_line_62 |  | 50 | 52 | 0.015352 | 0.125 | 0.08 | 261 | 0 | 0.364 | 1 | 1 | cs | TRUE
63 | LV_6623-8_0_7_line_63 |  | 50 | 53 | 0.02774 | 0.125 | 0.08 | 261 | 0 | 0.364 | 1 | 1 | cs | TRUE
64 | LV_6623-8_0_7_line_64 |  | 51 | 73 | 0.019675 | 0.125 | 0.08 | 261 | 0 | 0.364 | 1 | 1 | cs | TRUE
65 | LV_6623-8_0_7_line_65 |  | 52 | 74 | 0.029328 | 0.125 | 0.08 | 261 | 0 | 0.364 | 1 | 1 | cs | TRUE
66 | LV_6623-8_0_7_line_66 |  | 53 | 78 | 0.0087118 | 0.125 | 0.08 | 261 | 0 | 0.364 | 1 | 1 | cs | TRUE
67 | LV_6623-8_0_7_line_67 |  | 54 | 101 | 0.0035455 | 0.125 | 0.08 | 261 | 0 | 0.364 | 1 | 1 | cs | TRUE
68 | LV_6623-8_0_7_line_68 |  | 55 | 97 | 0.00011276 | 0.125 | 0.08 | 261 | 0 | 0.364 | 1 | 1 | cs | TRUE
69 | LV_6623-8_0_7_line_69 |  | 56 | 95 | 0.021356 | 0.125 | 0.08 | 261 | 0 | 0.364 | 1 | 1 | cs | TRUE
70 | LV_6623-8_0_7_line_70 |  | 57 | 70 | 0.0043436 | 0.125 | 0.08 | 261 | 0 | 0.364 | 1 | 5 | cs | TRUE
71 | LV_6623-8_0_7_line_71 |  | 58 | 94 | 0.017715 | 0.125 | 0.08 | 261 | 0 | 0.364 | 1 | 1 | cs | TRUE
72 | LV_6623-8_0_7_line_72 |  | 60 | 140 | 0.0092933 | 0.125 | 0.08 | 261 | 0 | 0.364 | 1 | 5 | cs | TRUE
73 | LV_6623-8_0_7_line_73 |  | 61 | 157 | 0.015401 | 0.125 | 0.08 | 261 | 0 | 0.364 | 1 | 1 | cs | TRUE
74 | LV_6623-8_0_7_line_74 |  | 62 | 63 | 0.020986 | 0.125 | 0.08 | 261 | 0 | 0.364 | 1 | 1 | cs | TRUE
75 | LV_6623-8_0_7_line_75 |  | 63 | 127 | 0.0084575 | 0.125 | 0.08 | 261 | 0 | 0.364 | 1 | 1 | cs | TRUE
76 | LV_6623-8_0_7_line_76 |  | 64 | 96 | 0.00029152 | 0.125 | 0.08 | 261 | 0 | 0.364 | 1 | 1 | cs | TRUE
77 | LV_6623-8_0_7_line_77 |  | 65 | 171 | 0.00096333 | 0.125 | 0.08 | 261 | 0 | 0.364 | 1 | 1 | cs | TRUE
78 | LV_6623-8_0_7_line_78 |  | 66 | 98 | 0.00056732 | 0.125 | 0.08 | 261 | 0 | 0.364 | 1 | 1 | cs | TRUE
79 | LV_6623-8_0_7_line_79 |  | 67 | 84 | 0.0013298 | 0.125 | 0.08 | 261 | 0 | 0.364 | 1 | 1 | cs | TRUE
80 | LV_6623-8_0_7_line_80 |  | 68 | 183 | 0.013892 | 0.125 | 0.08 | 261 | 0 | 0.364 | 1 | 1 | cs | TRUE
81 | LV_6623-8_0_7_line_81 |  | 69 | 100 | 0.027871 | 0.125 | 0.08 | 261 | 0 | 0.364 | 1 | 2 | cs | TRUE
82 | LV_6623-8_0_7_line_82 |  | 70 | 71 | 0.0014133 | 0.125 | 0.08 | 261 | 0 | 0.364 | 1 | 5 | cs | TRUE
83 | LV_6623-8_0_7_line_83 |  | 71 | 72 | 0.024978 | 0.125 | 0.08 | 261 | 0 | 0.364 | 1 | 5 | cs | TRUE
84 | LV_6623-8_0_7_line_84 |  | 72 | 79 | 0.0043964 | 0.125 | 0.08 | 261 | 0 | 0.364 | 1 | 5 | cs | TRUE
85 | LV_6623-8_0_7_line_85 |  | 73 | 119 | 0.00046008 | 0.125 | 0.08 | 261 | 0 | 0.364 | 1 | 1 | cs | TRUE
86 | LV_6623-8_0_7_line_86 |  | 75 | 76 | 0.023234 | 0.125 | 0.08 | 261 | 0 | 0.364 | 1 | 1 | cs | TRUE
87 | LV_6623-8_0_7_line_87 |  | 75 | 77 | 0.024674 | 0.125 | 0.08 | 261 | 0 | 0.364 | 1 | 1 | cs | TRUE
88 | LV_6623-8_0_7_line_88 |  | 76 | 149 | 0.019934 | 0.125 | 0.08 | 261 | 0 | 0.364 | 1 | 1 | cs | TRUE
89 | LV_6623-8_0_7_line_89 |  | 77 | 145 | 0.032029 | 0.125 | 0.08 | 261 | 0 | 0.364 | 1 | 1 | cs | TRUE
90 | LV_6623-8_0_7_line_90 |  | 79 | 137 | 0.0041135 | 0.125 | 0.08 | 261 | 0 | 0.364 | 1 | 5 | cs | TRUE
91 | LV_6623-8_0_7_line_91 |  | 80 | 81 | 0.026054 | 0.125 | 0.08 | 261 | 0 | 0.364 | 1 | 1 | cs | TRUE
92 | LV_6623-8_0_7_line_92 |  | 80 | 82 | 0.022987 | 0.125 | 0.08 | 261 | 0 | 0.364 | 1 | 1 | cs | TRUE
93 | LV_6623-8_0_7_line_93 |  | 81 | 83 | 0.0024326 | 0.125 | 0.08 | 261 | 0 | 0.364 | 1 | 1 | cs | TRUE
94 | LV_6623-8_0_7_line_94 |  | 82 | 84 | 0.0011563 | 0.125 | 0.08 | 261 | 0 | 0.364 | 1 | 1 | cs | TRUE
95 | LV_6623-8_0_7_line_95 |  | 83 | 85 | 0.0051848 | 0.125 | 0.08 | 261 | 0 | 0.364 | 1 | 1 | cs | TRUE
96 | LV_6623-8_0_7_line_96 |  | 85 | 86 | 0.020893 | 0.125 | 0.08 | 261 | 0 | 0.364 | 1 | 1 | cs | TRUE
97 | LV_6623-8_0_7_line_97 |  | 86 | 87 | 0.039058 | 0.125 | 0.08 | 261 | 0 | 0.364 | 1 | 1 | cs | TRUE
98 | LV_6623-8_0_7_line_98 |  | 87 | 123 | 0.048902 | 0.125 | 0.08 | 261 | 0 | 0.364 | 1 | 1 | cs | TRUE
99 | LV_6623-8_0_7_line_99 |  | 88 | 89 | 0.018886 | 0.125 | 0.08 | 261 | 0 | 0.364 | 1 | 1 | cs | TRUE
100 | LV_6623-8_0_7_line_100 |  | 88 | 90 | 0.0010814 | 0.125 | 0.08 | 261 | 0 | 0.364 | 1 | 1 | cs | TRUE
101 | LV_6623-8_0_7_line_101 |  | 89 | 91 | 0.0077662 | 0.125 | 0.08 | 261 | 0 | 0.364 | 1 | 1 | cs | TRUE
102 | LV_6623-8_0_7_line_102 |  | 90 | 92 | 0.010986 | 0.125 | 0.08 | 261 | 0 | 0.364 | 1 | 1 | cs | TRUE
103 | LV_6623-8_0_7_line_103 |  | 91 | 93 | 0.013847 | 0.125 | 0.08 | 261 | 0 | 0.364 | 1 | 1 | cs | TRUE
104 | LV_6623-8_0_7_line_104 |  | 93 | 94 | 0.00065376 | 0.125 | 0.08 | 261 | 0 | 0.364 | 1 | 1 | cs | TRUE
105 | LV_6623-8_0_7_line_105 |  | 95 | 96 | 0.027331 | 0.125 | 0.08 | 261 | 0 | 0.364 | 1 | 1 | cs | TRUE
106 | LV_6623-8_0_7_line_106 |  | 97 | 182 | 0.013722 | 0.125 | 0.08 | 261 | 0 | 0.364 | 1 | 1 | cs | TRUE
107 | LV_6623-8_0_7_line_107 |  | 98 | 99 | 0.022397 | 0.125 | 0.08 | 261 | 0 | 0.364 | 1 | 1 | cs | TRUE
108 | LV_6623-8_0_7_line_108 |  | 99 | 100 | 0.027784 | 0.125 | 0.08 | 261 | 0 | 0.364 | 1 | 1 | cs | TRUE
109 | LV_6623-8_0_7_line_109 |  | 101 | 102 | 0.034198 | 0.125 | 0.08 | 261 | 0 | 0.364 | 1 | 1 | cs | TRUE
110 | LV_6623-8_0_7_line_110 |  | 102 | 103 | 0.034477 | 0.125 | 0.08 | 261 | 0 | 0.364 | 1 | 1 | cs | TRUE
111 | LV_6623-8_0_7_line_111 |  | 103 | 104 | 2.6629e-05 | 0.125 | 0.08 | 261 | 0 | 0.364 | 1 | 1 | cs | TRUE
112 | LV_6623-8_0_7_line_112 |  | 104 | 105 | 1.7734e-05 | 0.125 | 0.08 | 261 | 0 | 0.364 | 1 | 1 | cs | TRUE
113 | LV_6623-8_0_7_line_113 |  | 106 | 107 | 0.002947 | 0.125 | 0.08 | 261 | 0 | 0.364 | 1 | 1 | cs | TRUE
114 | LV_6623-8_0_7_line_114 |  | 107 | 163 | 0.039222 | 0.125 | 0.08 | 261 | 0 | 0.364 | 1 | 1 | cs | TRUE
115 | LV_6623-8_0_7_line_115 |  | 108 | 109 | 0.026463 | 0.125 | 0.08 | 261 | 0 | 0.364 | 1 | 1 | cs | TRUE
116 | LV_6623-8_0_7_line_116 |  | 108 | 110 | 0.006646 | 0.125 | 0.08 | 261 | 0 | 0.364 | 1 | 1 | cs | TRUE
117 | LV_6623-8_0_7_line_117 |  | 109 | 111 | 0.0012459 | 0.125 | 0.08 | 261 | 0 | 0.364 | 1 | 1 | cs | TRUE
118 | LV_6623-8_0_7_line_118 |  | 110 | 112 | 0.0062679 | 0.125 | 0.08 | 261 | 0 | 0.364 | 1 | 1 | cs | TRUE
119 | LV_6623-8_0_7_line_119 |  | 111 | 113 | 0.025504 | 0.125 | 0.08 | 261 | 0 | 0.364 | 1 | 1 | cs | TRUE
120 | LV_6623-8_0_7_line_120 |  | 112 | 114 | 0.016655 | 0.125 | 0.08 | 261 | 0 | 0.364 | 1 | 1 | cs | TRUE
121 | LV_6623-8_0_7_line_121 |  | 113 | 115 | 0.00042995 | 0.125 | 0.08 | 261 | 0 | 0.364 | 1 | 1 | cs | TRUE
122 | LV_6623-8_0_7_line_122 |  | 113 | 116 | 0.015939 | 0.125 | 0.08 | 261 | 0 | 0.364 | 1 | 1 | cs | TRUE
123 | LV_6623-8_0_7_line_123 |  | 114 | 117 | 0.0081118 | 0.125 | 0.08 | 261 | 0 | 0.364 | 1 | 5 | cs | TRUE
124 | LV_6623-8_0_7_line_124 |  | 114 | 118 | 0.022843 | 0.125 | 0.08 | 261 | 0 | 0.364 | 1 | 5 | cs | TRUE
125 | LV_6623-8_0_7_line_125 |  | 115 | 119 | 0.030327 | 0.125 | 0.08 | 261 | 0 | 0.364 | 1 | 1 | cs | TRUE
126 | LV_6623-8_0_7_line_126 |  | 116 | 120 | 0.029285 | 0.125 | 0.08 | 261 | 0 | 0.364 | 1 | 1 | cs | TRUE
127 | LV_6623-8_0_7_line_127 |  | 117 | 121 | 0.0010855 | 0.125 | 0.08 | 261 | 0 | 0.364 | 1 | 5 | cs | TRUE
128 | LV_6623-8_0_7_line_128 |  | 118 | 122 | 0.010083 | 0.125 | 0.08 | 261 | 0 | 0.364 | 1 | 5 | cs | TRUE
129 | LV_6623-8_0_7_line_129 |  | 120 | 162 | 0.018101 | 0.125 | 0.08 | 261 | 0 | 0.364 | 1 | 1 | cs | TRUE
130 | LV_6623-8_0_7_line_130 |  | 121 | 134 | 0.0082939 | 0.125 | 0.08 | 261 | 0 | 0.364 | 1 | 5 | cs | TRUE
131 | LV_6623-8_0_7_line_131 |  | 122 | 131 | 0.0049345 | 0.125 | 0.08 | 261 | 0 | 0.364 | 1 | 5 | cs | TRUE
132 | LV_6623-8_0_7_line_132 |  | 123 | 159 | 0.036721 | 0.125 | 0.08 | 261 | 0 | 0.364 | 1 | 1 | cs | TRUE
133 | LV_6623-8_0_7_line_133 |  | 124 | 125 | 0.063995 | 0.125 | 0.08 | 261 | 0 | 0.364 | 1 | 1 | cs | TRUE
134 | LV_6623-8_0_7_line_134 |  | 124 | 126 | 0.018692 | 0.125 | 0.08 | 261 | 0 | 0.364 | 1 | 1 | cs | TRUE
135 | LV_6623-8_0_7_line_135 |  | 125 | 154 | 0.018457 | 0.125 | 0.08 | 261 | 0 | 0.364 | 1 | 1 | cs | TRUE
136 | LV_6623-8_0_7_line_136 |  | 125 | 155 | 0.02407 | 0.125 | 0.08 | 261 | 0 | 0.364 | 1 | 1 | cs | TRUE
137 | LV_6623-8_0_7_line_137 |  | 126 | 152 | 0.0049927 | 0.125 | 0.08 | 261 | 0 | 0.364 | 1 | 1 | cs | TRUE
138 | LV_6623-8_0_7_line_138 |  | 127 | 128 | 0.00034693 | 0.125 | 0.08 | 261 | 0 | 0.364 | 1 | 1 | cs | TRUE
139 | LV_6623-8_0_7_line_139 |  | 128 | 129 | 0.0032261 | 0.125 | 0.08 | 261 | 0 | 0.364 | 1 | 1 | cs | TRUE
140 | LV_6623-8_0_7_line_140 |  | 129 | 130 | 0.012018 | 0.125 | 0.08 | 261 | 0 | 0.364 | 1 | 1 | cs | TRUE
141 | LV_6623-8_0_7_line_141 |  | 130 | 160 | 0.022313 | 0.125 | 0.08 | 261 | 0 | 0.364 | 1 | 1 | cs | TRUE
142 | LV_6623-8_0_7_line_142 |  | 131 | 132 | 0.0031422 | 0.125 | 0.08 | 261 | 0 | 0.364 | 1 | 5 | cs | TRUE
143 | LV_6623-8_0_7_line_143 |  | 132 | 133 | 0.019433 | 0.125 | 0.08 | 261 | 0 | 0.364 | 1 | 5 | cs | TRUE
144 | LV_6623-8_0_7_line_144 |  | 133 | 135 | 0.0065527 | 0.125 | 0.08 | 261 | 0 | 0.364 | 1 | 5 | cs | TRUE
145 | LV_6623-8_0_7_line_145 |  | 134 | 136 | 0.027501 | 0.125 | 0.08 | 261 | 0 | 0.364 | 1 | 5 | cs | TRUE
146 | LV_6623-8_0_7_line_146 |  | 135 | 137 | 0.0023803 | 0.125 | 0.08 | 261 | 0 | 0.364 | 1 | 5 | cs | TRUE
147 | LV_6623-8_0_7_line_147 |  | 136 | 147 | 0.018807 | 0.125 | 0.08 | 261 | 0 | 0.364 | 1 | 5 | cs | TRUE
148 | LV_6623-8_0_7_line_148 |  | 136 | 146 | 0.013507 | 0.125 | 0.08 | 261 | 0 | 0.364 | 1 | 1 | cs | TRUE
149 | LV_6623-8_0_7_line_149 |  | 138 | 139 | 0.0072112 | 0.125 | 0.08 | 261 | 0 | 0.364 | 1 | 5 | cs | TRUE
150 | LV_6623-8_0_7_line_150 |  | 138 | 140 | 0.026566 | 0.125 | 0.08 | 261 | 0 | 0.364 | 1 | 5 | cs | TRUE
151 | LV_6623-8_0_7_line_151 |  | 139 | 141 | 0.043451 | 0.125 | 0.08 | 261 | 0 | 0.364 | 1 | 5 | cs | TRUE
152 | LV_6623-8_0_7_line_152 |  | 141 | 142 | 0.040619 | 0.125 | 0.08 | 261 | 0 | 0.364 | 1 | 5 | cs | TRUE
153 | LV_6623-8_0_7_line_153 |  | 142 | 143 | 0.00096521 | 0.125 | 0.08 | 261 | 0 | 0.364 | 1 | 5 | cs | TRUE
154 | LV_6623-8_0_7_line_154 |  | 143 | 144 | 0.0072034 | 0.125 | 0.08 | 261 | 0 | 0.364 | 1 | 5 | cs | TRUE
155 | LV_6623-8_0_7_line_155 |  | 144 | 178 | 0.0097177 | 0.125 | 0.08 | 261 | 0 | 0.364 | 1 | 5 | cs | TRUE
156 | LV_6623-8_0_7_line_156 |  | 145 | 146 | 0.010851 | 0.125 | 0.08 | 261 | 0 | 0.364 | 1 | 1 | cs | TRUE
157 | LV_6623-8_0_7_line_157 |  | 147 | 148 | 0.0050136 | 0.125 | 0.08 | 261 | 0 | 0.364 | 1 | 5 | cs | TRUE
158 | LV_6623-8_0_7_line_158 |  | 148 | 150 | 0.020926 | 0.125 | 0.08 | 261 | 0 | 0.364 | 1 | 5 | cs | TRUE
159 | LV_6623-8_0_7_line_159 |  | 149 | 151 | 0.00074104 | 0.125 | 0.08 | 261 | 0 | 0.364 | 1 | 1 | cs | TRUE
160 | LV_6623-8_0_7_line_160 |  | 150 | 173 | 0.010684 | 0.125 | 0.08 | 261 | 0 | 0.364 | 1 | 5 | cs | TRUE
161 | LV_6623-8_0_7_line_161 |  | 152 | 153 | 0.010775 | 0.125 | 0.08 | 261 | 0 | 0.364 | 1 | 1 | cs | TRUE
162 | LV_6623-8_0_7_line_162 |  | 154 | 156 | 0.0066626 | 0.125 | 0.08 | 261 | 0 | 0.364 | 1 | 1 | cs | TRUE
163 | LV_6623-8_0_7_line_163 |  | 155 | 157 | 0.028053 | 0.125 | 0.08 | 261 | 0 | 0.364 | 1 | 1 | cs | TRUE
164 | LV_6623-8_0_7_line_164 |  | 156 | 158 | 0.015735 | 0.125 | 0.08 | 261 | 0 | 0.364 | 1 | 1 | cs | TRUE
165 | LV_6623-8_0_7_line_165 |  | 158 | 170 | 0.024334 | 0.125 | 0.08 | 261 | 0 | 0.364 | 1 | 1 | cs | TRUE
166 | LV_6623-8_0_7_line_166 |  | 159 | 167 | 0.012799 | 0.125 | 0.08 | 261 | 0 | 0.364 | 1 | 1 | cs | TRUE
167 | LV_6623-8_0_7_line_167 |  | 160 | 161 | 0.0099549 | 0.125 | 0.08 | 261 | 0 | 0.364 | 1 | 1 | cs | TRUE
168 | LV_6623-8_0_7_line_168 |  | 161 | 162 | 0.0076968 | 0.125 | 0.08 | 261 | 0 | 0.364 | 1 | 1 | cs | TRUE
169 | LV_6623-8_0_7_line_169 |  | 163 | 164 | 0.017468 | 0.125 | 0.08 | 261 | 0 | 0.364 | 1 | 1 | cs | TRUE
170 | LV_6623-8_0_7_line_170 |  | 164 | 165 | 0.023129 | 0.125 | 0.08 | 261 | 0 | 0.364 | 1 | 1 | cs | TRUE
171 | LV_6623-8_0_7_line_171 |  | 164 | 166 | 0.026278 | 0.125 | 0.08 | 261 | 0 | 0.364 | 1 | 1 | cs | TRUE
172 | LV_6623-8_0_7_line_172 |  | 165 | 189 | 0.024865 | 0.125 | 0.08 | 261 | 0 | 0.364 | 1 | 1 | cs | TRUE
173 | LV_6623-8_0_7_line_173 |  | 166 | 187 | 0.012106 | 0.125 | 0.08 | 261 | 0 | 0.364 | 1 | 1 | cs | TRUE
174 | LV_6623-8_0_7_line_174 |  | 166 | 185 | 0.017502 | 0.125 | 0.08 | 261 | 0 | 0.364 | 1 | 1 | cs | TRUE
175 | LV_6623-8_0_7_line_175 |  | 167 | 168 | 0.0039258 | 0.125 | 0.08 | 261 | 0 | 0.364 | 1 | 1 | cs | TRUE
176 | LV_6623-8_0_7_line_176 |  | 168 | 169 | 0.0085327 | 0.125 | 0.08 | 261 | 0 | 0.364 | 1 | 1 | cs | TRUE
177 | LV_6623-8_0_7_line_177 |  | 169 | 192 | 0.021101 | 0.125 | 0.08 | 261 | 0 | 0.364 | 1 | 1 | cs | TRUE
178 | LV_6623-8_0_7_line_178 |  | 170 | 172 | 0.0016763 | 0.125 | 0.08 | 261 | 0 | 0.364 | 1 | 1 | cs | TRUE
179 | LV_6623-8_0_7_line_179 |  | 173 | 174 | 0.022022 | 0.125 | 0.08 | 261 | 0 | 0.364 | 1 | 5 | cs | TRUE
180 | LV_6623-8_0_7_line_180 |  | 174 | 175 | 0.0072856 | 0.125 | 0.08 | 261 | 0 | 0.364 | 1 | 5 | cs | TRUE
181 | LV_6623-8_0_7_line_181 |  | 175 | 176 | 0.027402 | 0.125 | 0.08 | 261 | 0 | 0.364 | 1 | 5 | cs | TRUE
182 | LV_6623-8_0_7_line_182 |  | 176 | 177 | 0.010339 | 0.125 | 0.08 | 261 | 0 | 0.364 | 1 | 5 | cs | TRUE
183 | LV_6623-8_0_7_line_183 |  | 177 | 178 | 0.0018062 | 0.125 | 0.08 | 261 | 0 | 0.364 | 1 | 5 | cs | TRUE
184 | LV_6623-8_0_7_line_184 |  | 179 | 180 | 0.023208 | 0.125 | 0.08 | 261 | 0 | 0.364 | 1 | 1 | cs | TRUE
185 | LV_6623-8_0_7_line_185 |  | 179 | 181 | 0.014486 | 0.125 | 0.08 | 261 | 0 | 0.364 | 1 | 1 | cs | TRUE
186 | LV_6623-8_0_7_line_186 |  | 180 | 182 | 0.0063513 | 0.125 | 0.08 | 261 | 0 | 0.364 | 1 | 1 | cs | TRUE
187 | LV_6623-8_0_7_line_187 |  | 183 | 193 | 0.017492 | 0.125 | 0.08 | 261 | 0 | 0.364 | 1 | 1 | cs | TRUE
188 | LV_6623-8_0_7_line_188 |  | 184 | 185 | 0.0095558 | 0.125 | 0.08 | 261 | 0 | 0.364 | 1 | 1 | cs | TRUE
189 | LV_6623-8_0_7_line_189 |  | 184 | 186 | 0.0051223 | 0.125 | 0.08 | 261 | 0 | 0.364 | 1 | 1 | cs | TRUE
190 | LV_6623-8_0_7_line_190 |  | 187 | 188 | 0.015224 | 0.125 | 0.08 | 261 | 0 | 0.364 | 1 | 1 | cs | TRUE
191 | LV_6623-8_0_7_line_191 |  | 188 | 190 | 0.010535 | 0.125 | 0.08 | 261 | 0 | 0.364 | 1 | 1 | cs | TRUE
192 | LV_6623-8_0_7_line_192 |  | 189 | 191 | 0.0065368 | 0.125 | 0.08 | 261 | 0 | 0.364 | 1 | 1 | cs | TRUE
193 | LV_6623-8_0_7_line_193 |  | 193 | 194 | 0.0022582 | 0.125 | 0.08 | 261 | 0 | 0.364 | 1 | 1 | cs | TRUE

## trafo
| name | std_type | hv_bus | lv_bus | sn_mva | vn_hv_kv | vn_lv_kv | vk_percent | vkr_percent | pfe_kw | i0_percent | shift_degree | tap_side | tap_neutral | tap_min | tap_max | tap_step_percent | tap_step_degree | tap_pos | tap_phase_shifter | parallel | df | in_service
0 | LV_6623-8_0_7_trafo_5 | 0.63 MVA 20/0.4 kV | 195 | 8 | 0.63 | 20 | 0.4 | 6 | 1.206 | 1.65 | 0.2619 | 150 | hv | 0 | -2 | 2 | 2.5 | 0 | 0 | FALSE | 1 | 1 | TRUE

## line_geodata
| x0 | y0 | x1 | y1 | x2 | y2 | x3 | y3 | x4 | y4 | x5 | y5 | x6 | y6
0 | 2497841.1547 | 1120513.8346 | 2497827.8917 | 1120494.8748
1 | 2497812.0525 | 1120472.3901 | 2497814.683 | 1120475.9924 | 2497827.8917 | 1120494.8748
2 | 2497812.0525 | 1120472.3901 | 2497808.003 | 1120466.0879
3 | 2497812.0525 | 1120472.3901 | 2497808.5558 | 1120471.86 | 2497805.6127 | 1120472.121 | 2497785.9171 | 1120481.9148
4 | 2497808.003 | 1120466.0879 | 2497798.7724 | 1120472.359 | 2497789.0162 | 1120476.7489 | 2497788.728 | 1120476.8928
5 | 2497808.003 | 1120466.0879 | 2497813.2281 | 1120462.5085 | 2497816.6805 | 1120459.5038
6 | 2497785.9171 | 1120481.9148 | 2497761.0328 | 1120494.2886
7 | 2497755.3359 | 1120587.1879 | 2497746.5558 | 1120594.5298 | 2497728.2978 | 1120609.9261
8 | 2497755.3359 | 1120587.1879 | 2497749.7641 | 1120580.3 | 2497746.8215 | 1120576.9665
9 | 2497728.2978 | 1120609.9261 | 2497687.9966 | 1120563.423
10 | 2497743.1921 | 1120572.8551 | 2497746.8215 | 1120576.9665
11 | 2497725.101 | 1120329.3698 | 2497712.9323 | 1120340.9679
12 | 2497725.101 | 1120329.3698 | 2497705.9378 | 1120302.7327 | 2497686.2439 | 1120278.4839
13 | 2497725.101 | 1120329.3698 | 2497736.7091 | 1120346.2933
14 | 2497704.1183 | 1120349.3685 | 2497712.9323 | 1120340.9679
15 | 2497686.2439 | 1120278.4839 | 2497672.9498 | 1120291.757
16 | 2497686.2439 | 1120278.4839 | 2497690.8802 | 1120273.847 | 2497697.2635 | 1120281.2437 | 2497699.964 | 1120278.9521
17 | 2497686.2439 | 1120278.4839 | 2497677.8548 | 1120268.9369
18 | 2497736.7091 | 1120346.2933 | 2497739.1757 | 1120349.8892 | 2497750.6357 | 1120368.5018
19 | 2497663.1675 | 1120301.5238 | 2497672.9498 | 1120291.757
20 | 2497699.964 | 1120278.9521 | 2497712.1018 | 1120294.612
21 | 2497699.964 | 1120278.9521 | 2497714.1517 | 1120266.9221
22 | 2497670.3081 | 1120260.3486 | 2497677.8548 | 1120268.9369
23 | 2497737.5724 | 1120247.0633 | 2497714.1517 | 1120266.9221
24 | 2497770.6222 | 1120381.9556 | 2497783.3711 | 1120372.0316
25 | 2497770.6222 | 1120381.9556 | 2497802.3709 | 1120436.034
26 | 2497770.6222 | 1120381.9556 | 2497753.9142 | 1120354.0093 | 2497749.0297 | 1120346.3179
27 | 2497786.023 | 1120369.9674 | 2497783.3711 | 1120372.0316
28 | 2497809.9826 | 1120448.9993 | 2497802.3709 | 1120436.034
29 | 2497801.0455 | 1120454.3759 | 2497799.9449 | 1120452.2598
30 | 2497801.0455 | 1120454.3759 | 2497805.943 | 1120451.5024 | 2497809.9826 | 1120448.9993
31 | 2497816.6805 | 1120459.5038 | 2497809.9826 | 1120448.9993
32 | 2497816.6805 | 1120459.5038 | 2497837.722 | 1120441.2034 | 2497842.7755 | 1120437.4588
33 | 2497816.6805 | 1120459.5038 | 2497813.2281 | 1120462.5085 | 2497825.8924 | 1120480.8839 | 2497828.3684 | 1120484.4776 | 2497852.0915 | 1120518.9208 | 2497873.3117 | 1120549.1037 | 2497877.3469 | 1120546.3449
34 | 2497788.728 | 1120476.8928 | 2497785.339 | 1120478.5858
35 | 2497842.7755 | 1120437.4588 | 2497843.9405 | 1120436.5955 | 2497854.6859 | 1120428.6312 | 2497855.1222 | 1120428.2943
36 | 2497831.8098 | 1120482.1958 | 2497877.3469 | 1120546.3449
37 | 2497727.1224 | 1120511.1508 | 2497761.0328 | 1120494.2886
38 | 2497673.3822 | 1120546.5595 | 2497687.9966 | 1120563.423
39 | 2497673.3822 | 1120546.5595 | 2497691.1635 | 1120527.6134 | 2497694.6576 | 1120523.8853
40 | 2497694.6576 | 1120523.8853 | 2497711.5672 | 1120515.4382
41 | 2497669.7932 | 1120506.8508 | 2497681.4693 | 1120515.6032 | 2497689.119 | 1120520.7881 | 2497694.6576 | 1120523.8853
42 | 2497699.7652 | 1120527.957 | 2497694.6576 | 1120523.8853
43 | 2497539.2899 | 1120407.2198 | 2497539.2733 | 1120406.2417 | 2497540.3367 | 1120403.4219
44 | 2497539.2899 | 1120407.2198 | 2497537.6018 | 1120410.5061 | 2497538.362 | 1120417.4007
45 | 2497540.3367 | 1120403.4219 | 2497550.3987 | 1120409.369
46 | 2497540.3367 | 1120403.4219 | 2497532.693 | 1120399.0598 | 2497529.8782 | 1120397.6157
47 | 2497669.7932 | 1120506.8508 | 2497681.4311 | 1120496.3252
48 | 2497669.7932 | 1120506.8508 | 2497659.5591 | 1120498.0517 | 2497645.062 | 1120486.3008 | 2497639.7261 | 1120481.9662 | 2497635.5982 | 1120478.5768
49 | 2497681.4311 | 1120496.3252 | 2497694.4386 | 1120484.561
50 | 2497635.5982 | 1120478.5768 | 2497615.9379 | 1120462.4343 | 2497611.5437 | 1120458.7198
51 | 2497699.7652 | 1120527.957 | 2497703.6062 | 1120522.8443 | 2497727.1224 | 1120511.1508
52 | 2497698.3091 | 1120354.9053 | 2497704.1183 | 1120349.3685
53 | 2497616.1107 | 1120177.4737 | 2497630.2237 | 1120161.6463
54 | 2497608.9659 | 1120192.5487 | 2497613.2003 | 1120188.3299 | 2497616.2358 | 1120185.3099 | 2497614.6336 | 1120182.2907 | 2497614.8582 | 1120179.6074 | 2497616.1107 | 1120177.4737
55 | 2497646.8509 | 1120142.9993 | 2497630.2237 | 1120161.6463
56 | 2497608.9659 | 1120192.5487 | 2497637.0614 | 1120223.4652
57 | 2497608.9659 | 1120192.5487 | 2497605.9023 | 1120192.0891 | 2497603.2608 | 1120189.6657
58 | 2497637.5177 | 1120223.9674 | 2497637.0614 | 1120223.4652
59 | 2497603.2608 | 1120189.6657 | 2497600.0381 | 1120193.4782 | 2497591.7379 | 1120203.2703
60 | 2497591.7379 | 1120203.2703 | 2497583.9191 | 1120212.4944
61 | 2497735.1083 | 1120043.8316 | 2497740.0256 | 1120050.3192 | 2497748.8558 | 1120063.9157
62 | 2497735.1083 | 1120043.8316 | 2497745.3672 | 1120032.4112
63 | 2497735.1083 | 1120043.8316 | 2497716.7019 | 1120064.5854
64 | 2497748.8558 | 1120063.9157 | 2497759.5719 | 1120080.4162
65 | 2497764.9658 | 1120010.5935 | 2497745.3672 | 1120032.4112
66 | 2497716.7019 | 1120064.5854 | 2497710.9213 | 1120071.1031
67 | 2497752.4947 | 1120371.521 | 2497750.6357 | 1120368.5018
68 | 2497663.0877 | 1120301.6035 | 2497663.1675 | 1120301.5238
69 | 2497670.3081 | 1120260.3486 | 2497662.38 | 1120251.3261 | 2497656.0948 | 1120244.4099
70 | 2497740.8853 | 1120244.2542 | 2497737.5724 | 1120247.0633
71 | 2497800.002 | 1120359.0859 | 2497786.023 | 1120369.9674
72 | 2497862.4779 | 1120422.6145 | 2497855.1222 | 1120428.2943
73 | 2497573.9608 | 1120224.2426 | 2497583.9191 | 1120212.4944
74 | 2497673.0108 | 1120213.6673 | 2497687.5866 | 1120198.5697
75 | 2497693.4603 | 1120192.4846 | 2497689.9578 | 1120196.1135 | 2497687.5866 | 1120198.5697
76 | 2497637.7138 | 1120224.1832 | 2497637.5177 | 1120223.9674
77 | 2497646.8509 | 1120142.9993 | 2497647.492 | 1120142.2803
78 | 2497550.8871 | 1120409.6577 | 2497550.3987 | 1120409.369
79 | 2497528.695 | 1120397.0087 | 2497529.8782 | 1120397.6157
80 | 2497704.7416 | 1120475.2427 | 2497694.4386 | 1120484.561
81 | 2497590.1871 | 1120440.8129 | 2497594.6368 | 1120444.428 | 2497611.5437 | 1120458.7198
82 | 2497740.8853 | 1120244.2542 | 2497741.9633 | 1120243.3402
83 | 2497761.0144 | 1120227.1864 | 2497741.9633 | 1120243.3402
84 | 2497764.3676 | 1120224.3432 | 2497761.0144 | 1120227.1864
85 | 2497759.5719 | 1120080.4162 | 2497759.8225 | 1120080.8021
86 | 2497922.0253 | 1120187.8313 | 2497934.0425 | 1120204.4278 | 2497933.865 | 1120207.1658 | 2497933.865 | 1120207.1658
87 | 2497922.0253 | 1120187.8313 | 2497899.0552 | 1120196.842
88 | 2497945.8546 | 1120223.0908 | 2497933.865 | 1120207.1658
89 | 2497899.0552 | 1120196.842 | 2497894.6585 | 1120198.5667 | 2497868.6353 | 1120206.8394
90 | 2497764.3676 | 1120224.3432 | 2497767.5051 | 1120221.6829
91 | 2497482.4648 | 1120377.7997 | 2497499.254 | 1120382.894 | 2497506.9766 | 1120386.4677
92 | 2497527.6662 | 1120396.4809 | 2497524.3018 | 1120394.7548 | 2497510.8423 | 1120388.2566 | 2497506.9766 | 1120386.4677
93 | 2497482.4648 | 1120377.7997 | 2497480.137 | 1120377.0934
94 | 2497528.695 | 1120397.0087 | 2497527.6662 | 1120396.4809
95 | 2497475.1756 | 1120375.588 | 2497480.137 | 1120377.0934
96 | 2497455.1828 | 1120369.5216 | 2497475.1756 | 1120375.588
97 | 2497455.1828 | 1120369.5216 | 2497435.4779 | 1120403.2443
98 | 2497410.8064 | 1120445.4667 | 2497435.4779 | 1120403.2443
99 | 2497806.7204 | 1120344.0148 | 2497795.2321 | 1120329.0248
100 | 2497794.5743 | 1120328.1664 | 2497795.2321 | 1120329.0248
101 | 2497811.4445 | 1120350.1789 | 2497811.4445 | 1120350.1789 | 2497806.7204 | 1120344.0148
102 | 2497787.8914 | 1120319.4465 | 2497794.5743 | 1120328.1664
103 | 2497800.5179 | 1120358.6844 | 2497811.4445 | 1120350.1789
104 | 2497800.002 | 1120359.0859 | 2497800.5179 | 1120358.6844
105 | 2497637.7138 | 1120224.1832 | 2497656.0948 | 1120244.4099
106 | 2497663.0877 | 1120301.6035 | 2497653.3768 | 1120311.299
107 | 2497550.8871 | 1120409.6577 | 2497553.2287 | 1120411.0416 | 2497559.1698 | 1120415.5661 | 2497568.6298 | 1120423.2848
108 | 2497590.1871 | 1120440.8129 | 2497572.6123 | 1120426.5342 | 2497568.6298 | 1120423.2848
109 | 2497752.4947 | 1120371.521 | 2497753.41 | 1120373.0076 | 2497757.7421 | 1120380.0388 | 2497769.9772 | 1120400.9107
110 | 2497787.4128 | 1120430.6543 | 2497769.9772 | 1120400.9107
111 | 2497787.4263 | 1120430.6773 | 2497787.4128 | 1120430.6543
112 | 2497787.4353 | 1120430.6926 | 2497787.4263 | 1120430.6773
113 | 2497696.1758 | 1120356.9385 | 2497698.3091 | 1120354.9053
114 | 2497696.1758 | 1120356.9385 | 2497667.7839 | 1120383.9991
115 | 2497804.5551 | 1120151.8609 | 2497790.3632 | 1120129.5247
116 | 2497808.1192 | 1120157.4704 | 2497804.5551 | 1120151.8609
117 | 2497789.6951 | 1120128.4731 | 2497790.3632 | 1120129.5247
118 | 2497808.1192 | 1120157.4704 | 2497811.4806 | 1120162.7607
119 | 2497776.0175 | 1120106.9465 | 2497789.6951 | 1120128.4731
120 | 2497820.4123 | 1120176.8181 | 2497811.4806 | 1120162.7607
121 | 2497775.7947 | 1120106.5787 | 2497776.0175 | 1120106.9465
122 | 2497776.0175 | 1120106.9465 | 2497764.9485 | 1120118.4152
123 | 2497820.4123 | 1120176.8181 | 2497824.9216 | 1120183.561
124 | 2497820.4123 | 1120176.8181 | 2497802.9893 | 1120191.5914
125 | 2497759.8225 | 1120080.8021 | 2497765.0944 | 1120088.9197 | 2497775.7947 | 1120106.5787
126 | 2497764.9485 | 1120118.4152 | 2497744.6115 | 1120139.4864
127 | 2497824.9216 | 1120183.561 | 2497825.525 | 1120184.4633
128 | 2497795.2996 | 1120198.1126 | 2497801.4543 | 1120192.893 | 2497802.9893 | 1120191.5914
129 | 2497732.0411 | 1120152.5107 | 2497744.6115 | 1120139.4864
130 | 2497830.1355 | 1120191.3577 | 2497825.525 | 1120184.4633
131 | 2497795.2996 | 1120198.1126 | 2497791.5363 | 1120201.3042
132 | 2497410.8064 | 1120445.4667 | 2497442.6911 | 1120463.6827
133 | 2497499.9549 | 1120313.6606 | 2497504.7683 | 1120309.4653 | 2497541.3835 | 1120264.8945
134 | 2497499.9549 | 1120313.6606 | 2497514.654 | 1120325.2077
135 | 2497541.3835 | 1120264.8945 | 2497554.6188 | 1120277.7588
136 | 2497541.3835 | 1120264.8945 | 2497554.1999 | 1120247.5553 | 2497555.8215 | 1120245.6422
137 | 2497518.5801 | 1120328.2919 | 2497514.654 | 1120325.2077
138 | 2497693.4603 | 1120192.4846 | 2497693.7013 | 1120192.235
139 | 2497693.7013 | 1120192.235 | 2497695.9416 | 1120189.9137
140 | 2497704.2874 | 1120181.2665 | 2497695.9416 | 1120189.9137
141 | 2497704.2874 | 1120181.2665 | 2497719.7827 | 1120165.2118
142 | 2497789.1398 | 1120203.3366 | 2497791.5363 | 1120201.3042
143 | 2497789.1398 | 1120203.3366 | 2497777.43 | 1120213.2674 | 2497774.3185 | 1120215.9057
144 | 2497769.3206 | 1120220.1435 | 2497774.3185 | 1120215.9057
145 | 2497845.4212 | 1120214.2192 | 2497831.5432 | 1120193.4627 | 2497830.1355 | 1120191.3577
146 | 2497769.3206 | 1120220.1435 | 2497767.5051 | 1120221.6829
147 | 2497845.4212 | 1120214.2192 | 2497854.0931 | 1120230.9074
148 | 2497845.4212 | 1120214.2192 | 2497858.2938 | 1120210.127
149 | 2497883.505 | 1120406.3782 | 2497889.2127 | 1120401.971
150 | 2497862.4779 | 1120422.6145 | 2497883.505 | 1120406.3782
151 | 2497924.7783 | 1120377.7823 | 2497921.7878 | 1120377.9885 | 2497895.345 | 1120397.2359 | 2497889.2127 | 1120401.971
152 | 2497924.7783 | 1120377.7823 | 2497925.2045 | 1120375.1512 | 2497925.186 | 1120371.7716 | 2497910.0305 | 1120346.1557 | 2497907.971 | 1120341.8078
153 | 2497907.971 | 1120341.8078 | 2497907.5579 | 1120340.9355
154 | 2497904.4743 | 1120334.4255 | 2497907.5579 | 1120340.9355
155 | 2497900.3144 | 1120325.6432 | 2497904.4743 | 1120334.4255
156 | 2497868.6353 | 1120206.8394 | 2497858.2938 | 1120210.127
157 | 2497854.0931 | 1120230.9074 | 2497856.4048 | 1120235.3562
158 | 2497865.3035 | 1120254.2899 | 2497858.9086 | 1120240.1744 | 2497856.4048 | 1120235.3562
159 | 2497946.3003 | 1120223.6828 | 2497945.8546 | 1120223.0908
160 | 2497869.7125 | 1120264.0218 | 2497865.3035 | 1120254.2899
161 | 2497527.0533 | 1120334.9482 | 2497518.5801 | 1120328.2919
162 | 2497559.3964 | 1120282.4025 | 2497554.6188 | 1120277.7588
163 | 2497573.9608 | 1120224.2426 | 2497555.8215 | 1120245.6422
164 | 2497559.3964 | 1120282.4025 | 2497570.6796 | 1120293.3694
165 | 2497570.6796 | 1120293.3694 | 2497588.1288 | 1120310.3295
166 | 2497442.6911 | 1120463.6827 | 2497450.9109 | 1120468.3787 | 2497452.6185 | 1120471.2404
167 | 2497726.696 | 1120158.0489 | 2497719.7827 | 1120165.2118
168 | 2497732.0411 | 1120152.5107 | 2497726.696 | 1120158.0489
169 | 2497655.1388 | 1120396.0511 | 2497667.7839 | 1120383.9991
170 | 2497655.1388 | 1120396.0511 | 2497651.6656 | 1120392.352 | 2497639.664 | 1120389.0085 | 2497636.1788 | 1120384.6302
171 | 2497655.1388 | 1120396.0511 | 2497650.4703 | 1120397.4087 | 2497634.4382 | 1120411.678
172 | 2497638.1604 | 1120366.6948 | 2497628.6263 | 1120375.1422 | 2497636.1788 | 1120384.6302
173 | 2497634.4382 | 1120411.678 | 2497625.7245 | 1120409.7354 | 2497623.6119 | 1120407.3604
174 | 2497634.4382 | 1120411.678 | 2497636.7931 | 1120415.863 | 2497645.2437 | 1120425.3437
175 | 2497452.6185 | 1120471.2404 | 2497452.6185 | 1120471.2404 | 2497452.3686 | 1120475.1583
176 | 2497448.1896 | 1120482.5975 | 2497452.3686 | 1120475.1583 | 2497452.3686 | 1120475.1583
177 | 2497437.8551 | 1120500.9951 | 2497448.1896 | 1120482.5975
178 | 2497589.3309 | 1120311.4979 | 2497588.1288 | 1120310.3295
179 | 2497869.7125 | 1120264.0218 | 2497878.8004 | 1120284.0816
180 | 2497878.8004 | 1120284.0816 | 2497881.8069 | 1120290.7179
181 | 2497894.9102 | 1120314.7722 | 2497883.1473 | 1120293.6766 | 2497881.8069 | 1120290.7179
182 | 2497899.5411 | 1120324.0108 | 2497896.6035 | 1120317.809 | 2497894.9102 | 1120314.7722
183 | 2497900.3144 | 1120325.6432 | 2497899.5411 | 1120324.0108
184 | 2497632.459 | 1120332.1838 | 2497648.8822 | 1120315.7866
185 | 2497622.2075 | 1120342.4191 | 2497632.459 | 1120332.1838
186 | 2497653.3768 | 1120311.299 | 2497648.8822 | 1120315.7866
187 | 2497704.7416 | 1120475.2427 | 2497717.7151 | 1120463.5093
188 | 2497645.2437 | 1120425.3437 | 2497651.6019 | 1120432.4771
189 | 2497655.0102 | 1120436.3009 | 2497651.6019 | 1120432.4771
190 | 2497623.6119 | 1120407.3604 | 2497613.4935 | 1120395.9853
191 | 2497606.4918 | 1120388.114 | 2497613.4935 | 1120395.9853
192 | 2497643.053 | 1120362.3598 | 2497638.1604 | 1120366.6948
193 | 2497719.3899 | 1120461.9945 | 2497717.7151 | 1120463.5093

## bus_geodata
| x | y | coords
0 | 2497841.1547 | 1120513.8346
1 | 2497827.8917 | 1120494.8748
2 | 2497812.0525 | 1120472.3901
3 | 2497808.003 | 1120466.0879
4 | 2497785.9171 | 1120481.9148
5 | 2497755.3359 | 1120587.1879
6 | 2497728.2978 | 1120609.9261
7 | 2497746.8215 | 1120576.9665
8 | 2497725.101 | 1120329.3698
9 | 2497712.9323 | 1120340.9679
10 | 2497686.2439 | 1120278.4839
11 | 2497736.7091 | 1120346.2933
12 | 2497672.9498 | 1120291.757
13 | 2497699.964 | 1120278.9521
14 | 2497677.8548 | 1120268.9369
15 | 2497712.1018 | 1120294.612
16 | 2497714.1517 | 1120266.9221
17 | 2497770.6222 | 1120381.9556
18 | 2497783.3711 | 1120372.0316
19 | 2497802.3709 | 1120436.034
20 | 2497749.0297 | 1120346.3179
21 | 2497801.0455 | 1120454.3759
22 | 2497799.9449 | 1120452.2598
23 | 2497809.9826 | 1120448.9993
24 | 2497816.6805 | 1120459.5038
25 | 2497788.728 | 1120476.8928
26 | 2497842.7755 | 1120437.4588
27 | 2497877.3469 | 1120546.3449
28 | 2497831.8098 | 1120482.1958
29 | 2497761.0328 | 1120494.2886
30 | 2497687.9966 | 1120563.423
31 | 2497673.3822 | 1120546.5595
32 | 2497694.6576 | 1120523.8853
33 | 2497539.2899 | 1120407.2198
34 | 2497540.3367 | 1120403.4219
35 | 2497538.362 | 1120417.4007
36 | 2497669.7932 | 1120506.8508
37 | 2497681.4311 | 1120496.3252
38 | 2497635.5982 | 1120478.5768
39 | 2497699.7652 | 1120527.957
40 | 2497727.1224 | 1120511.1508
41 | 2497711.5672 | 1120515.4382
42 | 2497743.1921 | 1120572.8551
43 | 2497704.1183 | 1120349.3685
44 | 2497616.1107 | 1120177.4737
45 | 2497630.2237 | 1120161.6463
46 | 2497608.9659 | 1120192.5487
47 | 2497637.0614 | 1120223.4652
48 | 2497603.2608 | 1120189.6657
49 | 2497591.7379 | 1120203.2703
50 | 2497735.1083 | 1120043.8316
51 | 2497748.8558 | 1120063.9157
52 | 2497745.3672 | 1120032.4112
53 | 2497716.7019 | 1120064.5854
54 | 2497750.6357 | 1120368.5018
55 | 2497663.1675 | 1120301.5238
56 | 2497670.3081 | 1120260.3486
57 | 2497737.5724 | 1120247.0633
58 | 2497786.023 | 1120369.9674
59 | 2497785.339 | 1120478.5858
60 | 2497855.1222 | 1120428.2943
61 | 2497583.9191 | 1120212.4944
62 | 2497673.0108 | 1120213.6673
63 | 2497687.5866 | 1120198.5697
64 | 2497637.5177 | 1120223.9674
65 | 2497646.8509 | 1120142.9993
66 | 2497550.3987 | 1120409.369
67 | 2497529.8782 | 1120397.6157
68 | 2497694.4386 | 1120484.561
69 | 2497611.5437 | 1120458.7198
70 | 2497740.8853 | 1120244.2542
71 | 2497741.9633 | 1120243.3402
72 | 2497761.0144 | 1120227.1864
73 | 2497759.5719 | 1120080.4162
74 | 2497764.9658 | 1120010.5935
75 | 2497922.0253 | 1120187.8313
76 | 2497933.865 | 1120207.1658
77 | 2497899.0552 | 1120196.842
78 | 2497710.9213 | 1120071.1031
79 | 2497764.3676 | 1120224.3432
80 | 2497506.9766 | 1120386.4677
81 | 2497482.4648 | 1120377.7997
82 | 2497527.6662 | 1120396.4809
83 | 2497480.137 | 1120377.0934
84 | 2497528.695 | 1120397.0087
85 | 2497475.1756 | 1120375.588
86 | 2497455.1828 | 1120369.5216
87 | 2497435.4779 | 1120403.2443
88 | 2497795.2321 | 1120329.0248
89 | 2497806.7204 | 1120344.0148
90 | 2497794.5743 | 1120328.1664
91 | 2497811.4445 | 1120350.1789
92 | 2497787.8914 | 1120319.4465
93 | 2497800.5179 | 1120358.6844
94 | 2497800.002 | 1120359.0859
95 | 2497656.0948 | 1120244.4099
96 | 2497637.7138 | 1120224.1832
97 | 2497663.0877 | 1120301.6035
98 | 2497550.8871 | 1120409.6577
99 | 2497568.6298 | 1120423.2848
100 | 2497590.1871 | 1120440.8129
101 | 2497752.4947 | 1120371.521
102 | 2497769.9772 | 1120400.9107
103 | 2497787.4128 | 1120430.6543
104 | 2497787.4263 | 1120430.6773
105 | 2497787.4353 | 1120430.6926
106 | 2497698.3091 | 1120354.9053
107 | 2497696.1758 | 1120356.9385
108 | 2497804.5551 | 1120151.8609
109 | 2497790.3632 | 1120129.5247
110 | 2497808.1192 | 1120157.4704
111 | 2497789.6951 | 1120128.4731
112 | 2497811.4806 | 1120162.7607
113 | 2497776.0175 | 1120106.9465
114 | 2497820.4123 | 1120176.8181
115 | 2497775.7947 | 1120106.5787
116 | 2497764.9485 | 1120118.4152
117 | 2497824.9216 | 1120183.561
118 | 2497802.9893 | 1120191.5914
119 | 2497759.8225 | 1120080.8021
120 | 2497744.6115 | 1120139.4864
121 | 2497825.525 | 1120184.4633
122 | 2497795.2996 | 1120198.1126
123 | 2497410.8064 | 1120445.4667
124 | 2497499.9549 | 1120313.6606
125 | 2497541.3835 | 1120264.8945
126 | 2497514.654 | 1120325.2077
127 | 2497693.4603 | 1120192.4846
128 | 2497693.7013 | 1120192.235
129 | 2497695.9416 | 1120189.9137
130 | 2497704.2874 | 1120181.2665
131 | 2497791.5363 | 1120201.3042
132 | 2497789.1398 | 1120203.3366
133 | 2497774.3185 | 1120215.9057
134 | 2497830.1355 | 1120191.3577
135 | 2497769.3206 | 1120220.1435
136 | 2497845.4212 | 1120214.2192
137 | 2497767.5051 | 1120221.6829
138 | 2497883.505 | 1120406.3782
139 | 2497889.2127 | 1120401.971
140 | 2497862.4779 | 1120422.6145
141 | 2497924.7783 | 1120377.7823
142 | 2497907.971 | 1120341.8078
143 | 2497907.5579 | 1120340.9355
144 | 2497904.4743 | 1120334.4255
145 | 2497868.6353 | 1120206.8394
146 | 2497858.2938 | 1120210.127
147 | 2497854.0931 | 1120230.9074
148 | 2497856.4048 | 1120235.3562
149 | 2497945.8546 | 1120223.0908
150 | 2497865.3035 | 1120254.2899
151 | 2497946.3003 | 1120223.6828
152 | 2497518.5801 | 1120328.2919
153 | 2497527.0533 | 1120334.9482
154 | 2497554.6188 | 1120277.7588
155 | 2497555.8215 | 1120245.6422
156 | 2497559.3964 | 1120282.4025
157 | 2497573.9608 | 1120224.2426
158 | 2497570.6796 | 1120293.3694
159 | 2497442.6911 | 1120463.6827
160 | 2497719.7827 | 1120165.2118
161 | 2497726.696 | 1120158.0489
162 | 2497732.0411 | 1120152.5107
163 | 2497667.7839 | 1120383.9991
164 | 2497655.1388 | 1120396.0511
165 | 2497636.1788 | 1120384.6302
166 | 2497634.4382 | 1120411.678
167 | 2497452.6185 | 1120471.2404
168 | 2497452.3686 | 1120475.1583
169 | 2497448.1896 | 1120482.5975
170 | 2497588.1288 | 1120310.3295
171 | 2497647.492 | 1120142.2803
172 | 2497589.3309 | 1120311.4979
173 | 2497869.7125 | 1120264.0218
174 | 2497878.8004 | 1120284.0816
175 | 2497881.8069 | 1120290.7179
176 | 2497894.9102 | 1120314.7722
177 | 2497899.5411 | 1120324.0108
178 | 2497900.3144 | 1120325.6432
179 | 2497632.459 | 1120332.1838
180 | 2497648.8822 | 1120315.7866
181 | 2497622.2075 | 1120342.4191
182 | 2497653.3768 | 1120311.299
183 | 2497704.7416 | 1120475.2427
184 | 2497651.6019 | 1120432.4771
185 | 2497645.2437 | 1120425.3437
186 | 2497655.0102 | 1120436.3009
187 | 2497623.6119 | 1120407.3604
188 | 2497613.4935 | 1120395.9853
189 | 2497638.1604 | 1120366.6948
190 | 2497606.4918 | 1120388.114
191 | 2497643.053 | 1120362.3598
192 | 2497437.8551 | 1120500.9951
193 | 2497717.7151 | 1120463.5093
194 | 2497719.3899 | 1120461.9945
195 | 2497730.151 | 1120324.5592

## line_std_types
| c_nf_per_km | r_ohm_per_km | x_ohm_per_km | max_i_ka | type | q_mm2 | alpha | voltage_rating
NAYY 4x50 SE | 210 | 0.642 | 0.083 | 0.142 | cs | 50 | 0.00403 | LV
NAYY 4x120 SE | 264 | 0.225 | 0.08 | 0.242 | cs | 120 | 0.00403 | LV
NAYY 4x150 SE | 261 | 0.208 | 0.08 | 0.27 | cs | 150 | 0.00403 | LV
NA2XS2Y 1x95 RM/25 12/20 kV | 216 | 0.313 | 0.132 | 0.252 | cs | 95 | 0.00403 | MV
NA2XS2Y 1x185 RM/25 12/20 kV | 273 | 0.161 | 0.117 | 0.362 | cs | 185 | 0.00403 | MV
NA2XS2Y 1x240 RM/25 12/20 kV | 304 | 0.122 | 0.112 | 0.421 | cs | 240 | 0.00403 | MV
NA2XS2Y 1x95 RM/25 6/10 kV | 315 | 0.313 | 0.123 | 0.249 | cs | 95 | 0.00403 | MV
NA2XS2Y 1x185 RM/25 6/10 kV | 406 | 0.161 | 0.11 | 0.358 | cs | 185 | 0.00403 | MV
NA2XS2Y 1x240 RM/25 6/10 kV | 456 | 0.122 | 0.105 | 0.416 | cs | 240 | 0.00403 | MV
NA2XS2Y 1x150 RM/25 12/20 kV | 250 | 0.206 | 0.116 | 0.319 | cs | 150 | 0.00403 | MV
NA2XS2Y 1x120 RM/25 12/20 kV | 230 | 0.253 | 0.119 | 0.283 | cs | 120 | 0.00403 | MV
NA2XS2Y 1x70 RM/25 12/20 kV | 190 | 0.443 | 0.132 | 0.22 | cs | 70 | 0.00403 | MV
NA2XS2Y 1x150 RM/25 6/10 kV | 360 | 0.206 | 0.11 | 0.315 | cs | 150 | 0.00403 | MV
NA2XS2Y 1x120 RM/25 6/10 kV | 340 | 0.253 | 0.113 | 0.28 | cs | 120 | 0.00403 | MV
NA2XS2Y 1x70 RM/25 6/10 kV | 280 | 0.443 | 0.123 | 0.217 | cs | 70 | 0.00403 | MV
N2XS(FL)2Y 1x120 RM/35 64/110 kV | 112 | 0.153 | 0.166 | 0.366 | cs | 120 | 0.00393 | HV
N2XS(FL)2Y 1x185 RM/35 64/110 kV | 125 | 0.099 | 0.156 | 0.457 | cs | 185 | 0.00393 | HV
N2XS(FL)2Y 1x240 RM/35 64/110 kV | 135 | 0.075 | 0.149 | 0.526 | cs | 240 | 0.00393 | HV
N2XS(FL)2Y 1x300 RM/35 64/110 kV | 144 | 0.06 | 0.144 | 0.588 | cs | 300 | 0.00393 | HV
15-AL1/3-ST1A 0.4 | 11 | 1.8769 | 0.35 | 0.105 | ol | 16 | 0.00403 | LV
24-AL1/4-ST1A 0.4 | 11.25 | 1.2012 | 0.335 | 0.14 | ol | 24 | 0.00403 | LV
48-AL1/8-ST1A 0.4 | 12.2 | 0.5939 | 0.3 | 0.21 | ol | 48 | 0.00403 | LV
94-AL1/15-ST1A 0.4 | 13.2 | 0.306 | 0.29 | 0.35 | ol | 94 | 0.00403 | LV
34-AL1/6-ST1A 10.0 | 9.7 | 0.8342 | 0.36 | 0.17 | ol | 34 | 0.00403 | MV
48-AL1/8-ST1A 10.0 | 10.1 | 0.5939 | 0.35 | 0.21 | ol | 48 | 0.00403 | MV
70-AL1/11-ST1A 10.0 | 10.4 | 0.4132 | 0.339 | 0.29 | ol | 70 | 0.00403 | MV
94-AL1/15-ST1A 10.0 | 10.75 | 0.306 | 0.33 | 0.35 | ol | 94 | 0.00403 | MV
122-AL1/20-ST1A 10.0 | 11.1 | 0.2376 | 0.323 | 0.41 | ol | 122 | 0.00403 | MV
149-AL1/24-ST1A 10.0 | 11.25 | 0.194 | 0.315 | 0.47 | ol | 149 | 0.00403 | MV
34-AL1/6-ST1A 20.0 | 9.15 | 0.8342 | 0.382 | 0.17 | ol | 34 | 0.00403 | MV
48-AL1/8-ST1A 20.0 | 9.5 | 0.5939 | 0.372 | 0.21 | ol | 48 | 0.00403 | MV
70-AL1/11-ST1A 20.0 | 9.7 | 0.4132 | 0.36 | 0.29 | ol | 70 | 0.00403 | MV
94-AL1/15-ST1A 20.0 | 10 | 0.306 | 0.35 | 0.35 | ol | 94 | 0.00403 | MV
122-AL1/20-ST1A 20.0 | 10.3 | 0.2376 | 0.344 | 0.41 | ol | 122 | 0.00403 | MV
149-AL1/24-ST1A 20.0 | 10.5 | 0.194 | 0.337 | 0.47 | ol | 149 | 0.00403 | MV
184-AL1/30-ST1A 20.0 | 10.75 | 0.1571 | 0.33 | 0.535 | ol | 184 | 0.00403 | MV
243-AL1/39-ST1A 20.0 | 11 | 0.1188 | 0.32 | 0.645 | ol | 243 | 0.00403 | MV
48-AL1/8-ST1A 110.0 | 8 | 0.5939 | 0.46 | 0.21 | ol | 48 | 0.00403 | HV
70-AL1/11-ST1A 110.0 | 8.4 | 0.4132 | 0.45 | 0.29 | ol | 70 | 0.00403 | HV
94-AL1/15-ST1A 110.0 | 8.65 | 0.306 | 0.44 | 0.35 | ol | 94 | 0.00403 | HV
122-AL1/20-ST1A 110.0 | 8.5 | 0.2376 | 0.43 | 0.41 | ol | 122 | 0.00403 | HV
149-AL1/24-ST1A 110.0 | 8.75 | 0.194 | 0.41 | 0.47 | ol | 149 | 0.00403 | HV
184-AL1/30-ST1A 110.0 | 8.8 | 0.1571 | 0.4 | 0.535 | ol | 184 | 0.00403 | HV
243-AL1/39-ST1A 110.0 | 9 | 0.1188 | 0.39 | 0.645 | ol | 243 | 0.00403 | HV
305-AL1/39-ST1A 110.0 | 9.2 | 0.0949 | 0.38 | 0.74 | ol | 305 | 0.00403 | HV
490-AL1/64-ST1A 110.0 | 9.75 | 0.059 | 0.37 | 0.96 | ol | 490 | 0.00403 | HV
679-AL1/86-ST1A 110.0 | 9.95 | 0.042 | 0.36 | 1.15 | ol | 679 | 0.00403 | HV
490-AL1/64-ST1A 220.0 | 10 | 0.059 | 0.285 | 0.96 | ol | 490 | 0.00403 | HV
679-AL1/86-ST1A 220.0 | 11.7 | 0.042 | 0.275 | 1.15 | ol | 679 | 0.00403 | HV
490-AL1/64-ST1A 380.0 | 11 | 0.059 | 0.253 | 0.96 | ol | 490 | 0.00403 | HV
679-AL1/86-ST1A 380.0 | 14.6 | 0.042 | 0.25 | 1.15 | ol | 679 | 0.00403 | HV

## trafo_std_types
| i0_percent | pfe_kw | vkr_percent | sn_mva | vn_lv_kv | vn_hv_kv | vk_percent | shift_degree | vector_group | tap_side | tap_neutral | tap_min | tap_max | tap_step_degree | tap_step_percent | tap_phase_shifter
160 MVA 380/110 kV | 0.06 | 60 | 0.25 | 160 | 110 | 380 | 12.2 | 0 | Yy0 | hv | 0 | -9 | 9 | 0 | 1.5 | FALSE
100 MVA 220/110 kV | 0.06 | 55 | 0.26 | 100 | 110 | 220 | 12 | 0 | Yy0 | hv | 0 | -9 | 9 | 0 | 1.5 | FALSE
63 MVA 110/20 kV | 0.04 | 22 | 0.32 | 63 | 20 | 110 | 18 | 150 | YNd5 | hv | 0 | -9 | 9 | 0 | 1.5 | FALSE
40 MVA 110/20 kV | 0.05 | 18 | 0.34 | 40 | 20 | 110 | 16.2 | 150 | YNd5 | hv | 0 | -9 | 9 | 0 | 1.5 | FALSE
25 MVA 110/20 kV | 0.07 | 14 | 0.41 | 25 | 20 | 110 | 12 | 150 | YNd5 | hv | 0 | -9 | 9 | 0 | 1.5 | FALSE
63 MVA 110/10 kV | 0.04 | 22 | 0.32 | 63 | 10 | 110 | 18 | 150 | YNd5 | hv | 0 | -9 | 9 | 0 | 1.5 | FALSE
40 MVA 110/10 kV | 0.05 | 18 | 0.34 | 40 | 10 | 110 | 16.2 | 150 | YNd5 | hv | 0 | -9 | 9 | 0 | 1.5 | FALSE
25 MVA 110/10 kV | 0.07 | 14 | 0.41 | 25 | 10 | 110 | 12 | 150 | YNd5 | hv | 0 | -9 | 9 | 0 | 1.5 | FALSE
0.25 MVA 20/0.4 kV | 0.32 | 0.8 | 1.44 | 0.25 | 0.4 | 20 | 6 | 150 | Yzn5 | hv | 0 | -2 | 2 | 0 | 2.5 | FALSE
0.4 MVA 20/0.4 kV | 0.3375 | 1.35 | 1.425 | 0.4 | 0.4 | 20 | 6 | 150 | Dyn5 | hv | 0 | -2 | 2 | 0 | 2.5 | FALSE
0.63 MVA 20/0.4 kV | 0.2619 | 1.65 | 1.206 | 0.63 | 0.4 | 20 | 6 | 150 | Dyn5 | hv | 0 | -2 | 2 | 0 | 2.5 | FALSE
0.25 MVA 10/0.4 kV | 0.24 | 0.6 | 1.2 | 0.25 | 0.4 | 10 | 4 | 150 | Dyn5 | hv | 0 | -2 | 2 | 0 | 2.5 | FALSE
0.4 MVA 10/0.4 kV | 0.2375 | 0.95 | 1.325 | 0.4 | 0.4 | 10 | 4 | 150 | Dyn5 | hv | 0 | -2 | 2 | 0 | 2.5 | FALSE
0.63 MVA 10/0.4 kV | 0.1873 | 1.18 | 1.0794 | 0.63 | 0.4 | 10 | 4 | 150 | Dyn5 | hv | 0 | -2 | 2 | 0 | 2.5 | FALSE

## trafo3w_std_types
| sn_hv_mva | sn_mv_mva | sn_lv_mva | vn_hv_kv | vn_mv_kv | vn_lv_kv | vk_hv_percent | vk_mv_percent | vk_lv_percent | vkr_hv_percent | vkr_mv_percent | vkr_lv_percent | pfe_kw | i0_percent | shift_mv_degree | shift_lv_degree | vector_group | tap_side | tap_neutral | tap_min | tap_max | tap_step_percent
63/25/38 MVA 110/20/10 kV | 63 | 25 | 38 | 110 | 20 | 10 | 10.4 | 10.4 | 10.4 | 0.28 | 0.32 | 0.35 | 35 | 0.89 | 0 | 0 | YN0yn0yn0 | hv | 0 | -10 | 10 | 1.2
63/25/38 MVA 110/10/10 kV | 63 | 25 | 38 | 110 | 10 | 10 | 10.4 | 10.4 | 10.4 | 0.28 | 0.32 | 0.35 | 35 | 0.89 | 0 | 0 | YN0yn0yn0 | hv | 0 | -10 | 10 | 1.2

## fuse_std_types
| fuse_type | i_rated_a | t_avg | t_min | t_total | x_avg | x_min | x_total
HV 100A | HV 100A | 100 | 0 | [10.0, 3.64, 0.854, 0.281, 0.1, 0.0531, 0.022, 0.01] | [10.0, 4.267, 1.21, 0.403, 0.1, 0.058, 0.022, 0.01] | 0 | [300.0, 350.0, 450.0, 550.0, 700.0, 850.0, 1200.0, 1752.0] | [600.0, 700.0, 900.0, 1150.0, 1665.0, 2000.0, 3000.0, 4313.0]
HV 10A | HV 10A | 10 | 0 | [10.0, 1675.0, 0.344, 0.156, 0.1, 0.0417, 0.0171, 0.01] | [10.0, 1.3, 0.3, 0.155, 0.1, 0.0555, 0.023, 0.01] | 0 | [30.0, 32.0, 35.0, 37.0, 39.0, 50.0, 70.0, 88.0] | [60.0, 70.0, 80.0, 87.0, 94.0, 110.0, 150.0, 216.0]
HV 125A | HV 125A | 125 | 0 | [10.0, 1.82, 0.344, 0.1, 0.0467, 0.0269, 0.01] | [10.0, 2.478, 0.426, 0.1, 0.0427, 0.0211, 0.01] | 0 | [375.0, 500.0, 700.0, 925.0, 1200.0, 1500.0, 2341.0] | [750.0, 1000.0, 1500.0, 2200.0, 3000.0, 4000.0, 5765.0]
HV 160A | HV 160A | 160 | 0 | [10.0, 4.15, 1.03, 0.198, 0.1, 0.051, 0.0172, 0.01] | [10.0, 2.3, 0.734, 0.274, 0.1, 0.046, 0.0177, 0.01] | 0 | [480.0, 550.0, 700.0, 1000.0, 1260.0, 1600.0, 2500.0, 3227.0] | [960.0, 1300.0, 1700.0, 2200.0, 2996.0, 4000.0, 6000.0, 7946.0]
HV 16A | HV 16A | 16 | 0 | [10.0, 0.352, 0.164, 0.1, 0.0649, 0.0342, 0.01] | [10.0, 2.34, 0.722, 0.181, 0.1, 0.055, 0.0296, 0.01] | 0 | [48.0, 60.0, 65.0, 71.0, 80.0, 100.0, 162.0] | [96.0, 110.0, 125.0, 150.0, 168.0, 200.0, 250.0, 398.0]
HV 200A | HV 200A | 200 | 0 | [10.0, 4.267, 1.21, 0.403, 0.1, 0.058, 0.022, 0.01] | [10.0, 3.73, 1.654, 0.328, 0.1, 0.0531, 0.019, 0.01] | 0 | [600.0, 700.0, 900.0, 1150.0, 1665.0, 2000.0, 3000.0, 4313.0] | [1200.0, 1500.0, 1800.0, 2700.0, 3960.0, 5000.0, 7500.0, 10620.0]
HV 20A | HV 20A | 20 | 0 | [10.0, 1.3, 0.3, 0.155, 0.1, 0.0555, 0.023, 0.01] | [10.0, 1.3, 0.161, 0.1, 0.0611, 0.0399, 0.0141, 0.01] | 0 | [60.0, 70.0, 80.0, 87.0, 94.0, 110.0, 150.0, 216.0] | [120.0, 150.0, 200.0, 223.0, 260.0, 300.0, 450.0, 532.0]
HV 25A | HV 25A | 25 | 0 | [10.0, 2.512, 0.833, 0.299, 0.1, 0.0372, 0.0223, 0.01] | [10.0, 3.125, 0.597, 0.198, 0.1, 0.0378, 0.022, 0.01] | 0 | [75.0, 82.0, 90.0, 100.0, 124.0, 170.0, 200.0, 289.0] | [150.0, 170.0, 210.0, 250.0, 294.0, 400.0, 500.0, 711.0]
HV 31.5A | HV 31.5A | 31.5 | 0 | [10.0, 2.34, 0.722, 0.181, 0.1, 0.055, 0.0296, 0.01] | [10.0, 2.84, 0.368, 0.164, 0.1, 0.0621, 0.0378, 0.0195, 0.01] | 0 | [95.0, 110.0, 125.0, 150.0, 165.0, 200.0, 250.0, 390.0] | [189.0, 220.0, 300.0, 350.0, 393.0, 450.0, 530.0, 700.0, 960.0]
HV 40A | HV 40A | 40 | 0 | [10.0, 1.3, 0.161, 0.1, 0.0611, 0.0399, 0.0141, 0.01] | [10.0, 2.05, 0.369, 0.198, 0.1, 0.051, 0.0298, 0.01] | 0 | [120.0, 150.0, 200.0, 223.0, 260.0, 300.0, 450.0, 532.0] | [240.0, 300.0, 400.0, 450.0, 530.0, 650.0, 800.0, 1311.0]
HV 50A | HV 50A | 50 | 0 | [10.0, 3.215, 0.597, 0.198, 0.1, 0.0378, 0.022, 0.01] | [10.0, 3.64, 0.854, 0.281, 0.1, 0.0531, 0.022, 0.01] | 0 | [150.0, 170.0, 210.0, 250.0, 294.0, 400.0, 500.0, 711.0] | [300.0, 350.0, 450.0, 550.0, 700.0, 850.0, 1200.0, 1752.0]
HV 6.3A | HV 6.3A | 6.3 | 0 | [10.0, 1.39, 0.344, 0.168, 0.1, 0.056, 0.0263, 0.01] | [10.0, 1.711, 0.516, 0.198, 0.1, 0.0634, 0.0303, 0.01] | 0 | [19.0, 19.5, 20.4, 20.8, 22.0, 25.0, 32.0, 48.0] | [38.0, 40.0, 43.0, 48.0, 53.0, 60.0, 75.0, 118.0]
HV 63A | HV 63A | 63 | 0 | [10.0, 2.84, 0.368, 0.164, 0.1, 0.0621, 0.0378, 0.0195, 0.01] | [10.0, 1.82, 0.344, 0.1, 0.0467, 0.0269, 0.01] | 0 | [189.0, 220.0, 300.0, 350.0, 393.0, 450.0, 530.0, 700.0, 961.0] | [378.0, 500.0, 700.0, 934.0, 1200.0, 1500.0, 2366.0]
HV 80A | HV 80A | 80 | 0 | [10.0, 2.05, 0.369, 0.198, 0.1, 0.051, 0.0298, 0.01] | [10.0, 4.15, 1.03, 0.198, 0.1, 0.051, 0.0172, 0.01] | 0 | [240.0, 300.0, 400.0, 450.0, 530.0, 650.0, 800.0, 1311.0] | [480.0, 550.0, 700.0, 1000.0, 1260.0, 1600.0, 2500.0, 3227.0]
Siemens NH-1-100 | Siemens NH-1-100 | 100 | [5400.0, 2000.0, 400.0, 20.0, 1.0, 0.2, 0.012, 0.004] | 0 | 0 | [150.0, 190.0, 250.0, 430.0, 900.0, 1250.0, 2700.0, 3600.0] | 0 | 0
Siemens NH-1-125 | Siemens NH-1-125 | 125 | [4800.0, 120.0, 7.0, 0.1, 0.004] | 0 | 0 | [180.0, 400.0, 740.0, 2000.0, 4250.0] | 0 | 0
Siemens NH-1-16 | Siemens NH-1-16 | 16 | [4000.0, 400.0, 2.0, 0.1, 0.04, 0.01] | 0 | 0 | [26.0, 35.0, 75.0, 150.0, 200.0, 300.0] | 0 | 0
Siemens NH-1-160 | Siemens NH-1-160 | 160 | [4800.0, 120.0, 7.0, 0.1, 0.004] | 0 | 0 | [210.0, 500.0, 900.0, 2300.0, 5000.0] | 0 | 0
Siemens NH-1-25 | Siemens NH-1-25 | 25 | [4000.0, 1000.0, 10.0, 0.2, 0.02, 0.01] | 0 | 0 | [40.0, 50.0, 100.0, 210.0, 400.0, 500.0] | 0 | 0
Siemens NH-1-50 | Siemens NH-1-50 | 50 | [4000.0, 40.0, 4.0, 1.0, 0.02, 0.01] | 0 | 0 | [86.0, 200.0, 300.0, 400.0, 1000.0, 1280.0] | 0 | 0
Siemens NH-1-63 | Siemens NH-1-63 | 63 | [4000.0, 100.0, 10.0, 2.0, 0.04, 0.01] | 0 | 0 | [100.0, 200.0, 300.0, 400.0, 1000.0, 1500.0] | 0 | 0
Siemens NH-1-80 | Siemens NH-1-80 | 80 | [4800.0, 120.0, 7.0, 0.1, 0.01] | 0 | 0 | [150.58, 250.0, 450.0, 1150.0, 2470.0] | 0 | 0
Siemens NH-2-1000 | Siemens NH-2-1000 | 1000 | [4800.0, 120.0, 7.0, 0.1, 0.004] | 0 | 0 | [1900.0, 3500.0, 8400.0, 24000.0, 52000.0] | 0 | 0
Siemens NH-2-200 | Siemens NH-2-200 | 200 | [4800.0, 120.0, 7.0, 0.1, 0.004] | 0 | 0 | [280.0, 650.0, 1200.0, 3000.0, 7000.0] | 0 | 0
Siemens NH-2-224 | Siemens NH-2-224 | 224 | [4800.0, 120.0, 7.0, 0.2, 0.04, 0.004] | 0 | 0 | [400.0, 750.0, 1453.0, 3025.0, 4315.0, 7600.0] | 0 | 0
Siemens NH-2-250 | Siemens NH-2-250 | 250 | [4800.0, 120.0, 7.0, 0.1, 0.004] | 0 | 0 | [450.0, 800.0, 1650.0, 4000.0, 8500.0] | 0 | 0
Siemens NH-2-315 | Siemens NH-2-315 | 315 | [4800.0, 120.0, 7.0, 0.1, 0.004] | 0 | 0 | [550.0, 920.0, 1900.0, 5000.0, 11000.0] | 0 | 0
Siemens NH-2-355 | Siemens NH-2-355 | 355 | [4800.0, 120.0, 6.0, 0.1, 0.004] | 0 | 0 | [650.0, 1116.27, 2350.0, 5840.0, 12790.0] | 0 | 0
Siemens NH-2-400 | Siemens NH-2-400 | 400 | [4800.0, 120.0, 7.0, 0.1, 0.004] | 0 | 0 | [720.0, 1350.0, 2800.0, 6500.0, 15000.0] | 0 | 0
Siemens NH-2-425 | Siemens NH-2-425 | 425 | [4800.0, 120.0, 7.0, 0.1, 0.004] | 0 | 0 | [850.0, 1500.0, 3050.0, 7500.0, 16500.0] | 0 | 0
Siemens NH-2-630 | Siemens NH-2-630 | 630 | [4800.0, 120.0, 7.0, 0.1, 0.004] | 0 | 0 | [1200.0, 2000.0, 4800.0, 12000.0, 26000.0] | 0 | 0

## dtypes
| element | column | dtype
0 | bus | name | object
1 | bus | vn_kv | float64
2 | bus | type | object
3 | bus | zone | object
4 | bus | in_service | bool
5 | load | name | object
6 | load | bus | uint32
7 | load | p_mw | float64
8 | load | q_mvar | float64
9 | load | const_z_percent | float64
10 | load | const_i_percent | float64
11 | load | sn_mva | float64
12 | load | scaling | float64
13 | load | in_service | bool
14 | load | type | object
15 | ext_grid | name | object
16 | ext_grid | bus | uint32
17 | ext_grid | vm_pu | float64
18 | ext_grid | va_degree | float64
19 | ext_grid | slack_weight | float64
20 | ext_grid | in_service | bool
21 | line | name | object
22 | line | std_type | object
23 | line | from_bus | uint32
24 | line | to_bus | uint32
25 | line | length_km | float64
26 | line | r_ohm_per_km | float64
27 | line | x_ohm_per_km | float64
28 | line | c_nf_per_km | float64
29 | line | g_us_per_km | float64
30 | line | max_i_ka | float64
31 | line | df | float64
32 | line | parallel | uint32
33 | line | type | object
34 | line | in_service | bool
35 | trafo | name | object
36 | trafo | std_type | object
37 | trafo | hv_bus | uint32
38 | trafo | lv_bus | uint32
39 | trafo | sn_mva | float64
40 | trafo | vn_hv_kv | float64
41 | trafo | vn_lv_kv | float64
42 | trafo | vk_percent | float64
43 | trafo | vkr_percent | float64
44 | trafo | pfe_kw | float64
45 | trafo | i0_percent | float64
46 | trafo | shift_degree | float64
47 | trafo | tap_side | object
48 | trafo | tap_neutral | int32
49 | trafo | tap_min | int32
50 | trafo | tap_max | int32
51 | trafo | tap_step_percent | float64
52 | trafo | tap_step_degree | float64
53 | trafo | tap_pos | int32
54 | trafo | tap_phase_shifter | bool
55 | trafo | parallel | uint32
56 | trafo | df | float64
57 | trafo | in_service | bool
58 | line_geodata | coords | object
59 | bus_geodata | x | float64
60 | bus_geodata | y | float64
61 | bus_geodata | coords | object

## parameters
| version | format_version | converged | OPF_converged | name | f_hz | sn_mva
0 | 2.14.6 | 2.14.0 | FALSE | FALSE |  | 50 | 1