## bus
| name | vn_kv | type | zone | in_service
0 | bus_LV_6631-15_0_3_node_0 | 0.4 | n |  | TRUE
1 | bus_LV_6631-15_0_3_node_1 | 0.4 | n |  | TRUE
2 | bus_LV_6631-15_0_3_node_2 | 0.4 | n |  | TRUE
3 | bus_LV_6631-15_0_3_node_3 | 0.4 | n |  | TRUE
4 | bus_LV_6631-15_0_3_node_9 | 0.4 | n |  | TRUE
5 | bus_LV_6631-15_0_3_node_24 | 0.4 | n |  | TRUE
6 | bus_LV_6631-15_0_3_node_57 | 0.4 | n |  | TRUE
7 | bus_LV_6631-15_0_3_node_7 | 0.4 | n |  | TRUE
8 | bus_LV_6631-15_0_3_node_8 | 0.4 | n |  | TRUE
9 | bus_LV_6631-15_0_3_node_165 | 0.4 | n |  | TRUE
10 | bus_LV_6631-15_0_3_node_21 | 0.4 | n |  | TRUE
11 | bus_LV_6631-15_0_3_node_4 | 0.4 | n |  | TRUE
12 | bus_LV_6631-15_0_3_node_5 | 0.4 | n |  | TRUE
13 | bus_LV_6631-15_0_3_node_6 | 0.4 | n |  | TRUE
14 | bus_LV_6631-15_0_3_node_10 | 0.4 | n |  | TRUE
15 | bus_LV_6631-15_0_3_node_15 | 0.4 | n |  | TRUE
16 | bus_LV_6631-15_0_3_node_26 | 0.4 | n |  | TRUE
17 | bus_LV_6631-15_0_3_node_14 | 0.4 | n |  | TRUE
18 | bus_LV_6631-15_0_3_node_25 | 0.4 | n |  | TRUE
19 | bus_LV_6631-15_0_3_node_58 | 0.4 | n |  | TRUE
20 | bus_LV_6631-15_0_3_node_11 | 0.4 | n |  | TRUE
21 | bus_LV_6631-15_0_3_node_12 | 0.4 | n |  | TRUE
22 | bus_LV_6631-15_0_3_node_64 | 0.4 | n |  | TRUE
23 | bus_LV_6631-15_0_3_node_13 | 0.4 | n |  | TRUE
24 | bus_LV_6631-15_0_3_node_84 | 0.4 | n |  | TRUE
25 | bus_LV_6631-15_0_3_node_62 | 0.4 | n |  | TRUE
26 | bus_LV_6631-15_0_3_node_37 | 0.4 | n |  | TRUE
27 | bus_LV_6631-15_0_3_node_38 | 0.4 | n |  | TRUE
28 | bus_LV_6631-15_0_3_node_16 | 0.4 | n |  | TRUE
29 | bus_LV_6631-15_0_3_node_17 | 0.4 | n |  | TRUE
30 | bus_LV_6631-15_0_3_node_18 | 0.4 | n |  | TRUE
31 | bus_LV_6631-15_0_3_node_94 | 0.4 | n |  | TRUE
32 | bus_LV_6631-15_0_3_node_95 | 0.4 | n |  | TRUE
33 | bus_LV_6631-15_0_3_node_19 | 0.4 | n |  | TRUE
34 | bus_LV_6631-15_0_3_node_20 | 0.4 | n |  | TRUE
35 | bus_LV_6631-15_0_3_node_22 | 0.4 | n |  | TRUE
36 | bus_LV_6631-15_0_3_node_23 | 0.4 | n |  | TRUE
37 | bus_LV_6631-15_0_3_node_40 | 0.4 | n |  | TRUE
38 | bus_LV_6631-15_0_3_node_31 | 0.4 | n |  | TRUE
39 | bus_LV_6631-15_0_3_node_65 | 0.4 | n |  | TRUE
40 | bus_LV_6631-15_0_3_node_41 | 0.4 | n |  | TRUE
41 | bus_LV_6631-15_0_3_node_42 | 0.4 | n |  | TRUE
42 | bus_LV_6631-15_0_3_node_43 | 0.4 | n |  | TRUE
43 | bus_LV_6631-15_0_3_node_29 | 0.4 | n |  | TRUE
44 | bus_LV_6631-15_0_3_node_66 | 0.4 | n |  | TRUE
45 | bus_LV_6631-15_0_3_node_103 | 0.4 | n |  | TRUE
46 | bus_LV_6631-15_0_3_node_27 | 0.4 | n |  | TRUE
47 | bus_LV_6631-15_0_3_node_28 | 0.4 | n |  | TRUE
48 | bus_LV_6631-15_0_3_node_30 | 0.4 | n |  | TRUE
49 | bus_LV_6631-15_0_3_node_32 | 0.4 | n |  | TRUE
50 | bus_LV_6631-15_0_3_node_33 | 0.4 | n |  | TRUE
51 | bus_LV_6631-15_0_3_node_34 | 0.4 | n |  | TRUE
52 | bus_LV_6631-15_0_3_node_35 | 0.4 | n |  | TRUE
53 | bus_LV_6631-15_0_3_node_36 | 0.4 | n |  | TRUE
54 | bus_LV_6631-15_0_3_node_124 | 0.4 | n |  | TRUE
55 | bus_LV_6631-15_0_3_node_100 | 0.4 | n |  | TRUE
56 | bus_LV_6631-15_0_3_node_117 | 0.4 | n |  | TRUE
57 | bus_LV_6631-15_0_3_node_123 | 0.4 | n |  | TRUE
58 | bus_LV_6631-15_0_3_node_98 | 0.4 | n |  | TRUE
59 | bus_LV_6631-15_0_3_node_116 | 0.4 | n |  | TRUE
60 | bus_LV_6631-15_0_3_node_39 | 0.4 | n |  | TRUE
61 | bus_LV_6631-15_0_3_node_86 | 0.4 | n |  | TRUE
62 | bus_LV_6631-15_0_3_node_158 | 0.4 | n |  | TRUE
63 | bus_LV_6631-15_0_3_node_72 | 0.4 | n |  | TRUE
64 | bus_LV_6631-15_0_3_node_87 | 0.4 | n |  | TRUE
65 | bus_LV_6631-15_0_3_node_83 | 0.4 | n |  | TRUE
66 | bus_LV_6631-15_0_3_node_73 | 0.4 | n |  | TRUE
67 | bus_LV_6631-15_0_3_node_51 | 0.4 | n |  | TRUE
68 | bus_LV_6631-15_0_3_node_44 | 0.4 | n |  | TRUE
69 | bus_LV_6631-15_0_3_node_45 | 0.4 | n |  | TRUE
70 | bus_LV_6631-15_0_3_node_46 | 0.4 | n |  | TRUE
71 | bus_LV_6631-15_0_3_node_47 | 0.4 | n |  | TRUE
72 | bus_LV_6631-15_0_3_node_159 | 0.4 | n |  | TRUE
73 | bus_LV_6631-15_0_3_node_48 | 0.4 | n |  | TRUE
74 | bus_LV_6631-15_0_3_node_49 | 0.4 | n |  | TRUE
75 | bus_LV_6631-15_0_3_node_147 | 0.4 | n |  | TRUE
76 | bus_LV_6631-15_0_3_node_144 | 0.4 | n |  | TRUE
77 | bus_LV_6631-15_0_3_node_50 | 0.4 | n |  | TRUE
78 | bus_LV_6631-15_0_3_node_142 | 0.4 | n |  | TRUE
79 | bus_LV_6631-15_0_3_node_143 | 0.4 | n |  | TRUE
80 | bus_LV_6631-15_0_3_node_145 | 0.4 | n |  | TRUE
81 | bus_LV_6631-15_0_3_node_146 | 0.4 | n |  | TRUE
82 | bus_LV_6631-15_0_3_node_152 | 0.4 | n |  | TRUE
83 | bus_LV_6631-15_0_3_node_141 | 0.4 | n |  | TRUE
84 | bus_LV_6631-15_0_3_node_162 | 0.4 | n |  | TRUE
85 | bus_LV_6631-15_0_3_node_150 | 0.4 | n |  | TRUE
86 | bus_LV_6631-15_0_3_node_163 | 0.4 | n |  | TRUE
87 | bus_LV_6631-15_0_3_node_81 | 0.4 | n |  | TRUE
88 | bus_LV_6631-15_0_3_node_82 | 0.4 | n |  | TRUE
89 | bus_LV_6631-15_0_3_node_52 | 0.4 | n |  | TRUE
90 | bus_LV_6631-15_0_3_node_53 | 0.4 | n |  | TRUE
91 | bus_LV_6631-15_0_3_node_54 | 0.4 | n |  | TRUE
92 | bus_LV_6631-15_0_3_node_79 | 0.4 | n |  | TRUE
93 | bus_LV_6631-15_0_3_node_56 | 0.4 | n |  | TRUE
94 | bus_LV_6631-15_0_3_node_80 | 0.4 | n |  | TRUE
95 | bus_LV_6631-15_0_3_node_78 | 0.4 | n |  | TRUE
96 | bus_LV_6631-15_0_3_node_68 | 0.4 | n |  | TRUE
97 | bus_LV_6631-15_0_3_node_92 | 0.4 | n |  | TRUE
98 | bus_LV_6631-15_0_3_node_59 | 0.4 | n |  | TRUE
99 | bus_LV_6631-15_0_3_node_71 | 0.4 | n |  | TRUE
100 | bus_LV_6631-15_0_3_node_69 | 0.4 | n |  | TRUE
101 | bus_LV_6631-15_0_3_node_60 | 0.4 | n |  | TRUE
102 | bus_LV_6631-15_0_3_node_61 | 0.4 | n |  | TRUE
103 | bus_LV_6631-15_0_3_node_63 | 0.4 | n |  | TRUE
104 | bus_LV_6631-15_0_3_node_88 | 0.4 | n |  | TRUE
105 | bus_LV_6631-15_0_3_node_89 | 0.4 | n |  | TRUE
106 | bus_LV_6631-15_0_3_node_90 | 0.4 | n |  | TRUE
107 | bus_LV_6631-15_0_3_node_96 | 0.4 | n |  | TRUE
108 | bus_LV_6631-15_0_3_node_85 | 0.4 | n |  | TRUE
109 | bus_LV_6631-15_0_3_node_67 | 0.4 | n |  | TRUE
110 | bus_LV_6631-15_0_3_node_75 | 0.4 | n |  | TRUE
111 | bus_LV_6631-15_0_3_node_76 | 0.4 | n |  | TRUE
112 | bus_LV_6631-15_0_3_node_70 | 0.4 | n |  | TRUE
113 | bus_LV_6631-15_0_3_node_74 | 0.4 | n |  | TRUE
114 | bus_LV_6631-15_0_3_node_77 | 0.4 | n |  | TRUE
115 | bus_LV_6631-15_0_3_node_93 | 0.4 | n |  | TRUE
116 | bus_LV_6631-15_0_3_node_160 | 0.4 | n |  | TRUE
117 | bus_LV_6631-15_0_3_node_151 | 0.4 | n |  | TRUE
118 | bus_LV_6631-15_0_3_node_149 | 0.4 | n |  | TRUE
119 | bus_LV_6631-15_0_3_node_161 | 0.4 | n |  | TRUE
120 | bus_LV_6631-15_0_3_node_101 | 0.4 | n |  | TRUE
121 | bus_LV_6631-15_0_3_node_102 | 0.4 | n |  | TRUE
122 | bus_LV_6631-15_0_3_node_99 | 0.4 | n |  | TRUE
123 | bus_LV_6631-15_0_3_node_97 | 0.4 | n |  | TRUE
124 | bus_LV_6631-15_0_3_node_166 | 0.4 | n |  | TRUE
125 | bus_LV_6631-15_0_3_node_104 | 0.4 | n |  | TRUE
126 | bus_LV_6631-15_0_3_node_105 | 0.4 | n |  | TRUE
127 | bus_LV_6631-15_0_3_node_106 | 0.4 | n |  | TRUE
128 | bus_LV_6631-15_0_3_node_107 | 0.4 | n |  | TRUE
129 | bus_LV_6631-15_0_3_node_115 | 0.4 | n |  | TRUE
130 | bus_LV_6631-15_0_3_node_113 | 0.4 | n |  | TRUE
131 | bus_LV_6631-15_0_3_node_108 | 0.4 | n |  | TRUE
132 | bus_LV_6631-15_0_3_node_109 | 0.4 | n |  | TRUE
133 | bus_LV_6631-15_0_3_node_110 | 0.4 | n |  | TRUE
134 | bus_LV_6631-15_0_3_node_111 | 0.4 | n |  | TRUE
135 | bus_LV_6631-15_0_3_node_122 | 0.4 | n |  | TRUE
136 | bus_LV_6631-15_0_3_node_169 | 0.4 | n |  | TRUE
137 | bus_LV_6631-15_0_3_node_120 | 0.4 | n |  | TRUE
138 | bus_LV_6631-15_0_3_node_112 | 0.4 | n |  | TRUE
139 | bus_LV_6631-15_0_3_node_114 | 0.4 | n |  | TRUE
140 | bus_LV_6631-15_0_3_node_131 | 0.4 | n |  | TRUE
141 | bus_LV_6631-15_0_3_node_132 | 0.4 | n |  | TRUE
142 | bus_LV_6631-15_0_3_node_118 | 0.4 | n |  | TRUE
143 | bus_LV_6631-15_0_3_node_119 | 0.4 | n |  | TRUE
144 | bus_LV_6631-15_0_3_node_121 | 0.4 | n |  | TRUE
145 | bus_LV_6631-15_0_3_node_136 | 0.4 | n |  | TRUE
146 | bus_LV_6631-15_0_3_node_130 | 0.4 | n |  | TRUE
147 | bus_LV_6631-15_0_3_node_170 | 0.4 | n |  | TRUE
148 | bus_LV_6631-15_0_3_node_128 | 0.4 | n |  | TRUE
149 | bus_LV_6631-15_0_3_node_129 | 0.4 | n |  | TRUE
150 | bus_LV_6631-15_0_3_node_125 | 0.4 | n |  | TRUE
151 | bus_LV_6631-15_0_3_node_126 | 0.4 | n |  | TRUE
152 | bus_LV_6631-15_0_3_node_127 | 0.4 | n |  | TRUE
153 | bus_LV_6631-15_0_3_node_133 | 0.4 | n |  | TRUE
154 | bus_LV_6631-15_0_3_node_134 | 0.4 | n |  | TRUE
155 | bus_LV_6631-15_0_3_node_135 | 0.4 | n |  | TRUE
156 | bus_LV_6631-15_0_3_node_137 | 0.4 | n |  | TRUE
157 | bus_LV_6631-15_0_3_node_138 | 0.4 | n |  | TRUE
158 | bus_LV_6631-15_0_3_node_139 | 0.4 | n |  | TRUE
159 | bus_LV_6631-15_0_3_node_140 | 0.4 | n |  | TRUE
160 | bus_LV_6631-15_0_3_node_168 | 0.4 | n |  | TRUE
161 | bus_LV_6631-15_0_3_node_148 | 0.4 | n |  | TRUE
162 | bus_LV_6631-15_0_3_node_167 | 0.4 | n |  | TRUE
163 | bus_LV_6631-15_0_3_node_153 | 0.4 | n |  | TRUE
164 | bus_LV_6631-15_0_3_node_154 | 0.4 | n |  | TRUE
165 | bus_LV_6631-15_0_3_node_155 | 0.4 | n |  | TRUE
166 | bus_LV_6631-15_0_3_node_156 | 0.4 | n |  | TRUE
167 | bus_LV_6631-15_0_3_node_157 | 0.4 | n |  | TRUE
168 | bus_LV_6631-15_0_3_node_164 | 0.4 | n |  | TRUE
169 | bus_MV_666_1_node_111 | 20 | n |  | TRUE

## load
| name | bus | p_mw | q_mvar | const_z_percent | const_i_percent | sn_mva | scaling | in_service | type
0 | LV_6631-15_0_3_load_0 | 0 | 0.0019042 | 0.00047723 | 0 | 0 |  | 1 | TRUE | wye
1 | LV_6631-15_0_3_load_2 | 2 | 0.0017795 | 0.00044598 | 0 | 0 |  | 1 | TRUE | wye
2 | LV_6631-15_0_3_load_3 | 3 | 0.0017625 | 0.00044173 | 0 | 0 |  | 1 | TRUE | wye
3 | LV_6631-15_0_3_load_57 | 6 | 0.0021913 | 0.00054918 | 0 | 0 |  | 1 | TRUE | wye
4 | LV_6631-15_0_3_load_165 | 9 | 0.0019647 | 0.0004924 | 0 | 0 |  | 1 | TRUE | wye
5 | LV_6631-15_0_3_load_4 | 11 | 0.00098593 | 0.0002471 | 0 | 0 |  | 1 | TRUE | wye
6 | LV_6631-15_0_3_load_15 | 15 | 0.0017494 | 0.00043845 | 0 | 0 |  | 1 | TRUE | wye
7 | LV_6631-15_0_3_load_26 | 16 | 0.00035848 | 8.9844e-05 | 0 | 0 |  | 1 | TRUE | wye
8 | LV_6631-15_0_3_load_14 | 17 | 0.0018062 | 0.00045267 | 0 | 0 |  | 1 | TRUE | wye
9 | LV_6631-15_0_3_load_25 | 18 | 0.00028799 | 7.2177e-05 | 0 | 0 |  | 1 | TRUE | wye
10 | LV_6631-15_0_3_load_58 | 19 | 0.0014585 | 0.00036553 | 0 | 0 |  | 1 | TRUE | wye
11 | LV_6631-15_0_3_load_11 | 20 | 0.00094934 | 0.00023793 | 0 | 0 |  | 1 | TRUE | wye
12 | LV_6631-15_0_3_load_12 | 21 | 0.0015429 | 0.00038669 | 0 | 0 |  | 1 | TRUE | wye
13 | LV_6631-15_0_3_load_64 | 22 | 0.0017291 | 0.00043335 | 0 | 0 |  | 1 | TRUE | wye
14 | LV_6631-15_0_3_load_13 | 23 | 0.00037498 | 9.3979e-05 | 0 | 0 |  | 1 | TRUE | wye
15 | LV_6631-15_0_3_load_84 | 24 | 0.0012486 | 0.00031293 | 0 | 0 |  | 1 | TRUE | wye
16 | LV_6631-15_0_3_load_62 | 25 | 0.0011683 | 0.0002928 | 0 | 0 |  | 1 | TRUE | wye
17 | LV_6631-15_0_3_load_37 | 26 | 0.00039071 | 9.792e-05 | 0 | 0 |  | 1 | TRUE | wye
18 | LV_6631-15_0_3_load_38 | 27 | 0.0007506 | 0.00018812 | 0 | 0 |  | 1 | TRUE | wye
19 | LV_6631-15_0_3_load_16 | 28 | 0.0014811 | 0.00037119 | 0 | 0 |  | 1 | TRUE | wye
20 | LV_6631-15_0_3_load_17 | 29 | 0.0014798 | 0.00037087 | 0 | 0 |  | 1 | TRUE | wye
21 | LV_6631-15_0_3_load_18 | 30 | 0.0016393 | 0.00041085 | 0 | 0 |  | 1 | TRUE | wye
22 | LV_6631-15_0_3_load_94 | 31 | 0.0002552 | 6.3958e-05 | 0 | 0 |  | 1 | TRUE | wye
23 | LV_6631-15_0_3_load_95 | 32 | 0.0022384 | 0.000561 | 0 | 0 |  | 1 | TRUE | wye
24 | LV_6631-15_0_3_load_19 | 33 | 0.0012993 | 0.00032564 | 0 | 0 |  | 1 | TRUE | wye
25 | LV_6631-15_0_3_load_20 | 34 | 0.0012963 | 0.00032488 | 0 | 0 |  | 1 | TRUE | wye
26 | LV_6631-15_0_3_load_22 | 35 | 0.0012791 | 0.00032056 | 0 | 0 |  | 1 | TRUE | wye
27 | LV_6631-15_0_3_load_31 | 38 | 0.0020158 | 0.0005052 | 0 | 0 |  | 1 | TRUE | wye
28 | LV_6631-15_0_3_load_65 | 39 | 0.0020943 | 0.00052487 | 0 | 0 |  | 1 | TRUE | wye
29 | LV_6631-15_0_3_load_41 | 40 | 0.0012972 | 0.0003251 | 0 | 0 |  | 1 | TRUE | wye
30 | LV_6631-15_0_3_load_42 | 41 | 0.001268 | 0.00031779 | 0 | 0 |  | 1 | TRUE | wye
31 | LV_6631-15_0_3_load_43 | 42 | 0.0012665 | 0.00031741 | 0 | 0 |  | 1 | TRUE | wye
32 | LV_6631-15_0_3_load_29 | 43 | 0.0020607 | 0.00051645 | 0 | 0 |  | 1 | TRUE | wye
33 | LV_6631-15_0_3_load_66 | 44 | 0.0017734 | 0.00044447 | 0 | 0 |  | 1 | TRUE | wye
34 | LV_6631-15_0_3_load_27 | 46 | 0.00066454 | 0.00016655 | 0 | 0 |  | 1 | TRUE | wye
35 | LV_6631-15_0_3_load_28 | 47 | 0.0011659 | 0.00029221 | 0 | 0 |  | 1 | TRUE | wye
36 | LV_6631-15_0_3_load_30 | 48 | 0.0038156 | 0.00095629 | 0 | 0 |  | 1 | TRUE | wye
37 | LV_6631-15_0_3_load_32 | 49 | 0.00096218 | 0.00024115 | 0 | 0 |  | 1 | TRUE | wye
38 | LV_6631-15_0_3_load_33 | 50 | 0.00095377 | 0.00023904 | 0 | 0 |  | 1 | TRUE | wye
39 | LV_6631-15_0_3_load_34 | 51 | 0.0010681 | 0.0002677 | 0 | 0 |  | 1 | TRUE | wye
40 | LV_6631-15_0_3_load_35 | 52 | 0.0013602 | 0.00034091 | 0 | 0 |  | 1 | TRUE | wye
41 | LV_6631-15_0_3_load_124 | 54 | 0.00094582 | 0.00023704 | 0 | 0 |  | 1 | TRUE | wye
42 | LV_6631-15_0_3_load_100 | 55 | 0.00079853 | 0.00020013 | 0 | 0 |  | 1 | TRUE | wye
43 | LV_6631-15_0_3_load_117 | 56 | 0.0043156 | 0.0010816 | 0 | 0 |  | 1 | TRUE | wye
44 | LV_6631-15_0_3_load_123 | 57 | 0.0009413 | 0.00023591 | 0 | 0 |  | 1 | TRUE | wye
45 | LV_6631-15_0_3_load_98 | 58 | 0.0014817 | 0.00037134 | 0 | 0 |  | 1 | TRUE | wye
46 | LV_6631-15_0_3_load_116 | 59 | 0.0013225 | 0.00033145 | 0 | 0 |  | 1 | TRUE | wye
47 | LV_6631-15_0_3_load_39 | 60 | 0.00019364 | 4.853e-05 | 0 | 0 |  | 1 | TRUE | wye
48 | LV_6631-15_0_3_load_86 | 61 | 0.00098413 | 0.00024665 | 0 | 0 |  | 1 | TRUE | wye
49 | LV_6631-15_0_3_load_158 | 62 | 0.00085076 | 0.00021322 | 0 | 0 |  | 1 | TRUE | wye
50 | LV_6631-15_0_3_load_72 | 63 | 0.0019178 | 0.00048065 | 0 | 0 |  | 1 | TRUE | wye
51 | LV_6631-15_0_3_load_87 | 64 | 0.0037729 | 0.00094558 | 0 | 0 |  | 1 | TRUE | wye
52 | LV_6631-15_0_3_load_83 | 65 | 0.0013344 | 0.00033442 | 0 | 0 |  | 1 | TRUE | wye
53 | LV_6631-15_0_3_load_73 | 66 | 0.0010358 | 0.00025961 | 0 | 0 |  | 1 | TRUE | wye
54 | LV_6631-15_0_3_load_44 | 68 | 0.010024 | 0.0025123 | 0 | 0 |  | 1 | TRUE | wye
55 | LV_6631-15_0_3_load_45 | 69 | 0.010292 | 0.0025794 | 0 | 0 |  | 1 | TRUE | wye
56 | LV_6631-15_0_3_load_46 | 70 | 0.013659 | 0.0034232 | 0 | 0 |  | 1 | TRUE | wye
57 | LV_6631-15_0_3_load_159 | 72 | 0.0029136 | 0.00073022 | 0 | 0 |  | 1 | TRUE | wye
58 | LV_6631-15_0_3_load_48 | 73 | 0.010288 | 0.0025784 | 0 | 0 |  | 1 | TRUE | wye
59 | LV_6631-15_0_3_load_49 | 74 | 0.012092 | 0.0030306 | 0 | 0 |  | 1 | TRUE | wye
60 | LV_6631-15_0_3_load_147 | 75 | 0.0025748 | 0.00064532 | 0 | 0 |  | 1 | TRUE | wye
61 | LV_6631-15_0_3_load_50 | 77 | 0.012062 | 0.0030231 | 0 | 0 |  | 1 | TRUE | wye
62 | LV_6631-15_0_3_load_142 | 78 | 0.0028118 | 0.00070471 | 0 | 0 |  | 1 | TRUE | wye
63 | LV_6631-15_0_3_load_143 | 79 | 0.0028669 | 0.00071852 | 0 | 0 |  | 1 | TRUE | wye
64 | LV_6631-15_0_3_load_145 | 80 | 0.0013511 | 0.00033861 | 0 | 0 |  | 1 | TRUE | wye
65 | LV_6631-15_0_3_load_146 | 81 | 0.0038572 | 0.0009667 | 0 | 0 |  | 1 | TRUE | wye
66 | LV_6631-15_0_3_load_141 | 83 | 0.0037474 | 0.00093918 | 0 | 0 |  | 1 | TRUE | wye
67 | LV_6631-15_0_3_load_162 | 84 | 0.011967 | 0.0029991 | 0 | 0 |  | 1 | TRUE | wye
68 | LV_6631-15_0_3_load_150 | 85 | 0.0041789 | 0.0010473 | 0 | 0 |  | 1 | TRUE | wye
69 | LV_6631-15_0_3_load_81 | 87 | 0.013266 | 0.0033248 | 0 | 0 |  | 1 | TRUE | wye
70 | LV_6631-15_0_3_load_82 | 88 | 0.021559 | 0.0054031 | 0 | 0 |  | 1 | TRUE | wye
71 | LV_6631-15_0_3_load_52 | 89 | 0.0010186 | 0.00025529 | 0 | 0 |  | 1 | TRUE | wye
72 | LV_6631-15_0_3_load_53 | 90 | 0.00090543 | 0.00022692 | 0 | 0 |  | 1 | TRUE | wye
73 | LV_6631-15_0_3_load_79 | 92 | 0.0014798 | 0.00037087 | 0 | 0 |  | 1 | TRUE | wye
74 | LV_6631-15_0_3_load_56 | 93 | 0.0014011 | 0.00035114 | 0 | 0 |  | 1 | TRUE | wye
75 | LV_6631-15_0_3_load_80 | 94 | 0.0018661 | 0.00046769 | 0 | 0 |  | 1 | TRUE | wye
76 | LV_6631-15_0_3_load_78 | 95 | 0.0011266 | 0.00028234 | 0 | 0 |  | 1 | TRUE | wye
77 | LV_6631-15_0_3_load_68 | 96 | 0.0012698 | 0.00031825 | 0 | 0 |  | 1 | TRUE | wye
78 | LV_6631-15_0_3_load_92 | 97 | 0.0032194 | 0.00080686 | 0 | 0 |  | 1 | TRUE | wye
79 | LV_6631-15_0_3_load_59 | 98 | 0.0014352 | 0.00035968 | 0 | 0 |  | 1 | TRUE | wye
80 | LV_6631-15_0_3_load_71 | 99 | 0.0015389 | 0.00038569 | 0 | 0 |  | 1 | TRUE | wye
81 | LV_6631-15_0_3_load_69 | 100 | 0.0010754 | 0.00026952 | 0 | 0 |  | 1 | TRUE | wye
82 | LV_6631-15_0_3_load_60 | 101 | 0.00076841 | 0.00019258 | 0 | 0 |  | 1 | TRUE | wye
83 | LV_6631-15_0_3_load_61 | 102 | 0.0011188 | 0.00028039 | 0 | 0 |  | 1 | TRUE | wye
84 | LV_6631-15_0_3_load_63 | 103 | 0.0012721 | 0.00031882 | 0 | 0 |  | 1 | TRUE | wye
85 | LV_6631-15_0_3_load_88 | 104 | 0.0015988 | 0.0004007 | 0 | 0 |  | 1 | TRUE | wye
86 | LV_6631-15_0_3_load_89 | 105 | 0.0012742 | 0.00031935 | 0 | 0 |  | 1 | TRUE | wye
87 | LV_6631-15_0_3_load_90 | 106 | 0.00069204 | 0.00017344 | 0 | 0 |  | 1 | TRUE | wye
88 | LV_6631-15_0_3_load_96 | 107 | 0.0024922 | 0.00062461 | 0 | 0 |  | 1 | TRUE | wye
89 | LV_6631-15_0_3_load_85 | 108 | 0.0010609 | 0.00026589 | 0 | 0 |  | 1 | TRUE | wye
90 | LV_6631-15_0_3_load_67 | 109 | 0.0028216 | 0.00070716 | 0 | 0 |  | 1 | TRUE | wye
91 | LV_6631-15_0_3_load_75 | 110 | 0.002134 | 0.00053482 | 0 | 0 |  | 1 | TRUE | wye
92 | LV_6631-15_0_3_load_76 | 111 | 0.0023073 | 0.00057826 | 0 | 0 |  | 1 | TRUE | wye
93 | LV_6631-15_0_3_load_70 | 112 | 0.00040629 | 0.00010183 | 0 | 0 |  | 1 | TRUE | wye
94 | LV_6631-15_0_3_load_74 | 113 | 0.002103 | 0.00052707 | 0 | 0 |  | 1 | TRUE | wye
95 | LV_6631-15_0_3_load_77 | 114 | 0.0020956 | 0.00052521 | 0 | 0 |  | 1 | TRUE | wye
96 | LV_6631-15_0_3_load_93 | 115 | 0.0016941 | 0.00042458 | 0 | 0 |  | 1 | TRUE | wye
97 | LV_6631-15_0_3_load_160 | 116 | 0.0010271 | 0.00025743 | 0 | 0 |  | 1 | TRUE | wye
98 | LV_6631-15_0_3_load_151 | 117 | 0.0029105 | 0.00072945 | 0 | 0 |  | 1 | TRUE | wye
99 | LV_6631-15_0_3_load_149 | 118 | 0.002073 | 0.00051955 | 0 | 0 |  | 1 | TRUE | wye
100 | LV_6631-15_0_3_load_161 | 119 | 0.0017612 | 0.00044139 | 0 | 0 |  | 1 | TRUE | wye
101 | LV_6631-15_0_3_load_101 | 120 | 0.0015399 | 0.00038594 | 0 | 0 |  | 1 | TRUE | wye
102 | LV_6631-15_0_3_load_102 | 121 | 0.00025545 | 6.4021e-05 | 0 | 0 |  | 1 | TRUE | wye
103 | LV_6631-15_0_3_load_99 | 122 | 0.0018467 | 0.00046282 | 0 | 0 |  | 1 | TRUE | wye
104 | LV_6631-15_0_3_load_97 | 123 | 0.00089051 | 0.00022318 | 0 | 0 |  | 1 | TRUE | wye
105 | LV_6631-15_0_3_load_166 | 124 | 0.0015665 | 0.0003926 | 0 | 0 |  | 1 | TRUE | wye
106 | LV_6631-15_0_3_load_104 | 125 | 0.0018335 | 0.00045951 | 0 | 0 |  | 1 | TRUE | wye
107 | LV_6631-15_0_3_load_105 | 126 | 0.0017018 | 0.00042652 | 0 | 0 |  | 1 | TRUE | wye
108 | LV_6631-15_0_3_load_106 | 127 | 0.0011505 | 0.00028834 | 0 | 0 |  | 1 | TRUE | wye
109 | LV_6631-15_0_3_load_107 | 128 | 0.00092156 | 0.00023097 | 0 | 0 |  | 1 | TRUE | wye
110 | LV_6631-15_0_3_load_115 | 129 | 0.00085967 | 0.00021545 | 0 | 0 |  | 1 | TRUE | wye
111 | LV_6631-15_0_3_load_113 | 130 | 0.001509 | 0.00037819 | 0 | 0 |  | 1 | TRUE | wye
112 | LV_6631-15_0_3_load_108 | 131 | 0.00060778 | 0.00015232 | 0 | 0 |  | 1 | TRUE | wye
113 | LV_6631-15_0_3_load_169 | 136 | 0.00075123 | 0.00018828 | 0 | 0 |  | 1 | TRUE | wye
114 | LV_6631-15_0_3_load_120 | 137 | 0.0058864 | 0.0014753 | 0 | 0 |  | 1 | TRUE | wye
115 | LV_6631-15_0_3_load_112 | 138 | 0.0018902 | 0.00047373 | 0 | 0 |  | 1 | TRUE | wye
116 | LV_6631-15_0_3_load_114 | 139 | 0.0025513 | 0.00063941 | 0 | 0 |  | 1 | TRUE | wye
117 | LV_6631-15_0_3_load_131 | 140 | 0.0019641 | 0.00049226 | 0 | 0 |  | 1 | TRUE | wye
118 | LV_6631-15_0_3_load_132 | 141 | 0.0015837 | 0.00039691 | 0 | 0 |  | 1 | TRUE | wye
119 | LV_6631-15_0_3_load_118 | 142 | 0.0012132 | 0.00030406 | 0 | 0 |  | 1 | TRUE | wye
120 | LV_6631-15_0_3_load_119 | 143 | 0.0014976 | 0.00037535 | 0 | 0 |  | 1 | TRUE | wye
121 | LV_6631-15_0_3_load_130 | 146 | 0.001293 | 0.00032406 | 0 | 0 |  | 1 | TRUE | wye
122 | LV_6631-15_0_3_load_170 | 147 | 0.00055699 | 0.0001396 | 0 | 0 |  | 1 | TRUE | wye
123 | LV_6631-15_0_3_load_129 | 149 | 0.0016047 | 0.00040217 | 0 | 0 |  | 1 | TRUE | wye
124 | LV_6631-15_0_3_load_125 | 150 | 0.0010879 | 0.00027266 | 0 | 0 |  | 1 | TRUE | wye
125 | LV_6631-15_0_3_load_126 | 151 | 0.00059141 | 0.00014822 | 0 | 0 |  | 1 | TRUE | wye
126 | LV_6631-15_0_3_load_127 | 152 | 0.00063845 | 0.00016001 | 0 | 0 |  | 1 | TRUE | wye
127 | LV_6631-15_0_3_load_133 | 153 | 0.001157 | 0.00028997 | 0 | 0 |  | 1 | TRUE | wye
128 | LV_6631-15_0_3_load_134 | 154 | 0.001129 | 0.00028296 | 0 | 0 |  | 1 | TRUE | wye
129 | LV_6631-15_0_3_load_135 | 155 | 0.0011384 | 0.00028531 | 0 | 0 |  | 1 | TRUE | wye
130 | LV_6631-15_0_3_load_137 | 156 | 0.0011331 | 0.00028399 | 0 | 0 |  | 1 | TRUE | wye
131 | LV_6631-15_0_3_load_138 | 157 | 0.0012589 | 0.00031551 | 0 | 0 |  | 1 | TRUE | wye
132 | LV_6631-15_0_3_load_139 | 158 | 0.0030546 | 0.00076555 | 0 | 0 |  | 1 | TRUE | wye
133 | LV_6631-15_0_3_load_140 | 159 | 0.0045767 | 0.001147 | 0 | 0 |  | 1 | TRUE | wye
134 | LV_6631-15_0_3_load_168 | 160 | 0.0017478 | 0.00043804 | 0 | 0 |  | 1 | TRUE | wye
135 | LV_6631-15_0_3_load_148 | 161 | 0.0026197 | 0.00065656 | 0 | 0 |  | 1 | TRUE | wye
136 | LV_6631-15_0_3_load_167 | 162 | 0.0017878 | 0.00044807 | 0 | 0 |  | 1 | TRUE | wye
137 | LV_6631-15_0_3_load_153 | 163 | 0.0010722 | 0.00026871 | 0 | 0 |  | 1 | TRUE | wye
138 | LV_6631-15_0_3_load_154 | 164 | 0.0089395 | 0.0022405 | 0 | 0 |  | 1 | TRUE | wye
139 | LV_6631-15_0_3_load_155 | 165 | 0.00064798 | 0.0001624 | 0 | 0 |  | 1 | TRUE | wye
140 | LV_6631-15_0_3_load_156 | 166 | 0.0090021 | 0.0022561 | 0 | 0 |  | 1 | TRUE | wye
141 | LV_6631-15_0_3_load_157 | 167 | 0.041705 | 0.010452 | 0 | 0 |  | 1 | TRUE | wye
142 | LV_6631-15_0_3_load_164 | 168 | 0.002629 | 0.0006589 | 0 | 0 |  | 1 | TRUE | wye

## ext_grid
| name | bus | vm_pu | va_degree | slack_weight | in_service
0 |  | 167 | 1 | 0 | 1 | TRUE

## line
| name | std_type | from_bus | to_bus | length_km | r_ohm_per_km | x_ohm_per_km | c_nf_per_km | g_us_per_km | max_i_ka | df | parallel | type | in_service
0 | LV_6631-15_0_3_line_0 |  | 0 | 1 | 0.0088966 | 0.125 | 0.08 | 261 | 0 | 0.364 | 1 | 1 | cs | TRUE
1 | LV_6631-15_0_3_line_1 |  | 1 | 2 | 0.0026593 | 0.125 | 0.08 | 261 | 0 | 0.364 | 1 | 1 | cs | TRUE
2 | LV_6631-15_0_3_line_2 |  | 1 | 3 | 0.0059648 | 0.125 | 0.08 | 261 | 0 | 0.364 | 1 | 1 | cs | TRUE
3 | LV_6631-15_0_3_line_3 |  | 2 | 4 | 0.031375 | 0.125 | 0.08 | 261 | 0 | 0.364 | 1 | 1 | cs | TRUE
4 | LV_6631-15_0_3_line_4 |  | 3 | 5 | 0.021403 | 0.125 | 0.08 | 261 | 0 | 0.364 | 1 | 1 | cs | TRUE
5 | LV_6631-15_0_3_line_5 |  | 4 | 6 | 0.02648 | 0.125 | 0.08 | 261 | 0 | 0.364 | 1 | 1 | cs | TRUE
6 | LV_6631-15_0_3_line_6 |  | 4 | 7 | 0.041322 | 0.125 | 0.08 | 261 | 0 | 0.364 | 1 | 1 | cs | TRUE
7 | LV_6631-15_0_3_line_7 |  | 4 | 8 | 0.012482 | 0.125 | 0.08 | 261 | 0 | 0.364 | 1 | 1 | cs | TRUE
8 | LV_6631-15_0_3_line_8 |  | 5 | 9 | 0.015523 | 0.125 | 0.08 | 261 | 0 | 0.364 | 1 | 1 | cs | TRUE
9 | LV_6631-15_0_3_line_9 |  | 5 | 10 | 0.005955 | 0.125 | 0.08 | 261 | 0 | 0.364 | 1 | 1 | cs | TRUE
10 | LV_6631-15_0_3_line_10 |  | 6 | 19 | 0.021338 | 0.125 | 0.08 | 261 | 0 | 0.364 | 1 | 1 | cs | TRUE
11 | LV_6631-15_0_3_line_11 |  | 7 | 15 | 0.0072518 | 0.125 | 0.08 | 261 | 0 | 0.364 | 1 | 1 | cs | TRUE
12 | LV_6631-15_0_3_line_12 |  | 7 | 12 | 0.004487 | 0.125 | 0.08 | 261 | 0 | 0.364 | 1 | 1 | cs | TRUE
13 | LV_6631-15_0_3_line_13 |  | 8 | 16 | 0.028231 | 0.125 | 0.08 | 261 | 0 | 0.364 | 1 | 1 | cs | TRUE
14 | LV_6631-15_0_3_line_14 |  | 9 | 45 | 0.032983 | 0.125 | 0.08 | 261 | 0 | 0.364 | 1 | 1 | cs | TRUE
15 | LV_6631-15_0_3_line_15 |  | 10 | 36 | 0.028082 | 0.125 | 0.08 | 261 | 0 | 0.364 | 1 | 1 | cs | TRUE
16 | LV_6631-15_0_3_line_16 |  | 10 | 33 | 0.023357 | 0.125 | 0.08 | 261 | 0 | 0.364 | 1 | 1 | cs | TRUE
17 | LV_6631-15_0_3_line_17 |  | 11 | 12 | 0.016763 | 0.125 | 0.08 | 261 | 0 | 0.364 | 1 | 1 | cs | TRUE
18 | LV_6631-15_0_3_line_18 |  | 11 | 13 | 0.031354 | 0.125 | 0.08 | 261 | 0 | 0.364 | 1 | 1 | cs | TRUE
19 | LV_6631-15_0_3_line_19 |  | 13 | 14 | 0.005571 | 0.125 | 0.08 | 261 | 0 | 0.364 | 1 | 1 | cs | TRUE
20 | LV_6631-15_0_3_line_20 |  | 14 | 17 | 0.0080262 | 0.125 | 0.08 | 261 | 0 | 0.364 | 1 | 1 | cs | TRUE
21 | LV_6631-15_0_3_line_21 |  | 16 | 18 | 0.016771 | 0.125 | 0.08 | 261 | 0 | 0.364 | 1 | 1 | cs | TRUE
22 | LV_6631-15_0_3_line_22 |  | 18 | 46 | 0.006056 | 0.125 | 0.08 | 261 | 0 | 0.364 | 1 | 1 | cs | TRUE
23 | LV_6631-15_0_3_line_23 |  | 19 | 98 | 0.045077 | 0.125 | 0.08 | 261 | 0 | 0.364 | 1 | 1 | cs | TRUE
24 | LV_6631-15_0_3_line_24 |  | 20 | 21 | 0.0024312 | 0.125 | 0.08 | 261 | 0 | 0.364 | 1 | 1 | cs | TRUE
25 | LV_6631-15_0_3_line_25 |  | 20 | 22 | 0.029755 | 0.125 | 0.08 | 261 | 0 | 0.364 | 1 | 1 | cs | TRUE
26 | LV_6631-15_0_3_line_26 |  | 21 | 23 | 0.0076542 | 0.125 | 0.08 | 261 | 0 | 0.364 | 1 | 1 | cs | TRUE
27 | LV_6631-15_0_3_line_27 |  | 22 | 24 | 0.027485 | 0.125 | 0.08 | 261 | 0 | 0.364 | 1 | 1 | cs | TRUE
28 | LV_6631-15_0_3_line_28 |  | 22 | 25 | 0.033166 | 0.125 | 0.08 | 261 | 0 | 0.364 | 1 | 1 | cs | TRUE
29 | LV_6631-15_0_3_line_29 |  | 23 | 26 | 0.0072735 | 0.125 | 0.08 | 261 | 0 | 0.364 | 1 | 1 | cs | TRUE
30 | LV_6631-15_0_3_line_30 |  | 24 | 108 | 0.029492 | 0.125 | 0.08 | 261 | 0 | 0.364 | 1 | 1 | cs | TRUE
31 | LV_6631-15_0_3_line_31 |  | 25 | 101 | 0.0089661 | 0.125 | 0.08 | 261 | 0 | 0.364 | 1 | 1 | cs | TRUE
32 | LV_6631-15_0_3_line_32 |  | 26 | 27 | 0.016047 | 0.125 | 0.08 | 261 | 0 | 0.364 | 1 | 1 | cs | TRUE
33 | LV_6631-15_0_3_line_33 |  | 27 | 60 | 0.0099428 | 0.125 | 0.08 | 261 | 0 | 0.364 | 1 | 1 | cs | TRUE
34 | LV_6631-15_0_3_line_34 |  | 28 | 29 | 0.019537 | 0.125 | 0.08 | 261 | 0 | 0.364 | 1 | 1 | cs | TRUE
35 | LV_6631-15_0_3_line_35 |  | 29 | 30 | 0.0085345 | 0.125 | 0.08 | 261 | 0 | 0.364 | 1 | 1 | cs | TRUE
36 | LV_6631-15_0_3_line_36 |  | 30 | 31 | 0.017568 | 0.125 | 0.08 | 261 | 0 | 0.364 | 1 | 1 | cs | TRUE
37 | LV_6631-15_0_3_line_37 |  | 31 | 32 | 0.011532 | 0.125 | 0.08 | 261 | 0 | 0.364 | 1 | 1 | cs | TRUE
38 | LV_6631-15_0_3_line_38 |  | 32 | 121 | 0.0085858 | 0.125 | 0.08 | 261 | 0 | 0.364 | 1 | 1 | cs | TRUE
39 | LV_6631-15_0_3_line_39 |  | 33 | 34 | 0.024125 | 0.125 | 0.08 | 261 | 0 | 0.364 | 1 | 1 | cs | TRUE
40 | LV_6631-15_0_3_line_40 |  | 34 | 35 | 0.023095 | 0.125 | 0.08 | 261 | 0 | 0.364 | 1 | 2 | cs | TRUE
41 | LV_6631-15_0_3_line_41 |  | 35 | 37 | 0.024827 | 0.125 | 0.08 | 261 | 0 | 0.364 | 1 | 3 | cs | TRUE
42 | LV_6631-15_0_3_line_42 |  | 36 | 38 | 0.021655 | 0.125 | 0.08 | 261 | 0 | 0.364 | 1 | 1 | cs | TRUE
43 | LV_6631-15_0_3_line_43 |  | 36 | 39 | 0.023191 | 0.125 | 0.08 | 261 | 0 | 0.364 | 1 | 1 | cs | TRUE
44 | LV_6631-15_0_3_line_44 |  | 37 | 40 | 0.023515 | 0.125 | 0.08 | 261 | 0 | 0.364 | 1 | 1 | cs | TRUE
45 | LV_6631-15_0_3_line_45 |  | 37 | 41 | 0.034153 | 0.125 | 0.08 | 261 | 0 | 0.364 | 1 | 1 | cs | TRUE
46 | LV_6631-15_0_3_line_46 |  | 37 | 42 | 0.013602 | 0.125 | 0.08 | 261 | 0 | 0.364 | 1 | 3 | cs | TRUE
47 | LV_6631-15_0_3_line_47 |  | 38 | 43 | 0.017716 | 0.125 | 0.08 | 261 | 0 | 0.364 | 1 | 1 | cs | TRUE
48 | LV_6631-15_0_3_line_48 |  | 39 | 44 | 0.0045822 | 0.125 | 0.08 | 261 | 0 | 0.364 | 1 | 1 | cs | TRUE
49 | LV_6631-15_0_3_line_49 |  | 40 | 63 | 0.015709 | 0.125 | 0.08 | 261 | 0 | 0.364 | 1 | 1 | cs | TRUE
50 | LV_6631-15_0_3_line_50 |  | 41 | 64 | 0.011934 | 0.125 | 0.08 | 261 | 0 | 0.364 | 1 | 1 | cs | TRUE
51 | LV_6631-15_0_3_line_51 |  | 42 | 65 | 0.014551 | 0.125 | 0.08 | 261 | 0 | 0.364 | 1 | 3 | cs | TRUE
52 | LV_6631-15_0_3_line_52 |  | 43 | 47 | 0.0081192 | 0.125 | 0.08 | 261 | 0 | 0.364 | 1 | 1 | cs | TRUE
53 | LV_6631-15_0_3_line_53 |  | 44 | 109 | 0.035959 | 0.125 | 0.08 | 261 | 0 | 0.364 | 1 | 1 | cs | TRUE
54 | LV_6631-15_0_3_line_54 |  | 45 | 124 | 0.00528 | 0.125 | 0.08 | 261 | 0 | 0.364 | 1 | 1 | cs | TRUE
55 | LV_6631-15_0_3_line_55 |  | 45 | 121 | 0.011537 | 0.125 | 0.08 | 261 | 0 | 0.364 | 1 | 1 | cs | TRUE
56 | LV_6631-15_0_3_line_56 |  | 47 | 48 | 0.0087407 | 0.125 | 0.08 | 261 | 0 | 0.364 | 1 | 1 | cs | TRUE
57 | LV_6631-15_0_3_line_57 |  | 49 | 50 | 0.010254 | 0.125 | 0.08 | 261 | 0 | 0.364 | 1 | 1 | cs | TRUE
58 | LV_6631-15_0_3_line_58 |  | 49 | 51 | 0.01853 | 0.125 | 0.08 | 261 | 0 | 0.364 | 1 | 1 | cs | TRUE
59 | LV_6631-15_0_3_line_59 |  | 50 | 52 | 0.011266 | 0.125 | 0.08 | 261 | 0 | 0.364 | 1 | 1 | cs | TRUE
60 | LV_6631-15_0_3_line_60 |  | 51 | 53 | 0.0053773 | 0.125 | 0.08 | 261 | 0 | 0.364 | 1 | 1 | cs | TRUE
61 | LV_6631-15_0_3_line_61 |  | 52 | 54 | 0.0035489 | 0.125 | 0.08 | 261 | 0 | 0.364 | 1 | 1 | cs | TRUE
62 | LV_6631-15_0_3_line_62 |  | 53 | 55 | 0.014547 | 0.125 | 0.08 | 261 | 0 | 0.364 | 1 | 1 | cs | TRUE
63 | LV_6631-15_0_3_line_63 |  | 53 | 56 | 0.048638 | 0.125 | 0.08 | 261 | 0 | 0.364 | 1 | 1 | cs | TRUE
64 | LV_6631-15_0_3_line_64 |  | 54 | 57 | 0.0010634 | 0.125 | 0.08 | 261 | 0 | 0.364 | 1 | 1 | cs | TRUE
65 | LV_6631-15_0_3_line_65 |  | 55 | 58 | 0.0021153 | 0.125 | 0.08 | 261 | 0 | 0.364 | 1 | 1 | cs | TRUE
66 | LV_6631-15_0_3_line_66 |  | 56 | 59 | 0.027208 | 0.125 | 0.08 | 261 | 0 | 0.364 | 1 | 1 | cs | TRUE
67 | LV_6631-15_0_3_line_67 |  | 57 | 133 | 0.046127 | 0.125 | 0.08 | 261 | 0 | 0.364 | 1 | 1 | cs | TRUE
68 | LV_6631-15_0_3_line_68 |  | 58 | 123 | 0.023314 | 0.125 | 0.08 | 261 | 0 | 0.364 | 1 | 1 | cs | TRUE
69 | LV_6631-15_0_3_line_69 |  | 59 | 139 | 0.0025559 | 0.125 | 0.08 | 261 | 0 | 0.364 | 1 | 1 | cs | TRUE
70 | LV_6631-15_0_3_line_70 |  | 60 | 61 | 0.013925 | 0.125 | 0.08 | 261 | 0 | 0.364 | 1 | 1 | cs | TRUE
71 | LV_6631-15_0_3_line_71 |  | 61 | 62 | 0.0079366 | 0.125 | 0.08 | 261 | 0 | 0.364 | 1 | 1 | cs | TRUE
72 | LV_6631-15_0_3_line_72 |  | 62 | 117 | 0.0026443 | 0.125 | 0.08 | 261 | 0 | 0.364 | 1 | 1 | cs | TRUE
73 | LV_6631-15_0_3_line_73 |  | 63 | 66 | 0.011482 | 0.125 | 0.08 | 261 | 0 | 0.364 | 1 | 1 | cs | TRUE
74 | LV_6631-15_0_3_line_74 |  | 65 | 67 | 0.012759 | 0.125 | 0.08 | 261 | 0 | 0.364 | 1 | 3 | cs | TRUE
75 | LV_6631-15_0_3_line_75 |  | 66 | 113 | 0.0012845 | 0.125 | 0.08 | 261 | 0 | 0.364 | 1 | 1 | cs | TRUE
76 | LV_6631-15_0_3_line_76 |  | 67 | 87 | 0.026642 | 0.125 | 0.08 | 261 | 0 | 0.364 | 1 | 1 | cs | TRUE
77 | LV_6631-15_0_3_line_77 |  | 67 | 77 | 0.016768 | 0.125 | 0.08 | 261 | 0 | 0.364 | 1 | 3 | cs | TRUE
78 | LV_6631-15_0_3_line_78 |  | 68 | 69 | 0.005607 | 0.125 | 0.08 | 261 | 0 | 0.364 | 1 | 1 | cs | TRUE
79 | LV_6631-15_0_3_line_79 |  | 68 | 70 | 0.026131 | 0.125 | 0.08 | 261 | 0 | 0.364 | 1 | 1 | cs | TRUE
80 | LV_6631-15_0_3_line_80 |  | 69 | 71 | 0.008993 | 0.125 | 0.08 | 261 | 0 | 0.364 | 1 | 3 | cs | TRUE
81 | LV_6631-15_0_3_line_81 |  | 69 | 72 | 0.059837 | 0.125 | 0.08 | 261 | 0 | 0.364 | 1 | 3 | cs | TRUE
82 | LV_6631-15_0_3_line_82 |  | 70 | 73 | 0.0018036 | 0.125 | 0.08 | 261 | 0 | 0.364 | 1 | 1 | cs | TRUE
83 | LV_6631-15_0_3_line_83 |  | 71 | 74 | 0.013536 | 0.125 | 0.08 | 261 | 0 | 0.364 | 1 | 3 | cs | TRUE
84 | LV_6631-15_0_3_line_84 |  | 72 | 75 | 0.048294 | 0.125 | 0.08 | 261 | 0 | 0.364 | 1 | 3 | cs | TRUE
85 | LV_6631-15_0_3_line_85 |  | 74 | 77 | 0.0011307 | 0.125 | 0.08 | 261 | 0 | 0.364 | 1 | 3 | cs | TRUE
86 | LV_6631-15_0_3_line_86 |  | 75 | 76 | 0.026879 | 0.125 | 0.08 | 261 | 0 | 0.364 | 1 | 3 | cs | TRUE
87 | LV_6631-15_0_3_line_87 |  | 76 | 81 | 0.022169 | 0.125 | 0.08 | 261 | 0 | 0.364 | 1 | 1 | cs | TRUE
88 | LV_6631-15_0_3_line_88 |  | 76 | 78 | 0.009996 | 0.125 | 0.08 | 261 | 0 | 0.364 | 1 | 3 | cs | TRUE
89 | LV_6631-15_0_3_line_89 |  | 78 | 79 | 0.0050038 | 0.125 | 0.08 | 261 | 0 | 0.364 | 1 | 3 | cs | TRUE
90 | LV_6631-15_0_3_line_90 |  | 79 | 80 | 0.032558 | 0.125 | 0.08 | 261 | 0 | 0.364 | 1 | 3 | cs | TRUE
91 | LV_6631-15_0_3_line_91 |  | 80 | 82 | 0.0022756 | 0.125 | 0.08 | 261 | 0 | 0.364 | 1 | 3 | cs | TRUE
92 | LV_6631-15_0_3_line_92 |  | 81 | 83 | 0.031818 | 0.125 | 0.08 | 261 | 0 | 0.364 | 1 | 1 | cs | TRUE
93 | LV_6631-15_0_3_line_93 |  | 82 | 84 | 0.017436 | 0.125 | 0.08 | 261 | 0 | 0.364 | 1 | 3 | cs | TRUE
94 | LV_6631-15_0_3_line_94 |  | 82 | 85 | 0.034169 | 0.125 | 0.08 | 261 | 0 | 0.364 | 1 | 3 | cs | TRUE
95 | LV_6631-15_0_3_line_95 |  | 83 | 159 | 0.00090939 | 0.125 | 0.08 | 261 | 0 | 0.364 | 1 | 1 | cs | TRUE
96 | LV_6631-15_0_3_line_96 |  | 84 | 86 | 0.017575 | 0.125 | 0.08 | 261 | 0 | 0.364 | 1 | 3 | cs | TRUE
97 | LV_6631-15_0_3_line_97 |  | 85 | 161 | 0.044001 | 0.125 | 0.08 | 261 | 0 | 0.364 | 1 | 3 | cs | TRUE
98 | LV_6631-15_0_3_line_98 |  | 86 | 168 | 0.007763 | 0.125 | 0.08 | 261 | 0 | 0.364 | 1 | 1 | cs | TRUE
99 | LV_6631-15_0_3_line_99 |  | 86 | 166 | 0.013472 | 0.125 | 0.08 | 261 | 0 | 0.364 | 1 | 3 | cs | TRUE
100 | LV_6631-15_0_3_line_100 |  | 87 | 88 | 0.0059501 | 0.125 | 0.08 | 261 | 0 | 0.364 | 1 | 1 | cs | TRUE
101 | LV_6631-15_0_3_line_101 |  | 89 | 90 | 0.0072426 | 0.125 | 0.08 | 261 | 0 | 0.364 | 1 | 1 | cs | TRUE
102 | LV_6631-15_0_3_line_102 |  | 89 | 91 | 0.013449 | 0.125 | 0.08 | 261 | 0 | 0.364 | 1 | 1 | cs | TRUE
103 | LV_6631-15_0_3_line_103 |  | 90 | 92 | 0.00417 | 0.125 | 0.08 | 261 | 0 | 0.364 | 1 | 1 | cs | TRUE
104 | LV_6631-15_0_3_line_104 |  | 91 | 93 | 0.016466 | 0.125 | 0.08 | 261 | 0 | 0.364 | 1 | 1 | cs | TRUE
105 | LV_6631-15_0_3_line_105 |  | 91 | 94 | 0.0054441 | 0.125 | 0.08 | 261 | 0 | 0.364 | 1 | 1 | cs | TRUE
106 | LV_6631-15_0_3_line_106 |  | 92 | 95 | 0.0013769 | 0.125 | 0.08 | 261 | 0 | 0.364 | 1 | 1 | cs | TRUE
107 | LV_6631-15_0_3_line_107 |  | 93 | 96 | 0.034036 | 0.125 | 0.08 | 261 | 0 | 0.364 | 1 | 1 | cs | TRUE
108 | LV_6631-15_0_3_line_108 |  | 95 | 99 | 0.0019625 | 0.125 | 0.08 | 261 | 0 | 0.364 | 1 | 1 | cs | TRUE
109 | LV_6631-15_0_3_line_109 |  | 96 | 100 | 0.0036314 | 0.125 | 0.08 | 261 | 0 | 0.364 | 1 | 1 | cs | TRUE
110 | LV_6631-15_0_3_line_110 |  | 97 | 98 | 0.016278 | 0.125 | 0.08 | 261 | 0 | 0.364 | 1 | 1 | cs | TRUE
111 | LV_6631-15_0_3_line_111 |  | 98 | 99 | 0.027478 | 0.125 | 0.08 | 261 | 0 | 0.364 | 1 | 1 | cs | TRUE
112 | LV_6631-15_0_3_line_112 |  | 100 | 112 | 0.031401 | 0.125 | 0.08 | 261 | 0 | 0.364 | 1 | 1 | cs | TRUE
113 | LV_6631-15_0_3_line_113 |  | 101 | 102 | 0.014688 | 0.125 | 0.08 | 261 | 0 | 0.364 | 1 | 1 | cs | TRUE
114 | LV_6631-15_0_3_line_114 |  | 102 | 103 | 0.031513 | 0.125 | 0.08 | 261 | 0 | 0.364 | 1 | 1 | cs | TRUE
115 | LV_6631-15_0_3_line_115 |  | 103 | 104 | 0.0049355 | 0.125 | 0.08 | 261 | 0 | 0.364 | 1 | 1 | cs | TRUE
116 | LV_6631-15_0_3_line_116 |  | 104 | 107 | 0.0041684 | 0.125 | 0.08 | 261 | 0 | 0.364 | 1 | 1 | cs | TRUE
117 | LV_6631-15_0_3_line_117 |  | 105 | 106 | 0.039639 | 0.125 | 0.08 | 261 | 0 | 0.364 | 1 | 1 | cs | TRUE
118 | LV_6631-15_0_3_line_118 |  | 106 | 112 | 0.015462 | 0.125 | 0.08 | 261 | 0 | 0.364 | 1 | 1 | cs | TRUE
119 | LV_6631-15_0_3_line_119 |  | 107 | 120 | 0.015186 | 0.125 | 0.08 | 261 | 0 | 0.364 | 1 | 1 | cs | TRUE
120 | LV_6631-15_0_3_line_120 |  | 108 | 116 | 0.0078592 | 0.125 | 0.08 | 261 | 0 | 0.364 | 1 | 1 | cs | TRUE
121 | LV_6631-15_0_3_line_121 |  | 109 | 110 | 0.032207 | 0.125 | 0.08 | 261 | 0 | 0.364 | 1 | 1 | cs | TRUE
122 | LV_6631-15_0_3_line_122 |  | 110 | 111 | 0.01783 | 0.125 | 0.08 | 261 | 0 | 0.364 | 1 | 1 | cs | TRUE
123 | LV_6631-15_0_3_line_123 |  | 111 | 114 | 0.032503 | 0.125 | 0.08 | 261 | 0 | 0.364 | 1 | 1 | cs | TRUE
124 | LV_6631-15_0_3_line_124 |  | 114 | 115 | 0.0066205 | 0.125 | 0.08 | 261 | 0 | 0.364 | 1 | 1 | cs | TRUE
125 | LV_6631-15_0_3_line_125 |  | 116 | 119 | 0.011546 | 0.125 | 0.08 | 261 | 0 | 0.364 | 1 | 1 | cs | TRUE
126 | LV_6631-15_0_3_line_126 |  | 117 | 118 | 0.030215 | 0.125 | 0.08 | 261 | 0 | 0.364 | 1 | 1 | cs | TRUE
127 | LV_6631-15_0_3_line_127 |  | 119 | 162 | 0.010681 | 0.125 | 0.08 | 261 | 0 | 0.364 | 1 | 1 | cs | TRUE
128 | LV_6631-15_0_3_line_128 |  | 120 | 122 | 0.0018937 | 0.125 | 0.08 | 261 | 0 | 0.364 | 1 | 1 | cs | TRUE
129 | LV_6631-15_0_3_line_129 |  | 122 | 123 | 0.0057285 | 0.125 | 0.08 | 261 | 0 | 0.364 | 1 | 1 | cs | TRUE
130 | LV_6631-15_0_3_line_130 |  | 125 | 126 | 0.008509 | 0.125 | 0.08 | 261 | 0 | 0.364 | 1 | 1 | cs | TRUE
131 | LV_6631-15_0_3_line_131 |  | 125 | 127 | 0.0093464 | 0.125 | 0.08 | 261 | 0 | 0.364 | 1 | 1 | cs | TRUE
132 | LV_6631-15_0_3_line_132 |  | 127 | 128 | 0.0055547 | 0.125 | 0.08 | 261 | 0 | 0.364 | 1 | 1 | cs | TRUE
133 | LV_6631-15_0_3_line_133 |  | 128 | 129 | 0.0044332 | 0.125 | 0.08 | 261 | 0 | 0.364 | 1 | 1 | cs | TRUE
134 | LV_6631-15_0_3_line_134 |  | 129 | 130 | 0.021112 | 0.125 | 0.08 | 261 | 0 | 0.364 | 1 | 1 | cs | TRUE
135 | LV_6631-15_0_3_line_135 |  | 130 | 140 | 0.012492 | 0.125 | 0.08 | 261 | 0 | 0.364 | 1 | 1 | cs | TRUE
136 | LV_6631-15_0_3_line_136 |  | 130 | 141 | 0.0095577 | 0.125 | 0.08 | 261 | 0 | 0.364 | 1 | 1 | cs | TRUE
137 | LV_6631-15_0_3_line_137 |  | 130 | 138 | 0.025416 | 0.125 | 0.08 | 261 | 0 | 0.364 | 1 | 1 | cs | TRUE
138 | LV_6631-15_0_3_line_138 |  | 131 | 132 | 0.016896 | 0.125 | 0.08 | 261 | 0 | 0.364 | 1 | 1 | cs | TRUE
139 | LV_6631-15_0_3_line_139 |  | 132 | 133 | 0.0046 | 0.125 | 0.08 | 261 | 0 | 0.364 | 1 | 1 | cs | TRUE
140 | LV_6631-15_0_3_line_140 |  | 132 | 134 | 0.009348 | 0.125 | 0.08 | 261 | 0 | 0.364 | 1 | 1 | cs | TRUE
141 | LV_6631-15_0_3_line_141 |  | 133 | 135 | 0.054018 | 0.125 | 0.08 | 261 | 0 | 0.364 | 1 | 1 | cs | TRUE
142 | LV_6631-15_0_3_line_142 |  | 134 | 136 | 0.041342 | 0.125 | 0.08 | 261 | 0 | 0.364 | 1 | 1 | cs | TRUE
143 | LV_6631-15_0_3_line_143 |  | 135 | 137 | 0.0098181 | 0.125 | 0.08 | 261 | 0 | 0.364 | 1 | 1 | cs | TRUE
144 | LV_6631-15_0_3_line_144 |  | 137 | 142 | 0.0091892 | 0.125 | 0.08 | 261 | 0 | 0.364 | 1 | 1 | cs | TRUE
145 | LV_6631-15_0_3_line_145 |  | 138 | 139 | 0.0016663 | 0.125 | 0.08 | 261 | 0 | 0.364 | 1 | 1 | cs | TRUE
146 | LV_6631-15_0_3_line_146 |  | 142 | 143 | 0.0444 | 0.125 | 0.08 | 261 | 0 | 0.364 | 1 | 1 | cs | TRUE
147 | LV_6631-15_0_3_line_147 |  | 143 | 144 | 0.023934 | 0.125 | 0.08 | 261 | 0 | 0.364 | 1 | 1 | cs | TRUE
148 | LV_6631-15_0_3_line_148 |  | 144 | 145 | 0.021908 | 0.125 | 0.08 | 261 | 0 | 0.364 | 1 | 1 | cs | TRUE
149 | LV_6631-15_0_3_line_149 |  | 144 | 146 | 0.032324 | 0.125 | 0.08 | 261 | 0 | 0.364 | 1 | 1 | cs | TRUE
150 | LV_6631-15_0_3_line_150 |  | 145 | 147 | 0.00895 | 0.125 | 0.08 | 261 | 0 | 0.364 | 1 | 1 | cs | TRUE
151 | LV_6631-15_0_3_line_151 |  | 145 | 148 | 0.007051 | 0.125 | 0.08 | 261 | 0 | 0.364 | 1 | 1 | cs | TRUE
152 | LV_6631-15_0_3_line_152 |  | 146 | 149 | 0.0036461 | 0.125 | 0.08 | 261 | 0 | 0.364 | 1 | 1 | cs | TRUE
153 | LV_6631-15_0_3_line_153 |  | 148 | 153 | 0.052638 | 0.125 | 0.08 | 261 | 0 | 0.364 | 1 | 1 | cs | TRUE
154 | LV_6631-15_0_3_line_154 |  | 148 | 151 | 0.010166 | 0.125 | 0.08 | 261 | 0 | 0.364 | 1 | 1 | cs | TRUE
155 | LV_6631-15_0_3_line_155 |  | 150 | 151 | 0.016727 | 0.125 | 0.08 | 261 | 0 | 0.364 | 1 | 1 | cs | TRUE
156 | LV_6631-15_0_3_line_156 |  | 150 | 152 | 0.012899 | 0.125 | 0.08 | 261 | 0 | 0.364 | 1 | 1 | cs | TRUE
157 | LV_6631-15_0_3_line_157 |  | 153 | 154 | 0.00050703 | 0.125 | 0.08 | 261 | 0 | 0.364 | 1 | 1 | cs | TRUE
158 | LV_6631-15_0_3_line_158 |  | 154 | 155 | 0.027614 | 0.125 | 0.08 | 261 | 0 | 0.364 | 1 | 1 | cs | TRUE
159 | LV_6631-15_0_3_line_159 |  | 155 | 156 | 0.00034973 | 0.125 | 0.08 | 261 | 0 | 0.364 | 1 | 1 | cs | TRUE
160 | LV_6631-15_0_3_line_160 |  | 156 | 157 | 0.018446 | 0.125 | 0.08 | 261 | 0 | 0.364 | 1 | 1 | cs | TRUE
161 | LV_6631-15_0_3_line_161 |  | 158 | 159 | 0.034754 | 0.125 | 0.08 | 261 | 0 | 0.364 | 1 | 1 | cs | TRUE
162 | LV_6631-15_0_3_line_162 |  | 160 | 161 | 0.026246 | 0.125 | 0.08 | 261 | 0 | 0.364 | 1 | 3 | cs | TRUE
163 | LV_6631-15_0_3_line_163 |  | 160 | 162 | 0.01156 | 0.125 | 0.08 | 261 | 0 | 0.364 | 1 | 2 | cs | TRUE
164 | LV_6631-15_0_3_line_164 |  | 163 | 164 | 0.00098944 | 0.125 | 0.08 | 261 | 0 | 0.364 | 1 | 3 | cs | TRUE
165 | LV_6631-15_0_3_line_165 |  | 163 | 165 | 0.0025134 | 0.125 | 0.08 | 261 | 0 | 0.364 | 1 | 3 | cs | TRUE
166 | LV_6631-15_0_3_line_166 |  | 164 | 166 | 0.0011676 | 0.125 | 0.08 | 261 | 0 | 0.364 | 1 | 3 | cs | TRUE
167 | LV_6631-15_0_3_line_167 |  | 165 | 167 | 0.0057288 | 0.125 | 0.08 | 261 | 0 | 0.364 | 1 | 3 | cs | TRUE

## trafo
| name | std_type | hv_bus | lv_bus | sn_mva | vn_hv_kv | vn_lv_kv | vk_percent | vkr_percent | pfe_kw | i0_percent | shift_degree | tap_side | tap_neutral | tap_min | tap_max | tap_step_percent | tap_step_degree | tap_pos | tap_phase_shifter | parallel | df | in_service
0 | LV_6631-15_0_3_trafo_157 | 0.63 MVA 20/0.4 kV | 169 | 167 | 0.63 | 20 | 0.4 | 6 | 1.206 | 1.65 | 0.2619 | 150 | hv | 0 | -2 | 2 | 2.5 | 0 | 0 | FALSE | 1 | 1 | TRUE

## line_geodata
| x0 | y0 | x1 | y1 | x2 | y2 | x3 | y3 | x4 | y4 | x5 | y5 | x6 | y6 | x7 | y7
0 | 2497347.0501 | 1115654.5839 | 2497339.1262 | 1115658.6289
1 | 2497347.0501 | 1115654.5839 | 2497346.1385 | 1115657.0821
2 | 2497347.0501 | 1115654.5839 | 2497349.3619 | 1115649.0853
3 | 2497338.6036 | 1115687.448 | 2497342.5636 | 1115666.8789 | 2497346.1385 | 1115657.0821
4 | 2497357.6572 | 1115629.3547 | 2497349.3619 | 1115649.0853
5 | 2497338.6036 | 1115687.448 | 2497333.7502 | 1115686.7743 | 2497316.0382 | 1115685.5852 | 2497312.2103 | 1115685.6241
6 | 2497338.6036 | 1115687.448 | 2497356.7204 | 1115689.731 | 2497379.6238 | 1115693.3116
7 | 2497338.6036 | 1115687.448 | 2497337.7308 | 1115691.9879 | 2497329.9037 | 1115691.2758
8 | 2497357.6572 | 1115629.3547 | 2497354.5017 | 1115626.3396 | 2497346.5399 | 1115618.5216
9 | 2497357.6572 | 1115629.3547 | 2497359.9502 | 1115623.8568
10 | 2497312.2103 | 1115685.6241 | 2497306.2479 | 1115685.6847 | 2497300.0598 | 1115685.9899 | 2497292.5502 | 1115687.1514 | 2497291.0447 | 1115687.6339
11 | 2497379.6238 | 1115693.3116 | 2497384.3672 | 1115694.3318 | 2497386.6829 | 1115694.9619
12 | 2497379.6238 | 1115693.3116 | 2497379.209 | 1115695.2643 | 2497378.5859 | 1115697.6764
13 | 2497329.9037 | 1115691.2758 | 2497328.4122 | 1115702.1302 | 2497320.0017 | 1115717.2188
14 | 2497323.9442 | 1115594.5044 | 2497330.0852 | 1115601.4269 | 2497343.5384 | 1115615.5743 | 2497346.5399 | 1115618.5216
15 | 2497359.9502 | 1115623.8568 | 2497384.861 | 1115636.9537
16 | 2497359.9502 | 1115623.8568 | 2497367.1453 | 1115601.6359
17 | 2497378.5859 | 1115697.6764 | 2497384.6021 | 1115699.0753 | 2497392.6561 | 1115701.7849 | 2497394.6273 | 1115702.4764
18 | 2497423.3514 | 1115714.9284 | 2497417.3426 | 1115711.6949 | 2497402.965 | 1115705.4013 | 2497394.6273 | 1115702.4764
19 | 2497426.6107 | 1115710.4037 | 2497423.3514 | 1115714.9284
20 | 2497426.6107 | 1115710.4037 | 2497419.2844 | 1115707.1255
21 | 2497320.0017 | 1115717.2188 | 2497312.1201 | 1115731.3585 | 2497311.8364 | 1115731.8674
22 | 2497308.8874 | 1115737.1568 | 2497311.8364 | 1115731.8674
23 | 2497249.0352 | 1115681.0528 | 2497256.4443 | 1115685.1074 | 2497264.5049 | 1115689.5623 | 2497269.8568 | 1115691.3948 | 2497274.7425 | 1115691.701 | 2497280.6453 | 1115690.967 | 2497291.0447 | 1115687.6339
24 | 2497208.5943 | 1115501.3439 | 2497206.38 | 1115500.3404
25 | 2497193.726 | 1115473.4107 | 2497206.38 | 1115500.3404
26 | 2497208.5943 | 1115501.3439 | 2497215.5661 | 1115504.5034
27 | 2497193.726 | 1115473.4107 | 2497208.7128 | 1115450.3707
28 | 2497193.726 | 1115473.4107 | 2497181.7952 | 1115491.7525 | 2497175.4773 | 1115501.1041
29 | 2497222.3508 | 1115506.9956 | 2497222.3508 | 1115506.9956 | 2497220.1894 | 1115506.5987 | 2497215.5661 | 1115504.5034
30 | 2497220.4139 | 1115423.354 | 2497210.4617 | 1115447.6821 | 2497208.7128 | 1115450.3707
31 | 2497170.458 | 1115508.5335 | 2497170.458 | 1115508.5335 | 2497175.4773 | 1115501.1041
32 | 2497222.3508 | 1115506.9956 | 2497237.4487 | 1115501.558
33 | 2497239.7711 | 1115491.8902 | 2497239.7711 | 1115491.8902 | 2497237.4487 | 1115501.558 | 2497237.4487 | 1115501.558
34 | 2497294.929 | 1115644.0838 | 2497290.1547 | 1115649.7684 | 2497281.8027 | 1115658.5417
35 | 2497294.929 | 1115644.0838 | 2497299.6467 | 1115638.4668 | 2497300.3725 | 1115637.5123
36 | 2497310.0193 | 1115622.8924 | 2497306.4299 | 1115629.546 | 2497300.3725 | 1115637.5123
37 | 2497310.0193 | 1115622.8924 | 2497312.5317 | 1115618.2353 | 2497315.5298 | 1115612.7619
38 | 2497319.4073 | 1115605.1116 | 2497318.2917 | 1115607.7198 | 2497315.5298 | 1115612.7619
39 | 2497374.3701 | 1115578.6222 | 2497372.9676 | 1115583.655 | 2497367.1453 | 1115601.6359
40 | 2497380.532 | 1115556.3642 | 2497379.2715 | 1115561.0337 | 2497374.3701 | 1115578.6222
41 | 2497387.0024 | 1115532.3956 | 2497380.532 | 1115556.3642
42 | 2497384.861 | 1115636.9537 | 2497395.6415 | 1115618.1726
43 | 2497384.861 | 1115636.9537 | 2497386.2725 | 1115637.7637 | 2497391.5669 | 1115640.7647 | 2497405.0284 | 1115648.4035
44 | 2497387.0024 | 1115532.3956 | 2497401.2127 | 1115531.0761 | 2497410.4564 | 1115531.0647
45 | 2497387.0024 | 1115532.3956 | 2497373.2889 | 1115533.8624 | 2497361.0799 | 1115536.1598 | 2497353.4415 | 1115538.3198
46 | 2497387.0024 | 1115532.3956 | 2497389.2836 | 1115518.9865
47 | 2497395.6415 | 1115618.1726 | 2497404.4609 | 1115602.8081
48 | 2497409.0137 | 1115650.665 | 2497405.0284 | 1115648.4035
49 | 2497425.9927 | 1115532.9181 | 2497416.0551 | 1115531.0578 | 2497410.4564 | 1115531.0647
50 | 2497342.973 | 1115543.5827 | 2497345.4289 | 1115541.3174 | 2497348.7829 | 1115539.6372 | 2497353.4415 | 1115538.3198
51 | 2497390.601 | 1115504.5581 | 2497390.7242 | 1115510.5187 | 2497389.2836 | 1115518.9865
52 | 2497404.4609 | 1115602.8081 | 2497408.5028 | 1115595.7665
53 | 2497440.8433 | 1115667.3788 | 2497419.9389 | 1115656.6938 | 2497416.461 | 1115654.7071 | 2497413.8442 | 1115653.4062 | 2497409.0137 | 1115650.665
54 | 2497325.2551 | 1115589.3901 | 2497323.9442 | 1115594.5044
55 | 2497323.9442 | 1115594.5044 | 2497319.4073 | 1115605.1116
56 | 2497413.5411 | 1115588.6369 | 2497409.441 | 1115594.1321 | 2497408.5028 | 1115595.7665
57 | 2497055.8947 | 1115440.7363 | 2497054.0572 | 1115440.5803 | 2497052.2923 | 1115440.3324 | 2497049.3834 | 1115439.1255 | 2497046.2307 | 1115437.656
58 | 2497055.8947 | 1115440.7363 | 2497065.4028 | 1115441.5435 | 2497074.3856 | 1115441.8497
59 | 2497046.2307 | 1115437.656 | 2497046.2307 | 1115437.656 | 2497043.4373 | 1115435.5133 | 2497040.2281 | 1115431.6321 | 2497038.481 | 1115429.5615
60 | 2497079.7599 | 1115442.033 | 2497074.3856 | 1115441.8497
61 | 2497036.1925 | 1115426.8491 | 2497038.481 | 1115429.5615
62 | 2497079.7599 | 1115442.033 | 2497085.4411 | 1115443.2371 | 2497091.5396 | 1115447.1804 | 2497092.5975 | 1115448.2112
63 | 2497079.7599 | 1115442.033 | 2497108.1035 | 1115402.5068
64 | 2497036.1925 | 1115426.8491 | 2497035.5067 | 1115426.0363
65 | 2497092.5975 | 1115448.2112 | 2497094.1126 | 1115449.6875
66 | 2497108.1035 | 1115402.5068 | 2497116.7015 | 1115390.5167 | 2497123.9582 | 1115380.3956
67 | 2497005.7611 | 1115390.7815 | 2497035.5067 | 1115426.0363
68 | 2497110.4196 | 1115466.346 | 2497098.4815 | 1115453.9444 | 2497094.1126 | 1115449.6875
69 | 2497123.9582 | 1115380.3956 | 2497125.4474 | 1115378.3185
70 | 2497241.9817 | 1115478.1417 | 2497239.7711 | 1115491.8902
71 | 2497241.9817 | 1115478.1417 | 2497242.4043 | 1115475.5129 | 2497242.7554 | 1115470.2505
72 | 2497242.7554 | 1115470.2505 | 2497242.9315 | 1115467.6121
73 | 2497436.3402 | 1115537.6154 | 2497428.9618 | 1115533.474 | 2497425.9927 | 1115532.9181
74 | 2497390.3372 | 1115491.8023 | 2497390.601 | 1115504.5581
75 | 2497437.4603 | 1115538.2441 | 2497436.3402 | 1115537.6154
76 | 2497390.3372 | 1115491.8023 | 2497371.5581 | 1115493.2994 | 2497364.5602 | 1115494.5967 | 2497363.9067 | 1115494.8055
77 | 2497390.3372 | 1115491.8023 | 2497389.5869 | 1115475.0515
78 | 2497376.3005 | 1115454.2549 | 2497381.845 | 1115455.0896
79 | 2497350.4778 | 1115450.2585 | 2497356.8912 | 1115451.3326 | 2497376.3005 | 1115454.2549
80 | 2497388.8084 | 1115460.4083 | 2497386.0246 | 1115457.0089 | 2497381.845 | 1115455.0896 | 2497381.845 | 1115455.0896
81 | 2497381.845 | 1115455.0896 | 2497395.5919 | 1115396.853
82 | 2497350.4778 | 1115450.2585 | 2497348.699 | 1115449.9606
83 | 2497388.8084 | 1115460.4083 | 2497389.032 | 1115462.6615 | 2497389.5363 | 1115473.9219
84 | 2497372.9325 | 1115364.1211 | 2497391.3863 | 1115368.3618 | 2497394.7672 | 1115374.6418 | 2497395.5919 | 1115396.853
85 | 2497389.5363 | 1115473.9219 | 2497389.5869 | 1115475.0515
86 | 2497346.7368 | 1115358.1013 | 2497372.9325 | 1115364.1211
87 | 2497346.7368 | 1115358.1013 | 2497351.5957 | 1115336.4709
88 | 2497346.7368 | 1115358.1013 | 2497344.1859 | 1115367.7664
89 | 2497344.1859 | 1115367.7664 | 2497342.909 | 1115372.6045
90 | 2497320.5916 | 1115383.1734 | 2497329.1234 | 1115387.3519 | 2497332.1843 | 1115387.0554 | 2497334.073 | 1115386.8566 | 2497336.709 | 1115386.1003 | 2497338.3092 | 1115384.8279 | 2497340.2933 | 1115382.515 | 2497342.909 | 1115372.6045
91 | 2497318.548 | 1115382.1725 | 2497320.5916 | 1115383.1734
92 | 2497358.5692 | 1115305.4267 | 2497351.5957 | 1115336.4709
93 | 2497318.548 | 1115382.1725 | 2497310.6519 | 1115397.718
94 | 2497318.548 | 1115382.1725 | 2497296.1867 | 1115367.387 | 2497293.3212 | 1115366.0014 | 2497291.0024 | 1115365.8851 | 2497289.1695 | 1115366.1831
95 | 2497358.7685 | 1115304.5394 | 2497358.5692 | 1115305.4267
96 | 2497299.118 | 1115409.0303 | 2497302.9637 | 1115408.1089 | 2497305.1645 | 1115407.6491 | 2497306.5913 | 1115405.7125 | 2497310.6519 | 1115397.718
97 | 2497263.7484 | 1115401.4639 | 2497285.5401 | 1115368.0236 | 2497287.29 | 1115366.9266 | 2497289.1695 | 1115366.1831 | 2497289.1695 | 1115366.1831
98 | 2497292.2072 | 1115405.4564 | 2497299.118 | 1115409.0303
99 | 2497299.118 | 1115409.0303 | 2497292.8791 | 1115420.9701
100 | 2497358.2388 | 1115496.6163 | 2497363.9067 | 1115494.8055
101 | 2497218.8429 | 1115668.5261 | 2497214.4096 | 1115665.909 | 2497212.5324 | 1115664.9801
102 | 2497200.4772 | 1115659.019 | 2497202.9615 | 1115660.2442 | 2497212.5324 | 1115664.9801
103 | 2497222.1516 | 1115665.988 | 2497218.8429 | 1115668.5261
104 | 2497200.4772 | 1115659.019 | 2497199.0681 | 1115658.3536 | 2497185.5613 | 1115652.0446
105 | 2497205.2754 | 1115656.447 | 2497200.4772 | 1115659.019
106 | 2497222.1516 | 1115665.988 | 2497223.3502 | 1115666.6657
107 | 2497154.7241 | 1115637.6402 | 2497168.4762 | 1115644.0643 | 2497185.5613 | 1115652.0446
108 | 2497225.0585 | 1115667.6315 | 2497223.3502 | 1115666.6657
109 | 2497154.7241 | 1115637.6402 | 2497151.434 | 1115636.1032
110 | 2497249.0352 | 1115681.0528 | 2497260.1059 | 1115692.9869
111 | 2497249.0352 | 1115681.0528 | 2497241.6264 | 1115676.9983 | 2497225.0585 | 1115667.6315
112 | 2497122.9841 | 1115622.8132 | 2497151.434 | 1115636.1032
113 | 2497170.458 | 1115508.5335 | 2497167.0203 | 1115510.7378 | 2497163.7878 | 1115511.382 | 2497160.7128 | 1115511.3009 | 2497156.9798 | 1115509.3075 | 2497156.9798 | 1115509.3075
114 | 2497156.9798 | 1115509.3075 | 2497147.5253 | 1115501.919 | 2497133.1382 | 1115488.7357
115 | 2497129.4994 | 1115485.4013 | 2497133.1382 | 1115488.7357
116 | 2497129.4994 | 1115485.4013 | 2497126.4261 | 1115482.5852
117 | 2497073.0728 | 1115599.4679 | 2497080.4433 | 1115602.9234 | 2497088.9286 | 1115606.9039 | 2497091.1315 | 1115607.9338 | 2497108.9754 | 1115616.2693
118 | 2497122.9841 | 1115622.8132 | 2497108.9754 | 1115616.2693
119 | 2497126.4261 | 1115482.5852 | 2497123.3552 | 1115479.7713 | 2497115.7072 | 1115471.8359
120 | 2497224.117 | 1115416.4448 | 2497221.3761 | 1115421.002 | 2497220.4139 | 1115423.354
121 | 2497440.8433 | 1115667.3788 | 2497449.1822 | 1115671.641 | 2497453.1784 | 1115673.6857 | 2497462.4385 | 1115657.8401
122 | 2497462.4385 | 1115657.8401 | 2497471.4348 | 1115642.4461
123 | 2497487.8344 | 1115614.3835 | 2497471.4348 | 1115642.4461
124 | 2497491.1748 | 1115608.6675 | 2497487.8344 | 1115614.3835
125 | 2497230.068 | 1115406.5504 | 2497224.117 | 1115416.4448
126 | 2497242.9315 | 1115467.6121 | 2497243.0445 | 1115465.9181 | 2497246.7205 | 1115445.465 | 2497248.4052 | 1115437.9144
127 | 2497230.068 | 1115406.5504 | 2497235.5728 | 1115397.3977
128 | 2497115.7072 | 1115471.8359 | 2497114.3931 | 1115470.4724
129 | 2497110.4196 | 1115466.346 | 2497113.3713 | 1115469.4122 | 2497114.3931 | 1115470.4724
130 | 2497165.0483 | 1115323.6219 | 2497170.0951 | 1115316.7711
131 | 2497159.5048 | 1115331.1468 | 2497165.0483 | 1115323.6219
132 | 2497159.5048 | 1115331.1468 | 2497156.2103 | 1115335.619
133 | 2497156.2103 | 1115335.619 | 2497153.5809 | 1115339.1882
134 | 2497141.2281 | 1115356.3088 | 2497148.5214 | 1115346.1366 | 2497150.7922 | 1115342.9738 | 2497153.5809 | 1115339.1882
135 | 2497141.2281 | 1115356.3088 | 2497141.6317 | 1115343.8233
136 | 2497141.2281 | 1115356.3088 | 2497131.702 | 1115357.0849
137 | 2497126.4184 | 1115376.9643 | 2497141.2281 | 1115356.3088
138 | 2497002.307 | 1115393.8311 | 2496989.7034 | 1115405.0841
139 | 2497002.307 | 1115393.8311 | 2497005.7611 | 1115390.7815
140 | 2496996.2391 | 1115386.7076 | 2497002.307 | 1115393.8311
141 | 2497045.0871 | 1115353.6777 | 2497039.4224 | 1115359.8002 | 2497025.1988 | 1115373.5175 | 2497005.7611 | 1115390.7815
142 | 2496996.2391 | 1115386.7076 | 2496998.5581 | 1115382.2986 | 2496999.0085 | 1115372.9184 | 2497021.2713 | 1115357.6961
143 | 2497045.0871 | 1115353.6777 | 2497051.6996 | 1115346.5274 | 2497051.7483 | 1115346.4654
144 | 2497051.7483 | 1115346.4654 | 2497056.7188 | 1115340.1379 | 2497057.3214 | 1115339.1668
145 | 2497126.4184 | 1115376.9643 | 2497125.4474 | 1115378.3185
146 | 2497079.3855 | 1115300.644 | 2497073.99 | 1115309.9028 | 2497060.4696 | 1115334.0925 | 2497057.3214 | 1115339.1668
147 | 2497091.4362 | 1115279.9649 | 2497079.3855 | 1115300.644
148 | 2497091.4362 | 1115279.9649 | 2497092.2016 | 1115278.6511 | 2497097.6868 | 1115269.2296 | 2497102.4591 | 1115261.0322
149 | 2497091.4362 | 1115279.9649 | 2497117.249 | 1115299.4207
150 | 2497102.4591 | 1115261.0322 | 2497099.0293 | 1115259.1671 | 2497101.651 | 1115254.842
151 | 2497102.4591 | 1115261.0322 | 2497106.0083 | 1115254.9346
152 | 2497120.1606 | 1115301.6153 | 2497117.249 | 1115299.4207
153 | 2497106.0083 | 1115254.9346 | 2497138.2177 | 1115273.8436 | 2497148.1551 | 1115262.2252
154 | 2497106.0083 | 1115254.9346 | 2497108.1822 | 1115251.073 | 2497111.0872 | 1115246.1291
155 | 2497111.0872 | 1115246.1291 | 2497111.1319 | 1115246.053 | 2497115.3688 | 1115239.0654 | 2497120.2166 | 1115232.1231
156 | 2497128.5991 | 1115222.3188 | 2497120.2166 | 1115232.1231 | 2497120.2166 | 1115232.1231
157 | 2497148.4847 | 1115261.8399 | 2497148.1551 | 1115262.2252
158 | 2497166.8099 | 1115241.1921 | 2497159.3219 | 1115249.1693 | 2497148.4847 | 1115261.8399
159 | 2497167.0492 | 1115240.9371 | 2497166.8099 | 1115241.1921
160 | 2497179.6739 | 1115227.4876 | 2497167.0492 | 1115240.9371
161 | 2497368.0386 | 1115271.0599 | 2497366.2198 | 1115276.5414 | 2497360.0994 | 1115298.6148 | 2497358.7685 | 1115304.5394
162 | 2497241.5312 | 1115387.4911 | 2497263.7484 | 1115401.4639
163 | 2497241.5312 | 1115387.4911 | 2497235.5728 | 1115397.3977
164 | 2497291.8801 | 1115422.8819 | 2497292.3384 | 1115422.0049
165 | 2497290.7162 | 1115425.1095 | 2497291.8801 | 1115422.8819
166 | 2497292.3384 | 1115422.0049 | 2497292.8791 | 1115420.9701
167 | 2497288.0631 | 1115430.1869 | 2497290.7162 | 1115425.1095

## bus_geodata
| x | y | coords
0 | 2497339.1262 | 1115658.6289
1 | 2497347.0501 | 1115654.5839
2 | 2497346.1385 | 1115657.0821
3 | 2497349.3619 | 1115649.0853
4 | 2497338.6036 | 1115687.448
5 | 2497357.6572 | 1115629.3547
6 | 2497312.2103 | 1115685.6241
7 | 2497379.6238 | 1115693.3116
8 | 2497329.9037 | 1115691.2758
9 | 2497346.5399 | 1115618.5216
10 | 2497359.9502 | 1115623.8568
11 | 2497394.6273 | 1115702.4764
12 | 2497378.5859 | 1115697.6764
13 | 2497423.3514 | 1115714.9284
14 | 2497426.6107 | 1115710.4037
15 | 2497386.6829 | 1115694.9619
16 | 2497320.0017 | 1115717.2188
17 | 2497419.2844 | 1115707.1255
18 | 2497311.8364 | 1115731.8674
19 | 2497291.0447 | 1115687.6339
20 | 2497206.38 | 1115500.3404
21 | 2497208.5943 | 1115501.3439
22 | 2497193.726 | 1115473.4107
23 | 2497215.5661 | 1115504.5034
24 | 2497208.7128 | 1115450.3707
25 | 2497175.4773 | 1115501.1041
26 | 2497222.3508 | 1115506.9956
27 | 2497237.4487 | 1115501.558
28 | 2497281.8027 | 1115658.5417
29 | 2497294.929 | 1115644.0838
30 | 2497300.3725 | 1115637.5123
31 | 2497310.0193 | 1115622.8924
32 | 2497315.5298 | 1115612.7619
33 | 2497367.1453 | 1115601.6359
34 | 2497374.3701 | 1115578.6222
35 | 2497380.532 | 1115556.3642
36 | 2497384.861 | 1115636.9537
37 | 2497387.0024 | 1115532.3956
38 | 2497395.6415 | 1115618.1726
39 | 2497405.0284 | 1115648.4035
40 | 2497410.4564 | 1115531.0647
41 | 2497353.4415 | 1115538.3198
42 | 2497389.2836 | 1115518.9865
43 | 2497404.4609 | 1115602.8081
44 | 2497409.0137 | 1115650.665
45 | 2497323.9442 | 1115594.5044
46 | 2497308.8874 | 1115737.1568
47 | 2497408.5028 | 1115595.7665
48 | 2497413.5411 | 1115588.6369
49 | 2497055.8947 | 1115440.7363
50 | 2497046.2307 | 1115437.656
51 | 2497074.3856 | 1115441.8497
52 | 2497038.481 | 1115429.5615
53 | 2497079.7599 | 1115442.033
54 | 2497036.1925 | 1115426.8491
55 | 2497092.5975 | 1115448.2112
56 | 2497108.1035 | 1115402.5068
57 | 2497035.5067 | 1115426.0363
58 | 2497094.1126 | 1115449.6875
59 | 2497123.9582 | 1115380.3956
60 | 2497239.7711 | 1115491.8902
61 | 2497241.9817 | 1115478.1417
62 | 2497242.7554 | 1115470.2505
63 | 2497425.9927 | 1115532.9181
64 | 2497342.973 | 1115543.5827
65 | 2497390.601 | 1115504.5581
66 | 2497436.3402 | 1115537.6154
67 | 2497390.3372 | 1115491.8023
68 | 2497376.3005 | 1115454.2549
69 | 2497381.845 | 1115455.0896
70 | 2497350.4778 | 1115450.2585
71 | 2497388.8084 | 1115460.4083
72 | 2497395.5919 | 1115396.853
73 | 2497348.699 | 1115449.9606
74 | 2497389.5363 | 1115473.9219
75 | 2497372.9325 | 1115364.1211
76 | 2497346.7368 | 1115358.1013
77 | 2497389.5869 | 1115475.0515
78 | 2497344.1859 | 1115367.7664
79 | 2497342.909 | 1115372.6045
80 | 2497320.5916 | 1115383.1734
81 | 2497351.5957 | 1115336.4709
82 | 2497318.548 | 1115382.1725
83 | 2497358.5692 | 1115305.4267
84 | 2497310.6519 | 1115397.718
85 | 2497289.1695 | 1115366.1831
86 | 2497299.118 | 1115409.0303
87 | 2497363.9067 | 1115494.8055
88 | 2497358.2388 | 1115496.6163
89 | 2497212.5324 | 1115664.9801
90 | 2497218.8429 | 1115668.5261
91 | 2497200.4772 | 1115659.019
92 | 2497222.1516 | 1115665.988
93 | 2497185.5613 | 1115652.0446
94 | 2497205.2754 | 1115656.447
95 | 2497223.3502 | 1115666.6657
96 | 2497154.7241 | 1115637.6402
97 | 2497260.1059 | 1115692.9869
98 | 2497249.0352 | 1115681.0528
99 | 2497225.0585 | 1115667.6315
100 | 2497151.434 | 1115636.1032
101 | 2497170.458 | 1115508.5335
102 | 2497156.9798 | 1115509.3075
103 | 2497133.1382 | 1115488.7357
104 | 2497129.4994 | 1115485.4013
105 | 2497073.0728 | 1115599.4679
106 | 2497108.9754 | 1115616.2693
107 | 2497126.4261 | 1115482.5852
108 | 2497220.4139 | 1115423.354
109 | 2497440.8433 | 1115667.3788
110 | 2497462.4385 | 1115657.8401
111 | 2497471.4348 | 1115642.4461
112 | 2497122.9841 | 1115622.8132
113 | 2497437.4603 | 1115538.2441
114 | 2497487.8344 | 1115614.3835
115 | 2497491.1748 | 1115608.6675
116 | 2497224.117 | 1115416.4448
117 | 2497242.9315 | 1115467.6121
118 | 2497248.4052 | 1115437.9144
119 | 2497230.068 | 1115406.5504
120 | 2497115.7072 | 1115471.8359
121 | 2497319.4073 | 1115605.1116
122 | 2497114.3931 | 1115470.4724
123 | 2497110.4196 | 1115466.346
124 | 2497325.2551 | 1115589.3901
125 | 2497165.0483 | 1115323.6219
126 | 2497170.0951 | 1115316.7711
127 | 2497159.5048 | 1115331.1468
128 | 2497156.2103 | 1115335.619
129 | 2497153.5809 | 1115339.1882
130 | 2497141.2281 | 1115356.3088
131 | 2496989.7034 | 1115405.0841
132 | 2497002.307 | 1115393.8311
133 | 2497005.7611 | 1115390.7815
134 | 2496996.2391 | 1115386.7076
135 | 2497045.0871 | 1115353.6777
136 | 2497021.2713 | 1115357.6961
137 | 2497051.7483 | 1115346.4654
138 | 2497126.4184 | 1115376.9643
139 | 2497125.4474 | 1115378.3185
140 | 2497141.6317 | 1115343.8233
141 | 2497131.702 | 1115357.0849
142 | 2497057.3214 | 1115339.1668
143 | 2497079.3855 | 1115300.644
144 | 2497091.4362 | 1115279.9649
145 | 2497102.4591 | 1115261.0322
146 | 2497117.249 | 1115299.4207
147 | 2497101.651 | 1115254.842
148 | 2497106.0083 | 1115254.9346
149 | 2497120.1606 | 1115301.6153
150 | 2497120.2166 | 1115232.1231
151 | 2497111.0872 | 1115246.1291
152 | 2497128.5991 | 1115222.3188
153 | 2497148.1551 | 1115262.2252
154 | 2497148.4847 | 1115261.8399
155 | 2497166.8099 | 1115241.1921
156 | 2497167.0492 | 1115240.9371
157 | 2497179.6739 | 1115227.4876
158 | 2497368.0386 | 1115271.0599
159 | 2497358.7685 | 1115304.5394
160 | 2497241.5312 | 1115387.4911
161 | 2497263.7484 | 1115401.4639
162 | 2497235.5728 | 1115397.3977
163 | 2497291.8801 | 1115422.8819
164 | 2497292.3384 | 1115422.0049
165 | 2497290.7162 | 1115425.1095
166 | 2497292.8791 | 1115420.9701
167 | 2497288.0631 | 1115430.1869
168 | 2497292.2072 | 1115405.4564
169 | 2497299.118 | 1115409.0303

## line_std_types
| c_nf_per_km | r_ohm_per_km | x_ohm_per_km | max_i_ka | type | q_mm2 | alpha | voltage_rating
NAYY 4x50 SE | 210 | 0.642 | 0.083 | 0.142 | cs | 50 | 0.00403 | LV
NAYY 4x120 SE | 264 | 0.225 | 0.08 | 0.242 | cs | 120 | 0.00403 | LV
NAYY 4x150 SE | 261 | 0.208 | 0.08 | 0.27 | cs | 150 | 0.00403 | LV
NA2XS2Y 1x95 RM/25 12/20 kV | 216 | 0.313 | 0.132 | 0.252 | cs | 95 | 0.00403 | MV
NA2XS2Y 1x185 RM/25 12/20 kV | 273 | 0.161 | 0.117 | 0.362 | cs | 185 | 0.00403 | MV
NA2XS2Y 1x240 RM/25 12/20 kV | 304 | 0.122 | 0.112 | 0.421 | cs | 240 | 0.00403 | MV
NA2XS2Y 1x95 RM/25 6/10 kV | 315 | 0.313 | 0.123 | 0.249 | cs | 95 | 0.00403 | MV
NA2XS2Y 1x185 RM/25 6/10 kV | 406 | 0.161 | 0.11 | 0.358 | cs | 185 | 0.00403 | MV
NA2XS2Y 1x240 RM/25 6/10 kV | 456 | 0.122 | 0.105 | 0.416 | cs | 240 | 0.00403 | MV
NA2XS2Y 1x150 RM/25 12/20 kV | 250 | 0.206 | 0.116 | 0.319 | cs | 150 | 0.00403 | MV
NA2XS2Y 1x120 RM/25 12/20 kV | 230 | 0.253 | 0.119 | 0.283 | cs | 120 | 0.00403 | MV
NA2XS2Y 1x70 RM/25 12/20 kV | 190 | 0.443 | 0.132 | 0.22 | cs | 70 | 0.00403 | MV
NA2XS2Y 1x150 RM/25 6/10 kV | 360 | 0.206 | 0.11 | 0.315 | cs | 150 | 0.00403 | MV
NA2XS2Y 1x120 RM/25 6/10 kV | 340 | 0.253 | 0.113 | 0.28 | cs | 120 | 0.00403 | MV
NA2XS2Y 1x70 RM/25 6/10 kV | 280 | 0.443 | 0.123 | 0.217 | cs | 70 | 0.00403 | MV
N2XS(FL)2Y 1x120 RM/35 64/110 kV | 112 | 0.153 | 0.166 | 0.366 | cs | 120 | 0.00393 | HV
N2XS(FL)2Y 1x185 RM/35 64/110 kV | 125 | 0.099 | 0.156 | 0.457 | cs | 185 | 0.00393 | HV
N2XS(FL)2Y 1x240 RM/35 64/110 kV | 135 | 0.075 | 0.149 | 0.526 | cs | 240 | 0.00393 | HV
N2XS(FL)2Y 1x300 RM/35 64/110 kV | 144 | 0.06 | 0.144 | 0.588 | cs | 300 | 0.00393 | HV
15-AL1/3-ST1A 0.4 | 11 | 1.8769 | 0.35 | 0.105 | ol | 16 | 0.00403 | LV
24-AL1/4-ST1A 0.4 | 11.25 | 1.2012 | 0.335 | 0.14 | ol | 24 | 0.00403 | LV
48-AL1/8-ST1A 0.4 | 12.2 | 0.5939 | 0.3 | 0.21 | ol | 48 | 0.00403 | LV
94-AL1/15-ST1A 0.4 | 13.2 | 0.306 | 0.29 | 0.35 | ol | 94 | 0.00403 | LV
34-AL1/6-ST1A 10.0 | 9.7 | 0.8342 | 0.36 | 0.17 | ol | 34 | 0.00403 | MV
48-AL1/8-ST1A 10.0 | 10.1 | 0.5939 | 0.35 | 0.21 | ol | 48 | 0.00403 | MV
70-AL1/11-ST1A 10.0 | 10.4 | 0.4132 | 0.339 | 0.29 | ol | 70 | 0.00403 | MV
94-AL1/15-ST1A 10.0 | 10.75 | 0.306 | 0.33 | 0.35 | ol | 94 | 0.00403 | MV
122-AL1/20-ST1A 10.0 | 11.1 | 0.2376 | 0.323 | 0.41 | ol | 122 | 0.00403 | MV
149-AL1/24-ST1A 10.0 | 11.25 | 0.194 | 0.315 | 0.47 | ol | 149 | 0.00403 | MV
34-AL1/6-ST1A 20.0 | 9.15 | 0.8342 | 0.382 | 0.17 | ol | 34 | 0.00403 | MV
48-AL1/8-ST1A 20.0 | 9.5 | 0.5939 | 0.372 | 0.21 | ol | 48 | 0.00403 | MV
70-AL1/11-ST1A 20.0 | 9.7 | 0.4132 | 0.36 | 0.29 | ol | 70 | 0.00403 | MV
94-AL1/15-ST1A 20.0 | 10 | 0.306 | 0.35 | 0.35 | ol | 94 | 0.00403 | MV
122-AL1/20-ST1A 20.0 | 10.3 | 0.2376 | 0.344 | 0.41 | ol | 122 | 0.00403 | MV
149-AL1/24-ST1A 20.0 | 10.5 | 0.194 | 0.337 | 0.47 | ol | 149 | 0.00403 | MV
184-AL1/30-ST1A 20.0 | 10.75 | 0.1571 | 0.33 | 0.535 | ol | 184 | 0.00403 | MV
243-AL1/39-ST1A 20.0 | 11 | 0.1188 | 0.32 | 0.645 | ol | 243 | 0.00403 | MV
48-AL1/8-ST1A 110.0 | 8 | 0.5939 | 0.46 | 0.21 | ol | 48 | 0.00403 | HV
70-AL1/11-ST1A 110.0 | 8.4 | 0.4132 | 0.45 | 0.29 | ol | 70 | 0.00403 | HV
94-AL1/15-ST1A 110.0 | 8.65 | 0.306 | 0.44 | 0.35 | ol | 94 | 0.00403 | HV
122-AL1/20-ST1A 110.0 | 8.5 | 0.2376 | 0.43 | 0.41 | ol | 122 | 0.00403 | HV
149-AL1/24-ST1A 110.0 | 8.75 | 0.194 | 0.41 | 0.47 | ol | 149 | 0.00403 | HV
184-AL1/30-ST1A 110.0 | 8.8 | 0.1571 | 0.4 | 0.535 | ol | 184 | 0.00403 | HV
243-AL1/39-ST1A 110.0 | 9 | 0.1188 | 0.39 | 0.645 | ol | 243 | 0.00403 | HV
305-AL1/39-ST1A 110.0 | 9.2 | 0.0949 | 0.38 | 0.74 | ol | 305 | 0.00403 | HV
490-AL1/64-ST1A 110.0 | 9.75 | 0.059 | 0.37 | 0.96 | ol | 490 | 0.00403 | HV
679-AL1/86-ST1A 110.0 | 9.95 | 0.042 | 0.36 | 1.15 | ol | 679 | 0.00403 | HV
490-AL1/64-ST1A 220.0 | 10 | 0.059 | 0.285 | 0.96 | ol | 490 | 0.00403 | HV
679-AL1/86-ST1A 220.0 | 11.7 | 0.042 | 0.275 | 1.15 | ol | 679 | 0.00403 | HV
490-AL1/64-ST1A 380.0 | 11 | 0.059 | 0.253 | 0.96 | ol | 490 | 0.00403 | HV
679-AL1/86-ST1A 380.0 | 14.6 | 0.042 | 0.25 | 1.15 | ol | 679 | 0.00403 | HV

## trafo_std_types
| i0_percent | pfe_kw | vkr_percent | sn_mva | vn_lv_kv | vn_hv_kv | vk_percent | shift_degree | vector_group | tap_side | tap_neutral | tap_min | tap_max | tap_step_degree | tap_step_percent | tap_phase_shifter
160 MVA 380/110 kV | 0.06 | 60 | 0.25 | 160 | 110 | 380 | 12.2 | 0 | Yy0 | hv | 0 | -9 | 9 | 0 | 1.5 | FALSE
100 MVA 220/110 kV | 0.06 | 55 | 0.26 | 100 | 110 | 220 | 12 | 0 | Yy0 | hv | 0 | -9 | 9 | 0 | 1.5 | FALSE
63 MVA 110/20 kV | 0.04 | 22 | 0.32 | 63 | 20 | 110 | 18 | 150 | YNd5 | hv | 0 | -9 | 9 | 0 | 1.5 | FALSE
40 MVA 110/20 kV | 0.05 | 18 | 0.34 | 40 | 20 | 110 | 16.2 | 150 | YNd5 | hv | 0 | -9 | 9 | 0 | 1.5 | FALSE
25 MVA 110/20 kV | 0.07 | 14 | 0.41 | 25 | 20 | 110 | 12 | 150 | YNd5 | hv | 0 | -9 | 9 | 0 | 1.5 | FALSE
63 MVA 110/10 kV | 0.04 | 22 | 0.32 | 63 | 10 | 110 | 18 | 150 | YNd5 | hv | 0 | -9 | 9 | 0 | 1.5 | FALSE
40 MVA 110/10 kV | 0.05 | 18 | 0.34 | 40 | 10 | 110 | 16.2 | 150 | YNd5 | hv | 0 | -9 | 9 | 0 | 1.5 | FALSE
25 MVA 110/10 kV | 0.07 | 14 | 0.41 | 25 | 10 | 110 | 12 | 150 | YNd5 | hv | 0 | -9 | 9 | 0 | 1.5 | FALSE
0.25 MVA 20/0.4 kV | 0.32 | 0.8 | 1.44 | 0.25 | 0.4 | 20 | 6 | 150 | Yzn5 | hv | 0 | -2 | 2 | 0 | 2.5 | FALSE
0.4 MVA 20/0.4 kV | 0.3375 | 1.35 | 1.425 | 0.4 | 0.4 | 20 | 6 | 150 | Dyn5 | hv | 0 | -2 | 2 | 0 | 2.5 | FALSE
0.63 MVA 20/0.4 kV | 0.2619 | 1.65 | 1.206 | 0.63 | 0.4 | 20 | 6 | 150 | Dyn5 | hv | 0 | -2 | 2 | 0 | 2.5 | FALSE
0.25 MVA 10/0.4 kV | 0.24 | 0.6 | 1.2 | 0.25 | 0.4 | 10 | 4 | 150 | Dyn5 | hv | 0 | -2 | 2 | 0 | 2.5 | FALSE
0.4 MVA 10/0.4 kV | 0.2375 | 0.95 | 1.325 | 0.4 | 0.4 | 10 | 4 | 150 | Dyn5 | hv | 0 | -2 | 2 | 0 | 2.5 | FALSE
0.63 MVA 10/0.4 kV | 0.1873 | 1.18 | 1.0794 | 0.63 | 0.4 | 10 | 4 | 150 | Dyn5 | hv | 0 | -2 | 2 | 0 | 2.5 | FALSE

## trafo3w_std_types
| sn_hv_mva | sn_mv_mva | sn_lv_mva | vn_hv_kv | vn_mv_kv | vn_lv_kv | vk_hv_percent | vk_mv_percent | vk_lv_percent | vkr_hv_percent | vkr_mv_percent | vkr_lv_percent | pfe_kw | i0_percent | shift_mv_degree | shift_lv_degree | vector_group | tap_side | tap_neutral | tap_min | tap_max | tap_step_percent
63/25/38 MVA 110/20/10 kV | 63 | 25 | 38 | 110 | 20 | 10 | 10.4 | 10.4 | 10.4 | 0.28 | 0.32 | 0.35 | 35 | 0.89 | 0 | 0 | YN0yn0yn0 | hv | 0 | -10 | 10 | 1.2
63/25/38 MVA 110/10/10 kV | 63 | 25 | 38 | 110 | 10 | 10 | 10.4 | 10.4 | 10.4 | 0.28 | 0.32 | 0.35 | 35 | 0.89 | 0 | 0 | YN0yn0yn0 | hv | 0 | -10 | 10 | 1.2

## fuse_std_types
| fuse_type | i_rated_a | t_avg | t_min | t_total | x_avg | x_min | x_total
HV 100A | HV 100A | 100 | 0 | [10.0, 3.64, 0.854, 0.281, 0.1, 0.0531, 0.022, 0.01] | [10.0, 4.267, 1.21, 0.403, 0.1, 0.058, 0.022, 0.01] | 0 | [300.0, 350.0, 450.0, 550.0, 700.0, 850.0, 1200.0, 1752.0] | [600.0, 700.0, 900.0, 1150.0, 1665.0, 2000.0, 3000.0, 4313.0]
HV 10A | HV 10A | 10 | 0 | [10.0, 1675.0, 0.344, 0.156, 0.1, 0.0417, 0.0171, 0.01] | [10.0, 1.3, 0.3, 0.155, 0.1, 0.0555, 0.023, 0.01] | 0 | [30.0, 32.0, 35.0, 37.0, 39.0, 50.0, 70.0, 88.0] | [60.0, 70.0, 80.0, 87.0, 94.0, 110.0, 150.0, 216.0]
HV 125A | HV 125A | 125 | 0 | [10.0, 1.82, 0.344, 0.1, 0.0467, 0.0269, 0.01] | [10.0, 2.478, 0.426, 0.1, 0.0427, 0.0211, 0.01] | 0 | [375.0, 500.0, 700.0, 925.0, 1200.0, 1500.0, 2341.0] | [750.0, 1000.0, 1500.0, 2200.0, 3000.0, 4000.0, 5765.0]
HV 160A | HV 160A | 160 | 0 | [10.0, 4.15, 1.03, 0.198, 0.1, 0.051, 0.0172, 0.01] | [10.0, 2.3, 0.734, 0.274, 0.1, 0.046, 0.0177, 0.01] | 0 | [480.0, 550.0, 700.0, 1000.0, 1260.0, 1600.0, 2500.0, 3227.0] | [960.0, 1300.0, 1700.0, 2200.0, 2996.0, 4000.0, 6000.0, 7946.0]
HV 16A | HV 16A | 16 | 0 | [10.0, 0.352, 0.164, 0.1, 0.0649, 0.0342, 0.01] | [10.0, 2.34, 0.722, 0.181, 0.1, 0.055, 0.0296, 0.01] | 0 | [48.0, 60.0, 65.0, 71.0, 80.0, 100.0, 162.0] | [96.0, 110.0, 125.0, 150.0, 168.0, 200.0, 250.0, 398.0]
HV 200A | HV 200A | 200 | 0 | [10.0, 4.267, 1.21, 0.403, 0.1, 0.058, 0.022, 0.01] | [10.0, 3.73, 1.654, 0.328, 0.1, 0.0531, 0.019, 0.01] | 0 | [600.0, 700.0, 900.0, 1150.0, 1665.0, 2000.0, 3000.0, 4313.0] | [1200.0, 1500.0, 1800.0, 2700.0, 3960.0, 5000.0, 7500.0, 10620.0]
HV 20A | HV 20A | 20 | 0 | [10.0, 1.3, 0.3, 0.155, 0.1, 0.0555, 0.023, 0.01] | [10.0, 1.3, 0.161, 0.1, 0.0611, 0.0399, 0.0141, 0.01] | 0 | [60.0, 70.0, 80.0, 87.0, 94.0, 110.0, 150.0, 216.0] | [120.0, 150.0, 200.0, 223.0, 260.0, 300.0, 450.0, 532.0]
HV 25A | HV 25A | 25 | 0 | [10.0, 2.512, 0.833, 0.299, 0.1, 0.0372, 0.0223, 0.01] | [10.0, 3.125, 0.597, 0.198, 0.1, 0.0378, 0.022, 0.01] | 0 | [75.0, 82.0, 90.0, 100.0, 124.0, 170.0, 200.0, 289.0] | [150.0, 170.0, 210.0, 250.0, 294.0, 400.0, 500.0, 711.0]
HV 31.5A | HV 31.5A | 31.5 | 0 | [10.0, 2.34, 0.722, 0.181, 0.1, 0.055, 0.0296, 0.01] | [10.0, 2.84, 0.368, 0.164, 0.1, 0.0621, 0.0378, 0.0195, 0.01] | 0 | [95.0, 110.0, 125.0, 150.0, 165.0, 200.0, 250.0, 390.0] | [189.0, 220.0, 300.0, 350.0, 393.0, 450.0, 530.0, 700.0, 960.0]
HV 40A | HV 40A | 40 | 0 | [10.0, 1.3, 0.161, 0.1, 0.0611, 0.0399, 0.0141, 0.01] | [10.0, 2.05, 0.369, 0.198, 0.1, 0.051, 0.0298, 0.01] | 0 | [120.0, 150.0, 200.0, 223.0, 260.0, 300.0, 450.0, 532.0] | [240.0, 300.0, 400.0, 450.0, 530.0, 650.0, 800.0, 1311.0]
HV 50A | HV 50A | 50 | 0 | [10.0, 3.215, 0.597, 0.198, 0.1, 0.0378, 0.022, 0.01] | [10.0, 3.64, 0.854, 0.281, 0.1, 0.0531, 0.022, 0.01] | 0 | [150.0, 170.0, 210.0, 250.0, 294.0, 400.0, 500.0, 711.0] | [300.0, 350.0, 450.0, 550.0, 700.0, 850.0, 1200.0, 1752.0]
HV 6.3A | HV 6.3A | 6.3 | 0 | [10.0, 1.39, 0.344, 0.168, 0.1, 0.056, 0.0263, 0.01] | [10.0, 1.711, 0.516, 0.198, 0.1, 0.0634, 0.0303, 0.01] | 0 | [19.0, 19.5, 20.4, 20.8, 22.0, 25.0, 32.0, 48.0] | [38.0, 40.0, 43.0, 48.0, 53.0, 60.0, 75.0, 118.0]
HV 63A | HV 63A | 63 | 0 | [10.0, 2.84, 0.368, 0.164, 0.1, 0.0621, 0.0378, 0.0195, 0.01] | [10.0, 1.82, 0.344, 0.1, 0.0467, 0.0269, 0.01] | 0 | [189.0, 220.0, 300.0, 350.0, 393.0, 450.0, 530.0, 700.0, 961.0] | [378.0, 500.0, 700.0, 934.0, 1200.0, 1500.0, 2366.0]
HV 80A | HV 80A | 80 | 0 | [10.0, 2.05, 0.369, 0.198, 0.1, 0.051, 0.0298, 0.01] | [10.0, 4.15, 1.03, 0.198, 0.1, 0.051, 0.0172, 0.01] | 0 | [240.0, 300.0, 400.0, 450.0, 530.0, 650.0, 800.0, 1311.0] | [480.0, 550.0, 700.0, 1000.0, 1260.0, 1600.0, 2500.0, 3227.0]
Siemens NH-1-100 | Siemens NH-1-100 | 100 | [5400.0, 2000.0, 400.0, 20.0, 1.0, 0.2, 0.012, 0.004] | 0 | 0 | [150.0, 190.0, 250.0, 430.0, 900.0, 1250.0, 2700.0, 3600.0] | 0 | 0
Siemens NH-1-125 | Siemens NH-1-125 | 125 | [4800.0, 120.0, 7.0, 0.1, 0.004] | 0 | 0 | [180.0, 400.0, 740.0, 2000.0, 4250.0] | 0 | 0
Siemens NH-1-16 | Siemens NH-1-16 | 16 | [4000.0, 400.0, 2.0, 0.1, 0.04, 0.01] | 0 | 0 | [26.0, 35.0, 75.0, 150.0, 200.0, 300.0] | 0 | 0
Siemens NH-1-160 | Siemens NH-1-160 | 160 | [4800.0, 120.0, 7.0, 0.1, 0.004] | 0 | 0 | [210.0, 500.0, 900.0, 2300.0, 5000.0] | 0 | 0
Siemens NH-1-25 | Siemens NH-1-25 | 25 | [4000.0, 1000.0, 10.0, 0.2, 0.02, 0.01] | 0 | 0 | [40.0, 50.0, 100.0, 210.0, 400.0, 500.0] | 0 | 0
Siemens NH-1-50 | Siemens NH-1-50 | 50 | [4000.0, 40.0, 4.0, 1.0, 0.02, 0.01] | 0 | 0 | [86.0, 200.0, 300.0, 400.0, 1000.0, 1280.0] | 0 | 0
Siemens NH-1-63 | Siemens NH-1-63 | 63 | [4000.0, 100.0, 10.0, 2.0, 0.04, 0.01] | 0 | 0 | [100.0, 200.0, 300.0, 400.0, 1000.0, 1500.0] | 0 | 0
Siemens NH-1-80 | Siemens NH-1-80 | 80 | [4800.0, 120.0, 7.0, 0.1, 0.01] | 0 | 0 | [150.58, 250.0, 450.0, 1150.0, 2470.0] | 0 | 0
Siemens NH-2-1000 | Siemens NH-2-1000 | 1000 | [4800.0, 120.0, 7.0, 0.1, 0.004] | 0 | 0 | [1900.0, 3500.0, 8400.0, 24000.0, 52000.0] | 0 | 0
Siemens NH-2-200 | Siemens NH-2-200 | 200 | [4800.0, 120.0, 7.0, 0.1, 0.004] | 0 | 0 | [280.0, 650.0, 1200.0, 3000.0, 7000.0] | 0 | 0
Siemens NH-2-224 | Siemens NH-2-224 | 224 | [4800.0, 120.0, 7.0, 0.2, 0.04, 0.004] | 0 | 0 | [400.0, 750.0, 1453.0, 3025.0, 4315.0, 7600.0] | 0 | 0
Siemens NH-2-250 | Siemens NH-2-250 | 250 | [4800.0, 120.0, 7.0, 0.1, 0.004] | 0 | 0 | [450.0, 800.0, 1650.0, 4000.0, 8500.0] | 0 | 0
Siemens NH-2-315 | Siemens NH-2-315 | 315 | [4800.0, 120.0, 7.0, 0.1, 0.004] | 0 | 0 | [550.0, 920.0, 1900.0, 5000.0, 11000.0] | 0 | 0
Siemens NH-2-355 | Siemens NH-2-355 | 355 | [4800.0, 120.0, 6.0, 0.1, 0.004] | 0 | 0 | [650.0, 1116.27, 2350.0, 5840.0, 12790.0] | 0 | 0
Siemens NH-2-400 | Siemens NH-2-400 | 400 | [4800.0, 120.0, 7.0, 0.1, 0.004] | 0 | 0 | [720.0, 1350.0, 2800.0, 6500.0, 15000.0] | 0 | 0
Siemens NH-2-425 | Siemens NH-2-425 | 425 | [4800.0, 120.0, 7.0, 0.1, 0.004] | 0 | 0 | [850.0, 1500.0, 3050.0, 7500.0, 16500.0] | 0 | 0
Siemens NH-2-630 | Siemens NH-2-630 | 630 | [4800.0, 120.0, 7.0, 0.1, 0.004] | 0 | 0 | [1200.0, 2000.0, 4800.0, 12000.0, 26000.0] | 0 | 0

## dtypes
| element | column | dtype
0 | bus | name | object
1 | bus | vn_kv | float64
2 | bus | type | object
3 | bus | zone | object
4 | bus | in_service | bool
5 | load | name | object
6 | load | bus | uint32
7 | load | p_mw | float64
8 | load | q_mvar | float64
9 | load | const_z_percent | float64
10 | load | const_i_percent | float64
11 | load | sn_mva | float64
12 | load | scaling | float64
13 | load | in_service | bool
14 | load | type | object
15 | ext_grid | name | object
16 | ext_grid | bus | uint32
17 | ext_grid | vm_pu | float64
18 | ext_grid | va_degree | float64
19 | ext_grid | slack_weight | float64
20 | ext_grid | in_service | bool
21 | line | name | object
22 | line | std_type | object
23 | line | from_bus | uint32
24 | line | to_bus | uint32
25 | line | length_km | float64
26 | line | r_ohm_per_km | float64
27 | line | x_ohm_per_km | float64
28 | line | c_nf_per_km | float64
29 | line | g_us_per_km | float64
30 | line | max_i_ka | float64
31 | line | df | float64
32 | line | parallel | uint32
33 | line | type | object
34 | line | in_service | bool
35 | trafo | name | object
36 | trafo | std_type | object
37 | trafo | hv_bus | uint32
38 | trafo | lv_bus | uint32
39 | trafo | sn_mva | float64
40 | trafo | vn_hv_kv | float64
41 | trafo | vn_lv_kv | float64
42 | trafo | vk_percent | float64
43 | trafo | vkr_percent | float64
44 | trafo | pfe_kw | float64
45 | trafo | i0_percent | float64
46 | trafo | shift_degree | float64
47 | trafo | tap_side | object
48 | trafo | tap_neutral | int32
49 | trafo | tap_min | int32
50 | trafo | tap_max | int32
51 | trafo | tap_step_percent | float64
52 | trafo | tap_step_degree | float64
53 | trafo | tap_pos | int32
54 | trafo | tap_phase_shifter | bool
55 | trafo | parallel | uint32
56 | trafo | df | float64
57 | trafo | in_service | bool
58 | line_geodata | coords | object
59 | bus_geodata | x | float64
60 | bus_geodata | y | float64
61 | bus_geodata | coords | object

## parameters
| version | format_version | converged | OPF_converged | name | f_hz | sn_mva
0 | 2.14.6 | 2.14.0 | FALSE | FALSE |  | 50 | 1