## bus
| name | vn_kv | type | zone | in_service
0 | bus_LV_6633-1_0_6_node_0 | 0.4 | n |  | TRUE
1 | bus_LV_6633-1_0_6_node_1 | 0.4 | n |  | TRUE
2 | bus_LV_6633-1_0_6_node_2 | 0.4 | n |  | TRUE
3 | bus_LV_6633-1_0_6_node_248 | 0.4 | n |  | TRUE
4 | bus_LV_6633-1_0_6_node_41 | 0.4 | n |  | TRUE
5 | bus_LV_6633-1_0_6_node_42 | 0.4 | n |  | TRUE
6 | bus_LV_6633-1_0_6_node_40 | 0.4 | n |  | TRUE
7 | bus_LV_6633-1_0_6_node_32 | 0.4 | n |  | TRUE
8 | bus_LV_6633-1_0_6_node_3 | 0.4 | n |  | TRUE
9 | bus_LV_6633-1_0_6_node_4 | 0.4 | n |  | TRUE
10 | bus_LV_6633-1_0_6_node_5 | 0.4 | n |  | TRUE
11 | bus_LV_6633-1_0_6_node_6 | 0.4 | n |  | TRUE
12 | bus_LV_6633-1_0_6_node_7 | 0.4 | n |  | TRUE
13 | bus_LV_6633-1_0_6_node_8 | 0.4 | n |  | TRUE
14 | bus_LV_6633-1_0_6_node_9 | 0.4 | n |  | TRUE
15 | bus_LV_6633-1_0_6_node_13 | 0.4 | n |  | TRUE
16 | bus_LV_6633-1_0_6_node_21 | 0.4 | n |  | TRUE
17 | bus_LV_6633-1_0_6_node_152 | 0.4 | n |  | TRUE
18 | bus_LV_6633-1_0_6_node_170 | 0.4 | n |  | TRUE
19 | bus_LV_6633-1_0_6_node_15 | 0.4 | n |  | TRUE
20 | bus_LV_6633-1_0_6_node_11 | 0.4 | n |  | TRUE
21 | bus_LV_6633-1_0_6_node_154 | 0.4 | n |  | TRUE
22 | bus_LV_6633-1_0_6_node_150 | 0.4 | n |  | TRUE
23 | bus_LV_6633-1_0_6_node_169 | 0.4 | n |  | TRUE
24 | bus_LV_6633-1_0_6_node_10 | 0.4 | n |  | TRUE
25 | bus_LV_6633-1_0_6_node_12 | 0.4 | n |  | TRUE
26 | bus_LV_6633-1_0_6_node_14 | 0.4 | n |  | TRUE
27 | bus_LV_6633-1_0_6_node_162 | 0.4 | n |  | TRUE
28 | bus_LV_6633-1_0_6_node_20 | 0.4 | n |  | TRUE
29 | bus_LV_6633-1_0_6_node_16 | 0.4 | n |  | TRUE
30 | bus_LV_6633-1_0_6_node_17 | 0.4 | n |  | TRUE
31 | bus_LV_6633-1_0_6_node_18 | 0.4 | n |  | TRUE
32 | bus_LV_6633-1_0_6_node_19 | 0.4 | n |  | TRUE
33 | bus_LV_6633-1_0_6_node_25 | 0.4 | n |  | TRUE
34 | bus_LV_6633-1_0_6_node_27 | 0.4 | n |  | TRUE
35 | bus_LV_6633-1_0_6_node_23 | 0.4 | n |  | TRUE
36 | bus_LV_6633-1_0_6_node_24 | 0.4 | n |  | TRUE
37 | bus_LV_6633-1_0_6_node_26 | 0.4 | n |  | TRUE
38 | bus_LV_6633-1_0_6_node_163 | 0.4 | n |  | TRUE
39 | bus_LV_6633-1_0_6_node_112 | 0.4 | n |  | TRUE
40 | bus_LV_6633-1_0_6_node_126 | 0.4 | n |  | TRUE
41 | bus_LV_6633-1_0_6_node_110 | 0.4 | n |  | TRUE
42 | bus_LV_6633-1_0_6_node_28 | 0.4 | n |  | TRUE
43 | bus_LV_6633-1_0_6_node_29 | 0.4 | n |  | TRUE
44 | bus_LV_6633-1_0_6_node_30 | 0.4 | n |  | TRUE
45 | bus_LV_6633-1_0_6_node_31 | 0.4 | n |  | TRUE
46 | bus_LV_6633-1_0_6_node_33 | 0.4 | n |  | TRUE
47 | bus_LV_6633-1_0_6_node_34 | 0.4 | n |  | TRUE
48 | bus_LV_6633-1_0_6_node_249 | 0.4 | n |  | TRUE
49 | bus_LV_6633-1_0_6_node_268 | 0.4 | n |  | TRUE
50 | bus_LV_6633-1_0_6_node_35 | 0.4 | n |  | TRUE
51 | bus_LV_6633-1_0_6_node_36 | 0.4 | n |  | TRUE
52 | bus_LV_6633-1_0_6_node_37 | 0.4 | n |  | TRUE
53 | bus_LV_6633-1_0_6_node_38 | 0.4 | n |  | TRUE
54 | bus_LV_6633-1_0_6_node_39 | 0.4 | n |  | TRUE
55 | bus_LV_6633-1_0_6_node_46 | 0.4 | n |  | TRUE
56 | bus_LV_6633-1_0_6_node_43 | 0.4 | n |  | TRUE
57 | bus_LV_6633-1_0_6_node_141 | 0.4 | n |  | TRUE
58 | bus_LV_6633-1_0_6_node_44 | 0.4 | n |  | TRUE
59 | bus_LV_6633-1_0_6_node_45 | 0.4 | n |  | TRUE
60 | bus_LV_6633-1_0_6_node_49 | 0.4 | n |  | TRUE
61 | bus_LV_6633-1_0_6_node_142 | 0.4 | n |  | TRUE
62 | bus_LV_6633-1_0_6_node_48 | 0.4 | n |  | TRUE
63 | bus_LV_6633-1_0_6_node_58 | 0.4 | n |  | TRUE
64 | bus_LV_6633-1_0_6_node_125 | 0.4 | n |  | TRUE
65 | bus_LV_6633-1_0_6_node_94 | 0.4 | n |  | TRUE
66 | bus_LV_6633-1_0_6_node_261 | 0.4 | n |  | TRUE
67 | bus_LV_6633-1_0_6_node_91 | 0.4 | n |  | TRUE
68 | bus_LV_6633-1_0_6_node_55 | 0.4 | n |  | TRUE
69 | bus_LV_6633-1_0_6_node_103 | 0.4 | n |  | TRUE
70 | bus_LV_6633-1_0_6_node_237 | 0.4 | n |  | TRUE
71 | bus_LV_6633-1_0_6_node_60 | 0.4 | n |  | TRUE
72 | bus_LV_6633-1_0_6_node_56 | 0.4 | n |  | TRUE
73 | bus_LV_6633-1_0_6_node_101 | 0.4 | n |  | TRUE
74 | bus_LV_6633-1_0_6_node_102 | 0.4 | n |  | TRUE
75 | bus_LV_6633-1_0_6_node_99 | 0.4 | n |  | TRUE
76 | bus_LV_6633-1_0_6_node_124 | 0.4 | n |  | TRUE
77 | bus_LV_6633-1_0_6_node_50 | 0.4 | n |  | TRUE
78 | bus_LV_6633-1_0_6_node_51 | 0.4 | n |  | TRUE
79 | bus_LV_6633-1_0_6_node_52 | 0.4 | n |  | TRUE
80 | bus_LV_6633-1_0_6_node_53 | 0.4 | n |  | TRUE
81 | bus_LV_6633-1_0_6_node_54 | 0.4 | n |  | TRUE
82 | bus_LV_6633-1_0_6_node_86 | 0.4 | n |  | TRUE
83 | bus_LV_6633-1_0_6_node_80 | 0.4 | n |  | TRUE
84 | bus_LV_6633-1_0_6_node_76 | 0.4 | n |  | TRUE
85 | bus_LV_6633-1_0_6_node_83 | 0.4 | n |  | TRUE
86 | bus_LV_6633-1_0_6_node_81 | 0.4 | n |  | TRUE
87 | bus_LV_6633-1_0_6_node_70 | 0.4 | n |  | TRUE
88 | bus_LV_6633-1_0_6_node_260 | 0.4 | n |  | TRUE
89 | bus_LV_6633-1_0_6_node_104 | 0.4 | n |  | TRUE
90 | bus_LV_6633-1_0_6_node_68 | 0.4 | n |  | TRUE
91 | bus_LV_6633-1_0_6_node_236 | 0.4 | n |  | TRUE
92 | bus_LV_6633-1_0_6_node_161 | 0.4 | n |  | TRUE
93 | bus_LV_6633-1_0_6_node_149 | 0.4 | n |  | TRUE
94 | bus_LV_6633-1_0_6_node_88 | 0.4 | n |  | TRUE
95 | bus_LV_6633-1_0_6_node_57 | 0.4 | n |  | TRUE
96 | bus_LV_6633-1_0_6_node_59 | 0.4 | n |  | TRUE
97 | bus_LV_6633-1_0_6_node_267 | 0.4 | n |  | TRUE
98 | bus_LV_6633-1_0_6_node_265 | 0.4 | n |  | TRUE
99 | bus_LV_6633-1_0_6_node_61 | 0.4 | n |  | TRUE
100 | bus_LV_6633-1_0_6_node_62 | 0.4 | n |  | TRUE
101 | bus_LV_6633-1_0_6_node_63 | 0.4 | n |  | TRUE
102 | bus_LV_6633-1_0_6_node_64 | 0.4 | n |  | TRUE
103 | bus_LV_6633-1_0_6_node_65 | 0.4 | n |  | TRUE
104 | bus_LV_6633-1_0_6_node_77 | 0.4 | n |  | TRUE
105 | bus_LV_6633-1_0_6_node_74 | 0.4 | n |  | TRUE
106 | bus_LV_6633-1_0_6_node_266 | 0.4 | n |  | TRUE
107 | bus_LV_6633-1_0_6_node_75 | 0.4 | n |  | TRUE
108 | bus_LV_6633-1_0_6_node_67 | 0.4 | n |  | TRUE
109 | bus_LV_6633-1_0_6_node_69 | 0.4 | n |  | TRUE
110 | bus_LV_6633-1_0_6_node_71 | 0.4 | n |  | TRUE
111 | bus_LV_6633-1_0_6_node_78 | 0.4 | n |  | TRUE
112 | bus_LV_6633-1_0_6_node_72 | 0.4 | n |  | TRUE
113 | bus_LV_6633-1_0_6_node_256 | 0.4 | n |  | TRUE
114 | bus_LV_6633-1_0_6_node_253 | 0.4 | n |  | TRUE
115 | bus_LV_6633-1_0_6_node_73 | 0.4 | n |  | TRUE
116 | bus_LV_6633-1_0_6_node_157 | 0.4 | n |  | TRUE
117 | bus_LV_6633-1_0_6_node_229 | 0.4 | n |  | TRUE
118 | bus_LV_6633-1_0_6_node_262 | 0.4 | n |  | TRUE
119 | bus_LV_6633-1_0_6_node_105 | 0.4 | n |  | TRUE
120 | bus_LV_6633-1_0_6_node_107 | 0.4 | n |  | TRUE
121 | bus_LV_6633-1_0_6_node_106 | 0.4 | n |  | TRUE
122 | bus_LV_6633-1_0_6_node_230 | 0.4 | n |  | TRUE
123 | bus_LV_6633-1_0_6_node_188 | 0.4 | n |  | TRUE
124 | bus_LV_6633-1_0_6_node_153 | 0.4 | n |  | TRUE
125 | bus_LV_6633-1_0_6_node_189 | 0.4 | n |  | TRUE
126 | bus_LV_6633-1_0_6_node_185 | 0.4 | n |  | TRUE
127 | bus_LV_6633-1_0_6_node_79 | 0.4 | n |  | TRUE
128 | bus_LV_6633-1_0_6_node_254 | 0.4 | n |  | TRUE
129 | bus_LV_6633-1_0_6_node_156 | 0.4 | n |  | TRUE
130 | bus_LV_6633-1_0_6_node_264 | 0.4 | n |  | TRUE
131 | bus_LV_6633-1_0_6_node_251 | 0.4 | n |  | TRUE
132 | bus_LV_6633-1_0_6_node_250 | 0.4 | n |  | TRUE
133 | bus_LV_6633-1_0_6_node_116 | 0.4 | n |  | TRUE
134 | bus_LV_6633-1_0_6_node_118 | 0.4 | n |  | TRUE
135 | bus_LV_6633-1_0_6_node_114 | 0.4 | n |  | TRUE
136 | bus_LV_6633-1_0_6_node_82 | 0.4 | n |  | TRUE
137 | bus_LV_6633-1_0_6_node_84 | 0.4 | n |  | TRUE
138 | bus_LV_6633-1_0_6_node_85 | 0.4 | n |  | TRUE
139 | bus_LV_6633-1_0_6_node_89 | 0.4 | n |  | TRUE
140 | bus_LV_6633-1_0_6_node_90 | 0.4 | n |  | TRUE
141 | bus_LV_6633-1_0_6_node_92 | 0.4 | n |  | TRUE
142 | bus_LV_6633-1_0_6_node_93 | 0.4 | n |  | TRUE
143 | bus_LV_6633-1_0_6_node_257 | 0.4 | n |  | TRUE
144 | bus_LV_6633-1_0_6_node_269 | 0.4 | n |  | TRUE
145 | bus_LV_6633-1_0_6_node_130 | 0.4 | n |  | TRUE
146 | bus_LV_6633-1_0_6_node_129 | 0.4 | n |  | TRUE
147 | bus_LV_6633-1_0_6_node_96 | 0.4 | n |  | TRUE
148 | bus_LV_6633-1_0_6_node_97 | 0.4 | n |  | TRUE
149 | bus_LV_6633-1_0_6_node_98 | 0.4 | n |  | TRUE
150 | bus_LV_6633-1_0_6_node_100 | 0.4 | n |  | TRUE
151 | bus_LV_6633-1_0_6_node_235 | 0.4 | n |  | TRUE
152 | bus_LV_6633-1_0_6_node_159 | 0.4 | n |  | TRUE
153 | bus_LV_6633-1_0_6_node_160 | 0.4 | n |  | TRUE
154 | bus_LV_6633-1_0_6_node_122 | 0.4 | n |  | TRUE
155 | bus_LV_6633-1_0_6_node_238 | 0.4 | n |  | TRUE
156 | bus_LV_6633-1_0_6_node_147 | 0.4 | n |  | TRUE
157 | bus_LV_6633-1_0_6_node_231 | 0.4 | n |  | TRUE
158 | bus_LV_6633-1_0_6_node_228 | 0.4 | n |  | TRUE
159 | bus_LV_6633-1_0_6_node_108 | 0.4 | n |  | TRUE
160 | bus_LV_6633-1_0_6_node_109 | 0.4 | n |  | TRUE
161 | bus_LV_6633-1_0_6_node_111 | 0.4 | n |  | TRUE
162 | bus_LV_6633-1_0_6_node_113 | 0.4 | n |  | TRUE
163 | bus_LV_6633-1_0_6_node_135 | 0.4 | n |  | TRUE
164 | bus_LV_6633-1_0_6_node_115 | 0.4 | n |  | TRUE
165 | bus_LV_6633-1_0_6_node_117 | 0.4 | n |  | TRUE
166 | bus_LV_6633-1_0_6_node_143 | 0.4 | n |  | TRUE
167 | bus_LV_6633-1_0_6_node_128 | 0.4 | n |  | TRUE
168 | bus_LV_6633-1_0_6_node_144 | 0.4 | n |  | TRUE
169 | bus_LV_6633-1_0_6_node_127 | 0.4 | n |  | TRUE
170 | bus_LV_6633-1_0_6_node_119 | 0.4 | n |  | TRUE
171 | bus_LV_6633-1_0_6_node_120 | 0.4 | n |  | TRUE
172 | bus_LV_6633-1_0_6_node_121 | 0.4 | n |  | TRUE
173 | bus_LV_6633-1_0_6_node_123 | 0.4 | n |  | TRUE
174 | bus_LV_6633-1_0_6_node_133 | 0.4 | n |  | TRUE
175 | bus_LV_6633-1_0_6_node_131 | 0.4 | n |  | TRUE
176 | bus_LV_6633-1_0_6_node_132 | 0.4 | n |  | TRUE
177 | bus_LV_6633-1_0_6_node_134 | 0.4 | n |  | TRUE
178 | bus_LV_6633-1_0_6_node_136 | 0.4 | n |  | TRUE
179 | bus_LV_6633-1_0_6_node_137 | 0.4 | n |  | TRUE
180 | bus_LV_6633-1_0_6_node_139 | 0.4 | n |  | TRUE
181 | bus_LV_6633-1_0_6_node_158 | 0.4 | n |  | TRUE
182 | bus_LV_6633-1_0_6_node_199 | 0.4 | n |  | TRUE
183 | bus_LV_6633-1_0_6_node_155 | 0.4 | n |  | TRUE
184 | bus_LV_6633-1_0_6_node_145 | 0.4 | n |  | TRUE
185 | bus_LV_6633-1_0_6_node_146 | 0.4 | n |  | TRUE
186 | bus_LV_6633-1_0_6_node_148 | 0.4 | n |  | TRUE
187 | bus_LV_6633-1_0_6_node_151 | 0.4 | n |  | TRUE
188 | bus_LV_6633-1_0_6_node_258 | 0.4 | n |  | TRUE
189 | bus_LV_6633-1_0_6_node_208 | 0.4 | n |  | TRUE
190 | bus_LV_6633-1_0_6_node_183 | 0.4 | n |  | TRUE
191 | bus_LV_6633-1_0_6_node_247 | 0.4 | n |  | TRUE
192 | bus_LV_6633-1_0_6_node_225 | 0.4 | n |  | TRUE
193 | bus_LV_6633-1_0_6_node_164 | 0.4 | n |  | TRUE
194 | bus_LV_6633-1_0_6_node_165 | 0.4 | n |  | TRUE
195 | bus_LV_6633-1_0_6_node_166 | 0.4 | n |  | TRUE
196 | bus_LV_6633-1_0_6_node_167 | 0.4 | n |  | TRUE
197 | bus_LV_6633-1_0_6_node_168 | 0.4 | n |  | TRUE
198 | bus_LV_6633-1_0_6_node_206 | 0.4 | n |  | TRUE
199 | bus_LV_6633-1_0_6_node_215 | 0.4 | n |  | TRUE
200 | bus_LV_6633-1_0_6_node_172 | 0.4 | n |  | TRUE
201 | bus_LV_6633-1_0_6_node_216 | 0.4 | n |  | TRUE
202 | bus_LV_6633-1_0_6_node_217 | 0.4 | n |  | TRUE
203 | bus_LV_6633-1_0_6_node_171 | 0.4 | n |  | TRUE
204 | bus_LV_6633-1_0_6_node_173 | 0.4 | n |  | TRUE
205 | bus_LV_6633-1_0_6_node_174 | 0.4 | n |  | TRUE
206 | bus_LV_6633-1_0_6_node_175 | 0.4 | n |  | TRUE
207 | bus_LV_6633-1_0_6_node_176 | 0.4 | n |  | TRUE
208 | bus_LV_6633-1_0_6_node_177 | 0.4 | n |  | TRUE
209 | bus_LV_6633-1_0_6_node_210 | 0.4 | n |  | TRUE
210 | bus_LV_6633-1_0_6_node_213 | 0.4 | n |  | TRUE
211 | bus_LV_6633-1_0_6_node_233 | 0.4 | n |  | TRUE
212 | bus_LV_6633-1_0_6_node_209 | 0.4 | n |  | TRUE
213 | bus_LV_6633-1_0_6_node_178 | 0.4 | n |  | TRUE
214 | bus_LV_6633-1_0_6_node_179 | 0.4 | n |  | TRUE
215 | bus_LV_6633-1_0_6_node_180 | 0.4 | n |  | TRUE
216 | bus_LV_6633-1_0_6_node_182 | 0.4 | n |  | TRUE
217 | bus_LV_6633-1_0_6_node_191 | 0.4 | n |  | TRUE
218 | bus_LV_6633-1_0_6_node_222 | 0.4 | n |  | TRUE
219 | bus_LV_6633-1_0_6_node_200 | 0.4 | n |  | TRUE
220 | bus_LV_6633-1_0_6_node_220 | 0.4 | n |  | TRUE
221 | bus_LV_6633-1_0_6_node_192 | 0.4 | n |  | TRUE
222 | bus_LV_6633-1_0_6_node_184 | 0.4 | n |  | TRUE
223 | bus_LV_6633-1_0_6_node_186 | 0.4 | n |  | TRUE
224 | bus_LV_6633-1_0_6_node_205 | 0.4 | n |  | TRUE
225 | bus_LV_6633-1_0_6_node_246 | 0.4 | n |  | TRUE
226 | bus_LV_6633-1_0_6_node_201 | 0.4 | n |  | TRUE
227 | bus_LV_6633-1_0_6_node_204 | 0.4 | n |  | TRUE
228 | bus_LV_6633-1_0_6_node_243 | 0.4 | n |  | TRUE
229 | bus_LV_6633-1_0_6_node_252 | 0.4 | n |  | TRUE
230 | bus_LV_6633-1_0_6_node_244 | 0.4 | n |  | TRUE
231 | bus_LV_6633-1_0_6_node_207 | 0.4 | n |  | TRUE
232 | bus_LV_6633-1_0_6_node_214 | 0.4 | n |  | TRUE
233 | bus_LV_6633-1_0_6_node_193 | 0.4 | n |  | TRUE
234 | bus_LV_6633-1_0_6_node_218 | 0.4 | n |  | TRUE
235 | bus_LV_6633-1_0_6_node_219 | 0.4 | n |  | TRUE
236 | bus_LV_6633-1_0_6_node_194 | 0.4 | n |  | TRUE
237 | bus_LV_6633-1_0_6_node_195 | 0.4 | n |  | TRUE
238 | bus_LV_6633-1_0_6_node_196 | 0.4 | n |  | TRUE
239 | bus_LV_6633-1_0_6_node_198 | 0.4 | n |  | TRUE
240 | bus_LV_6633-1_0_6_node_202 | 0.4 | n |  | TRUE
241 | bus_LV_6633-1_0_6_node_203 | 0.4 | n |  | TRUE
242 | bus_LV_6633-1_0_6_node_224 | 0.4 | n |  | TRUE
243 | bus_LV_6633-1_0_6_node_226 | 0.4 | n |  | TRUE
244 | bus_LV_6633-1_0_6_node_212 | 0.4 | n |  | TRUE
245 | bus_LV_6633-1_0_6_node_211 | 0.4 | n |  | TRUE
246 | bus_LV_6633-1_0_6_node_245 | 0.4 | n |  | TRUE
247 | bus_LV_6633-1_0_6_node_223 | 0.4 | n |  | TRUE
248 | bus_LV_6633-1_0_6_node_227 | 0.4 | n |  | TRUE
249 | bus_LV_6633-1_0_6_node_234 | 0.4 | n |  | TRUE
250 | bus_LV_6633-1_0_6_node_221 | 0.4 | n |  | TRUE
251 | bus_LV_6633-1_0_6_node_239 | 0.4 | n |  | TRUE
252 | bus_LV_6633-1_0_6_node_240 | 0.4 | n |  | TRUE
253 | bus_LV_6633-1_0_6_node_241 | 0.4 | n |  | TRUE
254 | bus_LV_6633-1_0_6_node_242 | 0.4 | n |  | TRUE
255 | bus_LV_6633-1_0_6_node_259 | 0.4 | n |  | TRUE
256 | bus_LV_6633-1_0_6_node_255 | 0.4 | n |  | TRUE
257 | bus_LV_6633-1_0_6_node_263 | 0.4 | n |  | TRUE
258 | bus_MV_666_0_node_56 | 20 | n |  | TRUE

## load
| name | bus | p_mw | q_mvar | const_z_percent | const_i_percent | sn_mva | scaling | in_service | type
0 | LV_6633-1_0_6_load_0 | 0 | 0.0124 | 0.0031078 | 0 | 0 |  | 1 | TRUE | wye
1 | LV_6633-1_0_6_load_248 | 3 | 0.0037011 | 0.00092759 | 0 | 0 |  | 1 | TRUE | wye
2 | LV_6633-1_0_6_load_42 | 5 | 0.0018282 | 0.00045819 | 0 | 0 |  | 1 | TRUE | wye
3 | LV_6633-1_0_6_load_40 | 6 | 0.0014435 | 0.00036177 | 0 | 0 |  | 1 | TRUE | wye
4 | LV_6633-1_0_6_load_3 | 8 | 0.0019306 | 0.00048385 | 0 | 0 |  | 1 | TRUE | wye
5 | LV_6633-1_0_6_load_4 | 9 | 0.00090919 | 0.00022786 | 0 | 0 |  | 1 | TRUE | wye
6 | LV_6633-1_0_6_load_6 | 11 | 0.00092086 | 0.00023079 | 0 | 0 |  | 1 | TRUE | wye
7 | LV_6633-1_0_6_load_7 | 12 | 0.0078189 | 0.0019596 | 0 | 0 |  | 1 | TRUE | wye
8 | LV_6633-1_0_6_load_8 | 13 | 0.0079732 | 0.0019983 | 0 | 0 |  | 1 | TRUE | wye
9 | LV_6633-1_0_6_load_9 | 14 | 0.0081296 | 0.0020375 | 0 | 0 |  | 1 | TRUE | wye
10 | LV_6633-1_0_6_load_13 | 15 | 0.00093536 | 0.00023442 | 0 | 0 |  | 1 | TRUE | wye
11 | LV_6633-1_0_6_load_21 | 16 | 0.0079679 | 0.0019969 | 0 | 0 |  | 1 | TRUE | wye
12 | LV_6633-1_0_6_load_170 | 18 | 0.0078175 | 0.0019592 | 0 | 0 |  | 1 | TRUE | wye
13 | LV_6633-1_0_6_load_15 | 19 | 0.0037686 | 0.0009445 | 0 | 0 |  | 1 | TRUE | wye
14 | LV_6633-1_0_6_load_11 | 20 | 0.00094507 | 0.00023686 | 0 | 0 |  | 1 | TRUE | wye
15 | LV_6633-1_0_6_load_150 | 22 | 0.0013308 | 0.00033353 | 0 | 0 |  | 1 | TRUE | wye
16 | LV_6633-1_0_6_load_169 | 23 | 0.005493 | 0.0013767 | 0 | 0 |  | 1 | TRUE | wye
17 | LV_6633-1_0_6_load_10 | 24 | 0.00090806 | 0.00022758 | 0 | 0 |  | 1 | TRUE | wye
18 | LV_6633-1_0_6_load_14 | 26 | 3.6951e-05 | 9.2609e-06 | 0 | 0 |  | 1 | TRUE | wye
19 | LV_6633-1_0_6_load_162 | 27 | 0.00092756 | 0.00023247 | 0 | 0 |  | 1 | TRUE | wye
20 | LV_6633-1_0_6_load_20 | 28 | 0.00090953 | 0.00022795 | 0 | 0 |  | 1 | TRUE | wye
21 | LV_6633-1_0_6_load_16 | 29 | 5.4036e-05 | 1.3543e-05 | 0 | 0 |  | 1 | TRUE | wye
22 | LV_6633-1_0_6_load_17 | 30 | 0.0010124 | 0.00025373 | 0 | 0 |  | 1 | TRUE | wye
23 | LV_6633-1_0_6_load_18 | 31 | 3.7929e-05 | 9.5059e-06 | 0 | 0 |  | 1 | TRUE | wye
24 | LV_6633-1_0_6_load_27 | 34 | 0.0018559 | 0.00046513 | 0 | 0 |  | 1 | TRUE | wye
25 | LV_6633-1_0_6_load_23 | 35 | 0.0010274 | 0.00025749 | 0 | 0 |  | 1 | TRUE | wye
26 | LV_6633-1_0_6_load_24 | 36 | 0.0010334 | 0.000259 | 0 | 0 |  | 1 | TRUE | wye
27 | LV_6633-1_0_6_load_26 | 37 | 0.0010168 | 0.00025484 | 0 | 0 |  | 1 | TRUE | wye
28 | LV_6633-1_0_6_load_163 | 38 | 0.0021515 | 0.00053923 | 0 | 0 |  | 1 | TRUE | wye
29 | LV_6633-1_0_6_load_112 | 39 | 0.0011525 | 0.00028884 | 0 | 0 |  | 1 | TRUE | wye
30 | LV_6633-1_0_6_load_28 | 42 | 0.042768 | 0.010719 | 0 | 0 |  | 1 | TRUE | wye
31 | LV_6633-1_0_6_load_29 | 43 | 0.033209 | 0.0083229 | 0 | 0 |  | 1 | TRUE | wye
32 | LV_6633-1_0_6_load_30 | 44 | 0.013624 | 0.0034145 | 0 | 0 |  | 1 | TRUE | wye
33 | LV_6633-1_0_6_load_33 | 46 | 0.0058013 | 0.001454 | 0 | 0 |  | 1 | TRUE | wye
34 | LV_6633-1_0_6_load_268 | 49 | 0.010671 | 0.0026743 | 0 | 0 |  | 1 | TRUE | wye
35 | LV_6633-1_0_6_load_35 | 50 | 0.010522 | 0.0026371 | 0 | 0 |  | 1 | TRUE | wye
36 | LV_6633-1_0_6_load_36 | 51 | 0.00098369 | 0.00024654 | 0 | 0 |  | 1 | TRUE | wye
37 | LV_6633-1_0_6_load_37 | 52 | 0.00096701 | 0.00024236 | 0 | 0 |  | 1 | TRUE | wye
38 | LV_6633-1_0_6_load_38 | 53 | 0.015086 | 0.0037808 | 0 | 0 |  | 1 | TRUE | wye
39 | LV_6633-1_0_6_load_46 | 55 | 0.0012231 | 0.00030653 | 0 | 0 |  | 1 | TRUE | wye
40 | LV_6633-1_0_6_load_43 | 56 | 0.00098469 | 0.00024679 | 0 | 0 |  | 1 | TRUE | wye
41 | LV_6633-1_0_6_load_141 | 57 | 0.00098469 | 0.00024679 | 0 | 0 |  | 1 | TRUE | wye
42 | LV_6633-1_0_6_load_44 | 58 | 0.00096969 | 0.00024303 | 0 | 0 |  | 1 | TRUE | wye
43 | LV_6633-1_0_6_load_45 | 59 | 0.00096273 | 0.00024128 | 0 | 0 |  | 1 | TRUE | wye
44 | LV_6633-1_0_6_load_49 | 60 | 0.006888 | 0.0017263 | 0 | 0 |  | 1 | TRUE | wye
45 | LV_6633-1_0_6_load_142 | 61 | 0.00098319 | 0.00024641 | 0 | 0 |  | 1 | TRUE | wye
46 | LV_6633-1_0_6_load_125 | 64 | 0.0016081 | 0.00040303 | 0 | 0 |  | 1 | TRUE | wye
47 | LV_6633-1_0_6_load_261 | 66 | 0.0013601 | 0.00034086 | 0 | 0 |  | 1 | TRUE | wye
48 | LV_6633-1_0_6_load_237 | 70 | 0.0028611 | 0.00071707 | 0 | 0 |  | 1 | TRUE | wye
49 | LV_6633-1_0_6_load_60 | 71 | 0.0017363 | 0.00043517 | 0 | 0 |  | 1 | TRUE | wye
50 | LV_6633-1_0_6_load_56 | 72 | 0.0017747 | 0.00044477 | 0 | 0 |  | 1 | TRUE | wye
51 | LV_6633-1_0_6_load_102 | 74 | 0.00063148 | 0.00015826 | 0 | 0 |  | 1 | TRUE | wye
52 | LV_6633-1_0_6_load_99 | 75 | 0.00072402 | 0.00018146 | 0 | 0 |  | 1 | TRUE | wye
53 | LV_6633-1_0_6_load_124 | 76 | 0.0011946 | 0.0002994 | 0 | 0 |  | 1 | TRUE | wye
54 | LV_6633-1_0_6_load_50 | 77 | 0.0023131 | 0.00057971 | 0 | 0 |  | 1 | TRUE | wye
55 | LV_6633-1_0_6_load_51 | 78 | 0.0016306 | 0.00040867 | 0 | 0 |  | 1 | TRUE | wye
56 | LV_6633-1_0_6_load_53 | 80 | 0.0016928 | 0.00042425 | 0 | 0 |  | 1 | TRUE | wye
57 | LV_6633-1_0_6_load_54 | 81 | 0.002533 | 0.00063484 | 0 | 0 |  | 1 | TRUE | wye
58 | LV_6633-1_0_6_load_80 | 83 | 0.002588 | 0.0006486 | 0 | 0 |  | 1 | TRUE | wye
59 | LV_6633-1_0_6_load_76 | 84 | 0.0016741 | 0.00041957 | 0 | 0 |  | 1 | TRUE | wye
60 | LV_6633-1_0_6_load_260 | 88 | 0.0013985 | 0.0003505 | 0 | 0 |  | 1 | TRUE | wye
61 | LV_6633-1_0_6_load_68 | 90 | 0.0013669 | 0.00034258 | 0 | 0 |  | 1 | TRUE | wye
62 | LV_6633-1_0_6_load_236 | 91 | 0.00078925 | 0.0001978 | 0 | 0 |  | 1 | TRUE | wye
63 | LV_6633-1_0_6_load_161 | 92 | 0.00079425 | 0.00019906 | 0 | 0 |  | 1 | TRUE | wye
64 | LV_6633-1_0_6_load_149 | 93 | 0.00072719 | 0.00018225 | 0 | 0 |  | 1 | TRUE | wye
65 | LV_6633-1_0_6_load_88 | 94 | 0.002815 | 0.00070551 | 0 | 0 |  | 1 | TRUE | wye
66 | LV_6633-1_0_6_load_57 | 95 | 0.001 | 0.00025063 | 0 | 0 |  | 1 | TRUE | wye
67 | LV_6633-1_0_6_load_59 | 96 | 0.0014089 | 0.00035312 | 0 | 0 |  | 1 | TRUE | wye
68 | LV_6633-1_0_6_load_267 | 97 | 0.0010275 | 0.00025753 | 0 | 0 |  | 1 | TRUE | wye
69 | LV_6633-1_0_6_load_265 | 98 | 0.0010261 | 0.00025716 | 0 | 0 |  | 1 | TRUE | wye
70 | LV_6633-1_0_6_load_61 | 99 | 0.0021092 | 0.0005286 | 0 | 0 |  | 1 | TRUE | wye
71 | LV_6633-1_0_6_load_65 | 103 | 0.0021451 | 0.0005376 | 0 | 0 |  | 1 | TRUE | wye
72 | LV_6633-1_0_6_load_77 | 104 | 0.0014079 | 0.00035286 | 0 | 0 |  | 1 | TRUE | wye
73 | LV_6633-1_0_6_load_74 | 105 | 0.0014107 | 0.00035356 | 0 | 0 |  | 1 | TRUE | wye
74 | LV_6633-1_0_6_load_266 | 106 | 0.0013964 | 0.00034998 | 0 | 0 |  | 1 | TRUE | wye
75 | LV_6633-1_0_6_load_75 | 107 | 0.0014089 | 0.00035311 | 0 | 0 |  | 1 | TRUE | wye
76 | LV_6633-1_0_6_load_67 | 108 | 0.0018097 | 0.00045356 | 0 | 0 |  | 1 | TRUE | wye
77 | LV_6633-1_0_6_load_71 | 110 | 0.0019149 | 0.00047992 | 0 | 0 |  | 1 | TRUE | wye
78 | LV_6633-1_0_6_load_78 | 111 | 0.0010201 | 0.00025567 | 0 | 0 |  | 1 | TRUE | wye
79 | LV_6633-1_0_6_load_256 | 113 | 0.0029281 | 0.00073384 | 0 | 0 |  | 1 | TRUE | wye
80 | LV_6633-1_0_6_load_253 | 114 | 0.0023312 | 0.00058425 | 0 | 0 |  | 1 | TRUE | wye
81 | LV_6633-1_0_6_load_157 | 116 | 0.0016416 | 0.00041142 | 0 | 0 |  | 1 | TRUE | wye
82 | LV_6633-1_0_6_load_229 | 117 | 0.0020298 | 0.00050871 | 0 | 0 |  | 1 | TRUE | wye
83 | LV_6633-1_0_6_load_262 | 118 | 0.0013866 | 0.00034751 | 0 | 0 |  | 1 | TRUE | wye
84 | LV_6633-1_0_6_load_230 | 122 | 0.0019665 | 0.00049285 | 0 | 0 |  | 1 | TRUE | wye
85 | LV_6633-1_0_6_load_188 | 123 | 0.0031938 | 0.00080044 | 0 | 0 |  | 1 | TRUE | wye
86 | LV_6633-1_0_6_load_189 | 125 | 0.0022053 | 0.0005527 | 0 | 0 |  | 1 | TRUE | wye
87 | LV_6633-1_0_6_load_79 | 127 | 0.0014172 | 0.00035517 | 0 | 0 |  | 1 | TRUE | wye
88 | LV_6633-1_0_6_load_254 | 128 | 0.00081453 | 0.00020414 | 0 | 0 |  | 1 | TRUE | wye
89 | LV_6633-1_0_6_load_156 | 129 | 0.0016223 | 0.00040659 | 0 | 0 |  | 1 | TRUE | wye
90 | LV_6633-1_0_6_load_264 | 130 | 0.0007194 | 0.0001803 | 0 | 0 |  | 1 | TRUE | wye
91 | LV_6633-1_0_6_load_251 | 131 | 0.0011228 | 0.00028139 | 0 | 0 |  | 1 | TRUE | wye
92 | LV_6633-1_0_6_load_250 | 132 | 0.0010107 | 0.0002533 | 0 | 0 |  | 1 | TRUE | wye
93 | LV_6633-1_0_6_load_118 | 134 | 0.00020789 | 5.2103e-05 | 0 | 0 |  | 1 | TRUE | wye
94 | LV_6633-1_0_6_load_114 | 135 | 0.0005874 | 0.00014722 | 0 | 0 |  | 1 | TRUE | wye
95 | LV_6633-1_0_6_load_82 | 136 | 0.0020662 | 0.00051783 | 0 | 0 |  | 1 | TRUE | wye
96 | LV_6633-1_0_6_load_85 | 138 | 0.0020701 | 0.00051882 | 0 | 0 |  | 1 | TRUE | wye
97 | LV_6633-1_0_6_load_89 | 139 | 0.0028759 | 0.00072078 | 0 | 0 |  | 1 | TRUE | wye
98 | LV_6633-1_0_6_load_92 | 141 | 0.0036512 | 0.00091507 | 0 | 0 |  | 1 | TRUE | wye
99 | LV_6633-1_0_6_load_257 | 143 | 0.001537 | 0.0003852 | 0 | 0 |  | 1 | TRUE | wye
100 | LV_6633-1_0_6_load_269 | 144 | 0.004773 | 0.0011962 | 0 | 0 |  | 1 | TRUE | wye
101 | LV_6633-1_0_6_load_130 | 145 | 0.0023988 | 0.00060119 | 0 | 0 |  | 1 | TRUE | wye
102 | LV_6633-1_0_6_load_129 | 146 | 0.001783 | 0.00044686 | 0 | 0 |  | 1 | TRUE | wye
103 | LV_6633-1_0_6_load_96 | 147 | 0.0011144 | 0.0002793 | 0 | 0 |  | 1 | TRUE | wye
104 | LV_6633-1_0_6_load_97 | 148 | 0.00073084 | 0.00018317 | 0 | 0 |  | 1 | TRUE | wye
105 | LV_6633-1_0_6_load_98 | 149 | 0.00087013 | 0.00021808 | 0 | 0 |  | 1 | TRUE | wye
106 | LV_6633-1_0_6_load_100 | 150 | 0.0010685 | 0.00026779 | 0 | 0 |  | 1 | TRUE | wye
107 | LV_6633-1_0_6_load_235 | 151 | 0.00072727 | 0.00018227 | 0 | 0 |  | 1 | TRUE | wye
108 | LV_6633-1_0_6_load_159 | 152 | 0.00072377 | 0.00018139 | 0 | 0 |  | 1 | TRUE | wye
109 | LV_6633-1_0_6_load_160 | 153 | 0.00072972 | 0.00018289 | 0 | 0 |  | 1 | TRUE | wye
110 | LV_6633-1_0_6_load_122 | 154 | 0.00188 | 0.00047117 | 0 | 0 |  | 1 | TRUE | wye
111 | LV_6633-1_0_6_load_238 | 155 | 0.00073851 | 0.00018509 | 0 | 0 |  | 1 | TRUE | wye
112 | LV_6633-1_0_6_load_147 | 156 | 0.00074189 | 0.00018593 | 0 | 0 |  | 1 | TRUE | wye
113 | LV_6633-1_0_6_load_231 | 157 | 0.0019947 | 0.00049991 | 0 | 0 |  | 1 | TRUE | wye
114 | LV_6633-1_0_6_load_228 | 158 | 0.0016067 | 0.00040269 | 0 | 0 |  | 1 | TRUE | wye
115 | LV_6633-1_0_6_load_108 | 159 | 0.0012758 | 0.00031976 | 0 | 0 |  | 1 | TRUE | wye
116 | LV_6633-1_0_6_load_109 | 160 | 0.00088175 | 0.00022099 | 0 | 0 |  | 1 | TRUE | wye
117 | LV_6633-1_0_6_load_111 | 161 | 0.0011798 | 0.00029568 | 0 | 0 |  | 1 | TRUE | wye
118 | LV_6633-1_0_6_load_135 | 163 | 0.00078601 | 0.00019699 | 0 | 0 |  | 1 | TRUE | wye
119 | LV_6633-1_0_6_load_115 | 164 | 0.00018909 | 4.7391e-05 | 0 | 0 |  | 1 | TRUE | wye
120 | LV_6633-1_0_6_load_117 | 165 | 0.00039798 | 9.9742e-05 | 0 | 0 |  | 1 | TRUE | wye
121 | LV_6633-1_0_6_load_143 | 166 | 0.00039418 | 9.879e-05 | 0 | 0 |  | 1 | TRUE | wye
122 | LV_6633-1_0_6_load_128 | 167 | 0.00032332 | 8.1032e-05 | 0 | 0 |  | 1 | TRUE | wye
123 | LV_6633-1_0_6_load_144 | 168 | 0.00040064 | 0.00010041 | 0 | 0 |  | 1 | TRUE | wye
124 | LV_6633-1_0_6_load_127 | 169 | 0.0020164 | 0.00050536 | 0 | 0 |  | 1 | TRUE | wye
125 | LV_6633-1_0_6_load_119 | 170 | 0.0019241 | 0.00048223 | 0 | 0 |  | 1 | TRUE | wye
126 | LV_6633-1_0_6_load_120 | 171 | 0.0018585 | 0.00046577 | 0 | 0 |  | 1 | TRUE | wye
127 | LV_6633-1_0_6_load_121 | 172 | 0.001915 | 0.00047994 | 0 | 0 |  | 1 | TRUE | wye
128 | LV_6633-1_0_6_load_123 | 173 | 0.0019572 | 0.00049052 | 0 | 0 |  | 1 | TRUE | wye
129 | LV_6633-1_0_6_load_133 | 174 | 0.0019355 | 0.00048508 | 0 | 0 |  | 1 | TRUE | wye
130 | LV_6633-1_0_6_load_131 | 175 | 0.001927 | 0.00048296 | 0 | 0 |  | 1 | TRUE | wye
131 | LV_6633-1_0_6_load_132 | 176 | 0.0010914 | 0.00027352 | 0 | 0 |  | 1 | TRUE | wye
132 | LV_6633-1_0_6_load_134 | 177 | 0.0019491 | 0.00048849 | 0 | 0 |  | 1 | TRUE | wye
133 | LV_6633-1_0_6_load_136 | 178 | 0.001613 | 0.00040426 | 0 | 0 |  | 1 | TRUE | wye
134 | LV_6633-1_0_6_load_137 | 179 | 0.0014631 | 0.0003667 | 0 | 0 |  | 1 | TRUE | wye
135 | LV_6633-1_0_6_load_139 | 180 | 0.0014563 | 0.00036498 | 0 | 0 |  | 1 | TRUE | wye
136 | LV_6633-1_0_6_load_155 | 183 | 0.0016796 | 0.00042096 | 0 | 0 |  | 1 | TRUE | wye
137 | LV_6633-1_0_6_load_145 | 184 | 0.00069973 | 0.00017537 | 0 | 0 |  | 1 | TRUE | wye
138 | LV_6633-1_0_6_load_146 | 185 | 0.00073843 | 0.00018507 | 0 | 0 |  | 1 | TRUE | wye
139 | LV_6633-1_0_6_load_148 | 186 | 0.0047473 | 0.0011898 | 0 | 0 |  | 1 | TRUE | wye
140 | LV_6633-1_0_6_load_151 | 187 | 0.0013632 | 0.00034164 | 0 | 0 |  | 1 | TRUE | wye
141 | LV_6633-1_0_6_load_258 | 188 | 0.0016096 | 0.00040341 | 0 | 0 |  | 1 | TRUE | wye
142 | LV_6633-1_0_6_load_208 | 189 | 0.0030541 | 0.00076544 | 0 | 0 |  | 1 | TRUE | wye
143 | LV_6633-1_0_6_load_183 | 190 | 0.0016672 | 0.00041784 | 0 | 0 |  | 1 | TRUE | wye
144 | LV_6633-1_0_6_load_225 | 192 | 0.00078556 | 0.00019688 | 0 | 0 |  | 1 | TRUE | wye
145 | LV_6633-1_0_6_load_164 | 193 | 0.001651 | 0.00041377 | 0 | 0 |  | 1 | TRUE | wye
146 | LV_6633-1_0_6_load_165 | 194 | 0.00084811 | 0.00021256 | 0 | 0 |  | 1 | TRUE | wye
147 | LV_6633-1_0_6_load_166 | 195 | 0.0013157 | 0.00032973 | 0 | 0 |  | 1 | TRUE | wye
148 | LV_6633-1_0_6_load_167 | 196 | 0.005307 | 0.0013301 | 0 | 0 |  | 1 | TRUE | wye
149 | LV_6633-1_0_6_load_168 | 197 | 0.0020227 | 0.00050693 | 0 | 0 |  | 1 | TRUE | wye
150 | LV_6633-1_0_6_load_206 | 198 | 0.0014593 | 0.00036574 | 0 | 0 |  | 1 | TRUE | wye
151 | LV_6633-1_0_6_load_172 | 200 | 0.0010849 | 0.00027189 | 0 | 0 |  | 1 | TRUE | wye
152 | LV_6633-1_0_6_load_217 | 202 | 0.0028407 | 0.00071196 | 0 | 0 |  | 1 | TRUE | wye
153 | LV_6633-1_0_6_load_171 | 203 | 0.0056025 | 0.0014041 | 0 | 0 |  | 1 | TRUE | wye
154 | LV_6633-1_0_6_load_173 | 204 | 0.00085698 | 0.00021478 | 0 | 0 |  | 1 | TRUE | wye
155 | LV_6633-1_0_6_load_174 | 205 | 0.00084508 | 0.0002118 | 0 | 0 |  | 1 | TRUE | wye
156 | LV_6633-1_0_6_load_175 | 206 | 0.00085969 | 0.00021546 | 0 | 0 |  | 1 | TRUE | wye
157 | LV_6633-1_0_6_load_177 | 208 | 0.003288 | 0.00082405 | 0 | 0 |  | 1 | TRUE | wye
158 | LV_6633-1_0_6_load_213 | 210 | 0.00095542 | 0.00023945 | 0 | 0 |  | 1 | TRUE | wye
159 | LV_6633-1_0_6_load_233 | 211 | 0.0018782 | 0.00047071 | 0 | 0 |  | 1 | TRUE | wye
160 | LV_6633-1_0_6_load_209 | 212 | 0.0031635 | 0.00079284 | 0 | 0 |  | 1 | TRUE | wye
161 | LV_6633-1_0_6_load_178 | 213 | 0.0013592 | 0.00034065 | 0 | 0 |  | 1 | TRUE | wye
162 | LV_6633-1_0_6_load_179 | 214 | 0.00074854 | 0.0001876 | 0 | 0 |  | 1 | TRUE | wye
163 | LV_6633-1_0_6_load_180 | 215 | 0.00060223 | 0.00015093 | 0 | 0 |  | 1 | TRUE | wye
164 | LV_6633-1_0_6_load_182 | 216 | 0.00071126 | 0.00017826 | 0 | 0 |  | 1 | TRUE | wye
165 | LV_6633-1_0_6_load_191 | 217 | 0.00074977 | 0.00018791 | 0 | 0 |  | 1 | TRUE | wye
166 | LV_6633-1_0_6_load_220 | 220 | 0.0015504 | 0.00038857 | 0 | 0 |  | 1 | TRUE | wye
167 | LV_6633-1_0_6_load_192 | 221 | 0.0010428 | 0.00026135 | 0 | 0 |  | 1 | TRUE | wye
168 | LV_6633-1_0_6_load_184 | 222 | 0.0031652 | 0.00079328 | 0 | 0 |  | 1 | TRUE | wye
169 | LV_6633-1_0_6_load_246 | 225 | 0.0018993 | 0.00047602 | 0 | 0 |  | 1 | TRUE | wye
170 | LV_6633-1_0_6_load_201 | 226 | 0.0018947 | 0.00047487 | 0 | 0 |  | 1 | TRUE | wye
171 | LV_6633-1_0_6_load_204 | 227 | 0.0027436 | 0.0006876 | 0 | 0 |  | 1 | TRUE | wye
172 | LV_6633-1_0_6_load_243 | 228 | 0.0018945 | 0.00047481 | 0 | 0 |  | 1 | TRUE | wye
173 | LV_6633-1_0_6_load_252 | 229 | 0.0016329 | 0.00040925 | 0 | 0 |  | 1 | TRUE | wye
174 | LV_6633-1_0_6_load_244 | 230 | 0.0016205 | 0.00040614 | 0 | 0 |  | 1 | TRUE | wye
175 | LV_6633-1_0_6_load_207 | 231 | 0.0019571 | 0.0004905 | 0 | 0 |  | 1 | TRUE | wye
176 | LV_6633-1_0_6_load_214 | 232 | 0.00071797 | 0.00017994 | 0 | 0 |  | 1 | TRUE | wye
177 | LV_6633-1_0_6_load_193 | 233 | 0.0010371 | 0.00025992 | 0 | 0 |  | 1 | TRUE | wye
178 | LV_6633-1_0_6_load_194 | 236 | 0.0027626 | 0.00069237 | 0 | 0 |  | 1 | TRUE | wye
179 | LV_6633-1_0_6_load_202 | 240 | 0.0019633 | 0.00049204 | 0 | 0 |  | 1 | TRUE | wye
180 | LV_6633-1_0_6_load_203 | 241 | 0.0019029 | 0.00047692 | 0 | 0 |  | 1 | TRUE | wye
181 | LV_6633-1_0_6_load_224 | 242 | 0.00072719 | 0.00018225 | 0 | 0 |  | 1 | TRUE | wye
182 | LV_6633-1_0_6_load_226 | 243 | 0.00078348 | 0.00019636 | 0 | 0 |  | 1 | TRUE | wye
183 | LV_6633-1_0_6_load_212 | 244 | 0.0012668 | 0.00031748 | 0 | 0 |  | 1 | TRUE | wye
184 | LV_6633-1_0_6_load_211 | 245 | 0.0031581 | 0.00079149 | 0 | 0 |  | 1 | TRUE | wye
185 | LV_6633-1_0_6_load_245 | 246 | 0.0019038 | 0.00047713 | 0 | 0 |  | 1 | TRUE | wye
186 | LV_6633-1_0_6_load_223 | 247 | 0.00078256 | 0.00019613 | 0 | 0 |  | 1 | TRUE | wye
187 | LV_6633-1_0_6_load_227 | 248 | 0.0020525 | 0.00051442 | 0 | 0 |  | 1 | TRUE | wye
188 | LV_6633-1_0_6_load_234 | 249 | 0.0018755 | 0.00047004 | 0 | 0 |  | 1 | TRUE | wye
189 | LV_6633-1_0_6_load_221 | 250 | 0.0017133 | 0.0004294 | 0 | 0 |  | 1 | TRUE | wye
190 | LV_6633-1_0_6_load_239 | 251 | 0.0018122 | 0.00045417 | 0 | 0 |  | 1 | TRUE | wye
191 | LV_6633-1_0_6_load_240 | 252 | 0.0019589 | 0.00049095 | 0 | 0 |  | 1 | TRUE | wye
192 | LV_6633-1_0_6_load_259 | 255 | 0.0015651 | 0.00039225 | 0 | 0 |  | 1 | TRUE | wye
193 | LV_6633-1_0_6_load_263 | 257 | 0.005509 | 0.0013807 | 0 | 0 |  | 1 | TRUE | wye

## ext_grid
| name | bus | vm_pu | va_degree | slack_weight | in_service
0 |  | 141 | 1 | 0 | 1 | TRUE

## line
| name | std_type | from_bus | to_bus | length_km | r_ohm_per_km | x_ohm_per_km | c_nf_per_km | g_us_per_km | max_i_ka | df | parallel | type | in_service
0 | LV_6633-1_0_6_line_0 |  | 0 | 1 | 0.028741 | 0.125 | 0.08 | 261 | 0 | 0.364 | 1 | 1 | cs | TRUE
1 | LV_6633-1_0_6_line_1 |  | 1 | 2 | 0.070357 | 0.125 | 0.08 | 261 | 0 | 0.364 | 1 | 1 | cs | TRUE
2 | LV_6633-1_0_6_line_2 |  | 2 | 3 | 0.023951 | 0.125 | 0.08 | 261 | 0 | 0.364 | 1 | 1 | cs | TRUE
3 | LV_6633-1_0_6_line_3 |  | 3 | 7 | 0.0028858 | 0.125 | 0.08 | 261 | 0 | 0.364 | 1 | 1 | cs | TRUE
4 | LV_6633-1_0_6_line_4 |  | 4 | 5 | 0.061411 | 0.125 | 0.08 | 261 | 0 | 0.364 | 1 | 1 | cs | TRUE
5 | LV_6633-1_0_6_line_5 |  | 4 | 6 | 0.037304 | 0.125 | 0.08 | 261 | 0 | 0.364 | 1 | 1 | cs | TRUE
6 | LV_6633-1_0_6_line_6 |  | 6 | 53 | 0.0090526 | 0.125 | 0.08 | 261 | 0 | 0.364 | 1 | 1 | cs | TRUE
7 | LV_6633-1_0_6_line_7 |  | 7 | 44 | 0.025624 | 0.125 | 0.08 | 261 | 0 | 0.364 | 1 | 1 | cs | TRUE
8 | LV_6633-1_0_6_line_8 |  | 8 | 9 | 0.024774 | 0.125 | 0.08 | 261 | 0 | 0.364 | 1 | 1 | cs | TRUE
9 | LV_6633-1_0_6_line_9 |  | 8 | 10 | 0.039223 | 0.125 | 0.08 | 261 | 0 | 0.364 | 1 | 1 | cs | TRUE
10 | LV_6633-1_0_6_line_10 |  | 9 | 11 | 0.0073868 | 0.125 | 0.08 | 261 | 0 | 0.364 | 1 | 1 | cs | TRUE
11 | LV_6633-1_0_6_line_11 |  | 10 | 12 | 0.016831 | 0.125 | 0.08 | 261 | 0 | 0.364 | 1 | 1 | cs | TRUE
12 | LV_6633-1_0_6_line_12 |  | 10 | 13 | 0.036537 | 0.125 | 0.08 | 261 | 0 | 0.364 | 1 | 1 | cs | TRUE
13 | LV_6633-1_0_6_line_13 |  | 10 | 14 | 0.02725 | 0.125 | 0.08 | 261 | 0 | 0.364 | 1 | 1 | cs | TRUE
14 | LV_6633-1_0_6_line_14 |  | 11 | 15 | 0.0027035 | 0.125 | 0.08 | 261 | 0 | 0.364 | 1 | 1 | cs | TRUE
15 | LV_6633-1_0_6_line_15 |  | 12 | 16 | 0.019427 | 0.125 | 0.08 | 261 | 0 | 0.364 | 1 | 1 | cs | TRUE
16 | LV_6633-1_0_6_line_16 |  | 13 | 17 | 0.018793 | 0.125 | 0.08 | 261 | 0 | 0.364 | 1 | 5 | cs | TRUE
17 | LV_6633-1_0_6_line_17 |  | 14 | 18 | 0.010333 | 0.125 | 0.08 | 261 | 0 | 0.364 | 1 | 1 | cs | TRUE
18 | LV_6633-1_0_6_line_18 |  | 15 | 19 | 0.024217 | 0.125 | 0.08 | 261 | 0 | 0.364 | 1 | 1 | cs | TRUE
19 | LV_6633-1_0_6_line_19 |  | 15 | 20 | 0.0053955 | 0.125 | 0.08 | 261 | 0 | 0.364 | 1 | 1 | cs | TRUE
20 | LV_6633-1_0_6_line_20 |  | 17 | 21 | 0.032055 | 0.125 | 0.08 | 261 | 0 | 0.364 | 1 | 5 | cs | TRUE
21 | LV_6633-1_0_6_line_21 |  | 17 | 22 | 0.0039145 | 0.125 | 0.08 | 261 | 0 | 0.364 | 1 | 1 | cs | TRUE
22 | LV_6633-1_0_6_line_22 |  | 18 | 23 | 0.0062177 | 0.125 | 0.08 | 261 | 0 | 0.364 | 1 | 1 | cs | TRUE
23 | LV_6633-1_0_6_line_23 |  | 20 | 24 | 0.017751 | 0.125 | 0.08 | 261 | 0 | 0.364 | 1 | 1 | cs | TRUE
24 | LV_6633-1_0_6_line_24 |  | 21 | 188 | 0.010391 | 0.125 | 0.08 | 261 | 0 | 0.364 | 1 | 5 | cs | TRUE
25 | LV_6633-1_0_6_line_25 |  | 22 | 187 | 0.019354 | 0.125 | 0.08 | 261 | 0 | 0.364 | 1 | 1 | cs | TRUE
26 | LV_6633-1_0_6_line_26 |  | 23 | 203 | 0.0024679 | 0.125 | 0.08 | 261 | 0 | 0.364 | 1 | 1 | cs | TRUE
27 | LV_6633-1_0_6_line_27 |  | 24 | 25 | 0.0042255 | 0.125 | 0.08 | 261 | 0 | 0.364 | 1 | 1 | cs | TRUE
28 | LV_6633-1_0_6_line_28 |  | 25 | 26 | 0.0035307 | 0.125 | 0.08 | 261 | 0 | 0.364 | 1 | 1 | cs | TRUE
29 | LV_6633-1_0_6_line_29 |  | 26 | 27 | 0.010356 | 0.125 | 0.08 | 261 | 0 | 0.364 | 1 | 1 | cs | TRUE
30 | LV_6633-1_0_6_line_30 |  | 27 | 28 | 0.0062288 | 0.125 | 0.08 | 261 | 0 | 0.364 | 1 | 1 | cs | TRUE
31 | LV_6633-1_0_6_line_31 |  | 28 | 31 | 0.01219 | 0.125 | 0.08 | 261 | 0 | 0.364 | 1 | 1 | cs | TRUE
32 | LV_6633-1_0_6_line_32 |  | 29 | 30 | 0.023409 | 0.125 | 0.08 | 261 | 0 | 0.364 | 1 | 1 | cs | TRUE
33 | LV_6633-1_0_6_line_33 |  | 29 | 31 | 0.0092992 | 0.125 | 0.08 | 261 | 0 | 0.364 | 1 | 1 | cs | TRUE
34 | LV_6633-1_0_6_line_34 |  | 30 | 32 | 0.0062437 | 0.125 | 0.08 | 261 | 0 | 0.364 | 1 | 1 | cs | TRUE
35 | LV_6633-1_0_6_line_35 |  | 32 | 33 | 0.013629 | 0.125 | 0.08 | 261 | 0 | 0.364 | 1 | 1 | cs | TRUE
36 | LV_6633-1_0_6_line_36 |  | 33 | 34 | 0.02113 | 0.125 | 0.08 | 261 | 0 | 0.364 | 1 | 1 | cs | TRUE
37 | LV_6633-1_0_6_line_37 |  | 33 | 35 | 0.01352 | 0.125 | 0.08 | 261 | 0 | 0.364 | 1 | 1 | cs | TRUE
38 | LV_6633-1_0_6_line_38 |  | 34 | 39 | 0.0078344 | 0.125 | 0.08 | 261 | 0 | 0.364 | 1 | 1 | cs | TRUE
39 | LV_6633-1_0_6_line_39 |  | 35 | 36 | 0.018045 | 0.125 | 0.08 | 261 | 0 | 0.364 | 1 | 1 | cs | TRUE
40 | LV_6633-1_0_6_line_40 |  | 36 | 37 | 0.0012186 | 0.125 | 0.08 | 261 | 0 | 0.364 | 1 | 1 | cs | TRUE
41 | LV_6633-1_0_6_line_41 |  | 37 | 38 | 0.024184 | 0.125 | 0.08 | 261 | 0 | 0.364 | 1 | 1 | cs | TRUE
42 | LV_6633-1_0_6_line_42 |  | 38 | 40 | 0.018941 | 0.125 | 0.08 | 261 | 0 | 0.364 | 1 | 1 | cs | TRUE
43 | LV_6633-1_0_6_line_43 |  | 39 | 41 | 0.016751 | 0.125 | 0.08 | 261 | 0 | 0.364 | 1 | 1 | cs | TRUE
44 | LV_6633-1_0_6_line_44 |  | 40 | 154 | 0.019965 | 0.125 | 0.08 | 261 | 0 | 0.364 | 1 | 1 | cs | TRUE
45 | LV_6633-1_0_6_line_45 |  | 41 | 159 | 0.0049197 | 0.125 | 0.08 | 261 | 0 | 0.364 | 1 | 1 | cs | TRUE
46 | LV_6633-1_0_6_line_46 |  | 42 | 43 | 0.046882 | 0.125 | 0.08 | 261 | 0 | 0.364 | 1 | 1 | cs | TRUE
47 | LV_6633-1_0_6_line_47 |  | 42 | 44 | 0.017626 | 0.125 | 0.08 | 261 | 0 | 0.364 | 1 | 1 | cs | TRUE
48 | LV_6633-1_0_6_line_48 |  | 43 | 45 | 0.04431 | 0.125 | 0.08 | 261 | 0 | 0.364 | 1 | 4 | cs | TRUE
49 | LV_6633-1_0_6_line_49 |  | 45 | 46 | 0.057158 | 0.125 | 0.08 | 261 | 0 | 0.364 | 1 | 5 | cs | TRUE
50 | LV_6633-1_0_6_line_50 |  | 46 | 47 | 0.023953 | 0.125 | 0.08 | 261 | 0 | 0.364 | 1 | 5 | cs | TRUE
51 | LV_6633-1_0_6_line_51 |  | 47 | 48 | 0.041143 | 0.125 | 0.08 | 261 | 0 | 0.364 | 1 | 5 | cs | TRUE
52 | LV_6633-1_0_6_line_52 |  | 48 | 49 | 0.028449 | 0.125 | 0.08 | 261 | 0 | 0.364 | 1 | 5 | cs | TRUE
53 | LV_6633-1_0_6_line_53 |  | 49 | 86 | 0.028625 | 0.125 | 0.08 | 261 | 0 | 0.364 | 1 | 5 | cs | TRUE
54 | LV_6633-1_0_6_line_54 |  | 50 | 51 | 0.010853 | 0.125 | 0.08 | 261 | 0 | 0.364 | 1 | 1 | cs | TRUE
55 | LV_6633-1_0_6_line_55 |  | 50 | 52 | 0.0086134 | 0.125 | 0.08 | 261 | 0 | 0.364 | 1 | 1 | cs | TRUE
56 | LV_6633-1_0_6_line_56 |  | 51 | 53 | 0.029197 | 0.125 | 0.08 | 261 | 0 | 0.364 | 1 | 1 | cs | TRUE
57 | LV_6633-1_0_6_line_57 |  | 52 | 54 | 0.021258 | 0.125 | 0.08 | 261 | 0 | 0.364 | 1 | 1 | cs | TRUE
58 | LV_6633-1_0_6_line_58 |  | 54 | 55 | 0.0090615 | 0.125 | 0.08 | 261 | 0 | 0.364 | 1 | 1 | cs | TRUE
59 | LV_6633-1_0_6_line_59 |  | 54 | 56 | 0.040198 | 0.125 | 0.08 | 261 | 0 | 0.364 | 1 | 1 | cs | TRUE
60 | LV_6633-1_0_6_line_60 |  | 55 | 57 | 0.011781 | 0.125 | 0.08 | 261 | 0 | 0.364 | 1 | 1 | cs | TRUE
61 | LV_6633-1_0_6_line_61 |  | 56 | 58 | 0.0025765 | 0.125 | 0.08 | 261 | 0 | 0.364 | 1 | 1 | cs | TRUE
62 | LV_6633-1_0_6_line_62 |  | 57 | 61 | 0.01938 | 0.125 | 0.08 | 261 | 0 | 0.364 | 1 | 1 | cs | TRUE
63 | LV_6633-1_0_6_line_63 |  | 58 | 59 | 2.5167e-05 | 0.125 | 0.08 | 261 | 0 | 0.364 | 1 | 1 | cs | TRUE
64 | LV_6633-1_0_6_line_64 |  | 59 | 60 | 0.0099594 | 0.125 | 0.08 | 261 | 0 | 0.364 | 1 | 1 | cs | TRUE
65 | LV_6633-1_0_6_line_65 |  | 61 | 86 | 0.018583 | 0.125 | 0.08 | 261 | 0 | 0.364 | 1 | 1 | cs | TRUE
66 | LV_6633-1_0_6_line_66 |  | 62 | 63 | 0.007884 | 0.125 | 0.08 | 261 | 0 | 0.364 | 1 | 1 | cs | TRUE
67 | LV_6633-1_0_6_line_67 |  | 62 | 64 | 0.038468 | 0.125 | 0.08 | 261 | 0 | 0.364 | 1 | 1 | cs | TRUE
68 | LV_6633-1_0_6_line_68 |  | 63 | 71 | 0.021407 | 0.125 | 0.08 | 261 | 0 | 0.364 | 1 | 1 | cs | TRUE
69 | LV_6633-1_0_6_line_69 |  | 63 | 72 | 0.011279 | 0.125 | 0.08 | 261 | 0 | 0.364 | 1 | 1 | cs | TRUE
70 | LV_6633-1_0_6_line_70 |  | 65 | 66 | 0.021654 | 0.125 | 0.08 | 261 | 0 | 0.364 | 1 | 5 | cs | TRUE
71 | LV_6633-1_0_6_line_71 |  | 65 | 67 | 0.002782 | 0.125 | 0.08 | 261 | 0 | 0.364 | 1 | 5 | cs | TRUE
72 | LV_6633-1_0_6_line_72 |  | 66 | 87 | 0.021213 | 0.125 | 0.08 | 261 | 0 | 0.364 | 1 | 5 | cs | TRUE
73 | LV_6633-1_0_6_line_73 |  | 67 | 139 | 0.0082066 | 0.125 | 0.08 | 261 | 0 | 0.364 | 1 | 5 | cs | TRUE
74 | LV_6633-1_0_6_line_74 |  | 68 | 69 | 0.013441 | 0.125 | 0.08 | 261 | 0 | 0.364 | 1 | 5 | cs | TRUE
75 | LV_6633-1_0_6_line_75 |  | 68 | 70 | 0.016301 | 0.125 | 0.08 | 261 | 0 | 0.364 | 1 | 5 | cs | TRUE
76 | LV_6633-1_0_6_line_76 |  | 69 | 76 | 0.020302 | 0.125 | 0.08 | 261 | 0 | 0.364 | 1 | 1 | cs | TRUE
77 | LV_6633-1_0_6_line_77 |  | 69 | 73 | 0.018161 | 0.125 | 0.08 | 261 | 0 | 0.364 | 1 | 5 | cs | TRUE
78 | LV_6633-1_0_6_line_78 |  | 70 | 94 | 0.011957 | 0.125 | 0.08 | 261 | 0 | 0.364 | 1 | 5 | cs | TRUE
79 | LV_6633-1_0_6_line_79 |  | 72 | 95 | 0.018432 | 0.125 | 0.08 | 261 | 0 | 0.364 | 1 | 1 | cs | TRUE
80 | LV_6633-1_0_6_line_80 |  | 73 | 74 | 0.0275 | 0.125 | 0.08 | 261 | 0 | 0.364 | 1 | 5 | cs | TRUE
81 | LV_6633-1_0_6_line_81 |  | 73 | 75 | 0.02122 | 0.125 | 0.08 | 261 | 0 | 0.364 | 1 | 1 | cs | TRUE
82 | LV_6633-1_0_6_line_82 |  | 74 | 152 | 0.007277 | 0.125 | 0.08 | 261 | 0 | 0.364 | 1 | 5 | cs | TRUE
83 | LV_6633-1_0_6_line_83 |  | 75 | 148 | 0.00046732 | 0.125 | 0.08 | 261 | 0 | 0.364 | 1 | 1 | cs | TRUE
84 | LV_6633-1_0_6_line_84 |  | 77 | 78 | 0.014355 | 0.125 | 0.08 | 261 | 0 | 0.364 | 1 | 5 | cs | TRUE
85 | LV_6633-1_0_6_line_85 |  | 77 | 79 | 0.013785 | 0.125 | 0.08 | 261 | 0 | 0.364 | 1 | 5 | cs | TRUE
86 | LV_6633-1_0_6_line_86 |  | 78 | 80 | 0.015266 | 0.125 | 0.08 | 261 | 0 | 0.364 | 1 | 5 | cs | TRUE
87 | LV_6633-1_0_6_line_87 |  | 79 | 81 | 0.027547 | 0.125 | 0.08 | 261 | 0 | 0.364 | 1 | 5 | cs | TRUE
88 | LV_6633-1_0_6_line_88 |  | 80 | 82 | 0.0085257 | 0.125 | 0.08 | 261 | 0 | 0.364 | 1 | 5 | cs | TRUE
89 | LV_6633-1_0_6_line_89 |  | 81 | 83 | 0.033564 | 0.125 | 0.08 | 261 | 0 | 0.364 | 1 | 5 | cs | TRUE
90 | LV_6633-1_0_6_line_90 |  | 82 | 84 | 0.0023846 | 0.125 | 0.08 | 261 | 0 | 0.364 | 1 | 1 | cs | TRUE
91 | LV_6633-1_0_6_line_91 |  | 82 | 85 | 0.00982 | 0.125 | 0.08 | 261 | 0 | 0.364 | 1 | 5 | cs | TRUE
92 | LV_6633-1_0_6_line_92 |  | 83 | 86 | 0.041024 | 0.125 | 0.08 | 261 | 0 | 0.364 | 1 | 5 | cs | TRUE
93 | LV_6633-1_0_6_line_93 |  | 84 | 107 | 0.027071 | 0.125 | 0.08 | 261 | 0 | 0.364 | 1 | 1 | cs | TRUE
94 | LV_6633-1_0_6_line_94 |  | 85 | 138 | 0.0076792 | 0.125 | 0.08 | 261 | 0 | 0.364 | 1 | 1 | cs | TRUE
95 | LV_6633-1_0_6_line_95 |  | 85 | 136 | 0.0083335 | 0.125 | 0.08 | 261 | 0 | 0.364 | 1 | 5 | cs | TRUE
96 | LV_6633-1_0_6_line_96 |  | 86 | 133 | 0.008226 | 0.125 | 0.08 | 261 | 0 | 0.364 | 1 | 1 | cs | TRUE
97 | LV_6633-1_0_6_line_97 |  | 87 | 88 | 0.010931 | 0.125 | 0.08 | 261 | 0 | 0.364 | 1 | 1 | cs | TRUE
98 | LV_6633-1_0_6_line_98 |  | 87 | 89 | 0.013807 | 0.125 | 0.08 | 261 | 0 | 0.364 | 1 | 5 | cs | TRUE
99 | LV_6633-1_0_6_line_99 |  | 87 | 90 | 0.021378 | 0.125 | 0.08 | 261 | 0 | 0.364 | 1 | 5 | cs | TRUE
100 | LV_6633-1_0_6_line_100 |  | 88 | 118 | 0.0002122 | 0.125 | 0.08 | 261 | 0 | 0.364 | 1 | 1 | cs | TRUE
101 | LV_6633-1_0_6_line_101 |  | 89 | 91 | 0.021383 | 0.125 | 0.08 | 261 | 0 | 0.364 | 1 | 1 | cs | TRUE
102 | LV_6633-1_0_6_line_102 |  | 89 | 92 | 0.021593 | 0.125 | 0.08 | 261 | 0 | 0.364 | 1 | 5 | cs | TRUE
103 | LV_6633-1_0_6_line_103 |  | 89 | 93 | 0.020291 | 0.125 | 0.08 | 261 | 0 | 0.364 | 1 | 1 | cs | TRUE
104 | LV_6633-1_0_6_line_104 |  | 90 | 108 | 0.011972 | 0.125 | 0.08 | 261 | 0 | 0.364 | 1 | 5 | cs | TRUE
105 | LV_6633-1_0_6_line_105 |  | 91 | 155 | 0.0067675 | 0.125 | 0.08 | 261 | 0 | 0.364 | 1 | 1 | cs | TRUE
106 | LV_6633-1_0_6_line_106 |  | 92 | 153 | 0.0067712 | 0.125 | 0.08 | 261 | 0 | 0.364 | 1 | 5 | cs | TRUE
107 | LV_6633-1_0_6_line_107 |  | 93 | 156 | 6.4606e-06 | 0.125 | 0.08 | 261 | 0 | 0.364 | 1 | 1 | cs | TRUE
108 | LV_6633-1_0_6_line_108 |  | 94 | 137 | 0.018935 | 0.125 | 0.08 | 261 | 0 | 0.364 | 1 | 5 | cs | TRUE
109 | LV_6633-1_0_6_line_109 |  | 95 | 96 | 0.001655 | 0.125 | 0.08 | 261 | 0 | 0.364 | 1 | 1 | cs | TRUE
110 | LV_6633-1_0_6_line_110 |  | 96 | 97 | 0.010886 | 0.125 | 0.08 | 261 | 0 | 0.364 | 1 | 1 | cs | TRUE
111 | LV_6633-1_0_6_line_111 |  | 97 | 98 | 9.5441e-06 | 0.125 | 0.08 | 261 | 0 | 0.364 | 1 | 1 | cs | TRUE
112 | LV_6633-1_0_6_line_112 |  | 98 | 130 | 0.0074373 | 0.125 | 0.08 | 261 | 0 | 0.364 | 1 | 1 | cs | TRUE
113 | LV_6633-1_0_6_line_113 |  | 99 | 100 | 0.007575 | 0.125 | 0.08 | 261 | 0 | 0.364 | 1 | 1 | cs | TRUE
114 | LV_6633-1_0_6_line_114 |  | 99 | 101 | 0.0043462 | 0.125 | 0.08 | 261 | 0 | 0.364 | 1 | 1 | cs | TRUE
115 | LV_6633-1_0_6_line_115 |  | 100 | 102 | 0.009172 | 0.125 | 0.08 | 261 | 0 | 0.364 | 1 | 1 | cs | TRUE
116 | LV_6633-1_0_6_line_116 |  | 101 | 103 | 0.0040696 | 0.125 | 0.08 | 261 | 0 | 0.364 | 1 | 1 | cs | TRUE
117 | LV_6633-1_0_6_line_117 |  | 102 | 104 | 0.0096246 | 0.125 | 0.08 | 261 | 0 | 0.364 | 1 | 1 | cs | TRUE
118 | LV_6633-1_0_6_line_118 |  | 102 | 105 | 0.0030199 | 0.125 | 0.08 | 261 | 0 | 0.364 | 1 | 1 | cs | TRUE
119 | LV_6633-1_0_6_line_119 |  | 104 | 106 | 5.3833e-05 | 0.125 | 0.08 | 261 | 0 | 0.364 | 1 | 1 | cs | TRUE
120 | LV_6633-1_0_6_line_120 |  | 105 | 107 | 2.3022e-05 | 0.125 | 0.08 | 261 | 0 | 0.364 | 1 | 1 | cs | TRUE
121 | LV_6633-1_0_6_line_121 |  | 106 | 130 | 0.0094791 | 0.125 | 0.08 | 261 | 0 | 0.364 | 1 | 1 | cs | TRUE
122 | LV_6633-1_0_6_line_122 |  | 108 | 109 | 0.013634 | 0.125 | 0.08 | 261 | 0 | 0.364 | 1 | 5 | cs | TRUE
123 | LV_6633-1_0_6_line_123 |  | 109 | 110 | 0.011561 | 0.125 | 0.08 | 261 | 0 | 0.364 | 1 | 5 | cs | TRUE
124 | LV_6633-1_0_6_line_124 |  | 110 | 111 | 0.0091283 | 0.125 | 0.08 | 261 | 0 | 0.364 | 1 | 5 | cs | TRUE
125 | LV_6633-1_0_6_line_125 |  | 111 | 127 | 0.0075776 | 0.125 | 0.08 | 261 | 0 | 0.364 | 1 | 5 | cs | TRUE
126 | LV_6633-1_0_6_line_126 |  | 112 | 113 | 0.00903 | 0.125 | 0.08 | 261 | 0 | 0.364 | 1 | 1 | cs | TRUE
127 | LV_6633-1_0_6_line_127 |  | 112 | 114 | 0.012255 | 0.125 | 0.08 | 261 | 0 | 0.364 | 1 | 1 | cs | TRUE
128 | LV_6633-1_0_6_line_128 |  | 114 | 128 | 0.0070592 | 0.125 | 0.08 | 261 | 0 | 0.364 | 1 | 1 | cs | TRUE
129 | LV_6633-1_0_6_line_129 |  | 115 | 116 | 0.014149 | 0.125 | 0.08 | 261 | 0 | 0.364 | 1 | 1 | cs | TRUE
130 | LV_6633-1_0_6_line_130 |  | 115 | 117 | 0.01602 | 0.125 | 0.08 | 261 | 0 | 0.364 | 1 | 1 | cs | TRUE
131 | LV_6633-1_0_6_line_131 |  | 116 | 129 | 0.013097 | 0.125 | 0.08 | 261 | 0 | 0.364 | 1 | 1 | cs | TRUE
132 | LV_6633-1_0_6_line_132 |  | 117 | 121 | 0.0063853 | 0.125 | 0.08 | 261 | 0 | 0.364 | 1 | 1 | cs | TRUE
133 | LV_6633-1_0_6_line_133 |  | 118 | 256 | 0.011248 | 0.125 | 0.08 | 261 | 0 | 0.364 | 1 | 1 | cs | TRUE
134 | LV_6633-1_0_6_line_134 |  | 119 | 120 | 0.005274 | 0.125 | 0.08 | 261 | 0 | 0.364 | 1 | 5 | cs | TRUE
135 | LV_6633-1_0_6_line_135 |  | 119 | 121 | 0.012725 | 0.125 | 0.08 | 261 | 0 | 0.364 | 1 | 5 | cs | TRUE
136 | LV_6633-1_0_6_line_136 |  | 120 | 123 | 0.013454 | 0.125 | 0.08 | 261 | 0 | 0.364 | 1 | 5 | cs | TRUE
137 | LV_6633-1_0_6_line_137 |  | 121 | 122 | 0.014653 | 0.125 | 0.08 | 261 | 0 | 0.364 | 1 | 5 | cs | TRUE
138 | LV_6633-1_0_6_line_138 |  | 122 | 132 | 0.0092547 | 0.125 | 0.08 | 261 | 0 | 0.364 | 1 | 5 | cs | TRUE
139 | LV_6633-1_0_6_line_139 |  | 123 | 126 | 0.01222 | 0.125 | 0.08 | 261 | 0 | 0.364 | 1 | 5 | cs | TRUE
140 | LV_6633-1_0_6_line_140 |  | 124 | 125 | 0.012094 | 0.125 | 0.08 | 261 | 0 | 0.364 | 1 | 1 | cs | TRUE
141 | LV_6633-1_0_6_line_141 |  | 124 | 126 | 0.005281 | 0.125 | 0.08 | 261 | 0 | 0.364 | 1 | 1 | cs | TRUE
142 | LV_6633-1_0_6_line_142 |  | 125 | 189 | 0.0074356 | 0.125 | 0.08 | 261 | 0 | 0.364 | 1 | 1 | cs | TRUE
143 | LV_6633-1_0_6_line_143 |  | 126 | 190 | 0.010088 | 0.125 | 0.08 | 261 | 0 | 0.364 | 1 | 5 | cs | TRUE
144 | LV_6633-1_0_6_line_144 |  | 127 | 131 | 0.0078991 | 0.125 | 0.08 | 261 | 0 | 0.364 | 1 | 5 | cs | TRUE
145 | LV_6633-1_0_6_line_145 |  | 128 | 256 | 0.022974 | 0.125 | 0.08 | 261 | 0 | 0.364 | 1 | 1 | cs | TRUE
146 | LV_6633-1_0_6_line_146 |  | 129 | 183 | 0.0045146 | 0.125 | 0.08 | 261 | 0 | 0.364 | 1 | 1 | cs | TRUE
147 | LV_6633-1_0_6_line_147 |  | 131 | 132 | 0.0066351 | 0.125 | 0.08 | 261 | 0 | 0.364 | 1 | 5 | cs | TRUE
148 | LV_6633-1_0_6_line_148 |  | 133 | 134 | 0.019364 | 0.125 | 0.08 | 261 | 0 | 0.364 | 1 | 1 | cs | TRUE
149 | LV_6633-1_0_6_line_149 |  | 133 | 135 | 0.032759 | 0.125 | 0.08 | 261 | 0 | 0.364 | 1 | 1 | cs | TRUE
150 | LV_6633-1_0_6_line_150 |  | 134 | 167 | 0.030026 | 0.125 | 0.08 | 261 | 0 | 0.364 | 1 | 1 | cs | TRUE
151 | LV_6633-1_0_6_line_151 |  | 135 | 164 | 0.014221 | 0.125 | 0.08 | 261 | 0 | 0.364 | 1 | 1 | cs | TRUE
152 | LV_6633-1_0_6_line_152 |  | 136 | 137 | 0.010931 | 0.125 | 0.08 | 261 | 0 | 0.364 | 1 | 5 | cs | TRUE
153 | LV_6633-1_0_6_line_153 |  | 139 | 140 | 0.011068 | 0.125 | 0.08 | 261 | 0 | 0.364 | 1 | 5 | cs | TRUE
154 | LV_6633-1_0_6_line_154 |  | 140 | 141 | 0.011803 | 0.125 | 0.08 | 261 | 0 | 0.364 | 1 | 5 | cs | TRUE
155 | LV_6633-1_0_6_line_155 |  | 140 | 142 | 0.00508 | 0.125 | 0.08 | 261 | 0 | 0.364 | 1 | 1 | cs | TRUE
156 | LV_6633-1_0_6_line_156 |  | 141 | 143 | 0.002523 | 0.125 | 0.08 | 261 | 0 | 0.364 | 1 | 1 | cs | TRUE
157 | LV_6633-1_0_6_line_157 |  | 142 | 144 | 0.009248 | 0.125 | 0.08 | 261 | 0 | 0.364 | 1 | 1 | cs | TRUE
158 | LV_6633-1_0_6_line_158 |  | 145 | 146 | 0.0022548 | 0.125 | 0.08 | 261 | 0 | 0.364 | 1 | 1 | cs | TRUE
159 | LV_6633-1_0_6_line_159 |  | 146 | 169 | 0.0012464 | 0.125 | 0.08 | 261 | 0 | 0.364 | 1 | 1 | cs | TRUE
160 | LV_6633-1_0_6_line_160 |  | 147 | 148 | 0.035374 | 0.125 | 0.08 | 261 | 0 | 0.364 | 1 | 1 | cs | TRUE
161 | LV_6633-1_0_6_line_161 |  | 147 | 149 | 6.3168e-05 | 0.125 | 0.08 | 261 | 0 | 0.364 | 1 | 1 | cs | TRUE
162 | LV_6633-1_0_6_line_162 |  | 149 | 150 | 0.00031856 | 0.125 | 0.08 | 261 | 0 | 0.364 | 1 | 1 | cs | TRUE
163 | LV_6633-1_0_6_line_163 |  | 150 | 151 | 0.00064351 | 0.125 | 0.08 | 261 | 0 | 0.364 | 1 | 1 | cs | TRUE
164 | LV_6633-1_0_6_line_164 |  | 152 | 153 | 0.0064818 | 0.125 | 0.08 | 261 | 0 | 0.364 | 1 | 5 | cs | TRUE
165 | LV_6633-1_0_6_line_165 |  | 154 | 171 | 0.011023 | 0.125 | 0.08 | 261 | 0 | 0.364 | 1 | 1 | cs | TRUE
166 | LV_6633-1_0_6_line_166 |  | 155 | 232 | 0.0064746 | 0.125 | 0.08 | 261 | 0 | 0.364 | 1 | 1 | cs | TRUE
167 | LV_6633-1_0_6_line_167 |  | 156 | 184 | 3.0189e-05 | 0.125 | 0.08 | 261 | 0 | 0.364 | 1 | 1 | cs | TRUE
168 | LV_6633-1_0_6_line_168 |  | 157 | 158 | 0.010107 | 0.125 | 0.08 | 261 | 0 | 0.364 | 1 | 1 | cs | TRUE
169 | LV_6633-1_0_6_line_169 |  | 158 | 248 | 0.0099029 | 0.125 | 0.08 | 261 | 0 | 0.364 | 1 | 1 | cs | TRUE
170 | LV_6633-1_0_6_line_170 |  | 159 | 160 | 0.0072997 | 0.125 | 0.08 | 261 | 0 | 0.364 | 1 | 1 | cs | TRUE
171 | LV_6633-1_0_6_line_171 |  | 160 | 161 | 0.020512 | 0.125 | 0.08 | 261 | 0 | 0.364 | 1 | 1 | cs | TRUE
172 | LV_6633-1_0_6_line_172 |  | 161 | 162 | 0.02103 | 0.125 | 0.08 | 261 | 0 | 0.364 | 1 | 1 | cs | TRUE
173 | LV_6633-1_0_6_line_173 |  | 162 | 163 | 0.0057678 | 0.125 | 0.08 | 261 | 0 | 0.364 | 1 | 1 | cs | TRUE
174 | LV_6633-1_0_6_line_174 |  | 164 | 165 | 0.018601 | 0.125 | 0.08 | 261 | 0 | 0.364 | 1 | 1 | cs | TRUE
175 | LV_6633-1_0_6_line_175 |  | 165 | 166 | 0.00018305 | 0.125 | 0.08 | 261 | 0 | 0.364 | 1 | 1 | cs | TRUE
176 | LV_6633-1_0_6_line_176 |  | 166 | 168 | 0.027366 | 0.125 | 0.08 | 261 | 0 | 0.364 | 1 | 1 | cs | TRUE
177 | LV_6633-1_0_6_line_177 |  | 167 | 169 | 0.0012289 | 0.125 | 0.08 | 261 | 0 | 0.364 | 1 | 1 | cs | TRUE
178 | LV_6633-1_0_6_line_178 |  | 170 | 171 | 0.0021593 | 0.125 | 0.08 | 261 | 0 | 0.364 | 1 | 1 | cs | TRUE
179 | LV_6633-1_0_6_line_179 |  | 170 | 172 | 0.02887 | 0.125 | 0.08 | 261 | 0 | 0.364 | 1 | 1 | cs | TRUE
180 | LV_6633-1_0_6_line_180 |  | 172 | 173 | 0.0030024 | 0.125 | 0.08 | 261 | 0 | 0.364 | 1 | 1 | cs | TRUE
181 | LV_6633-1_0_6_line_181 |  | 173 | 174 | 0.010197 | 0.125 | 0.08 | 261 | 0 | 0.364 | 1 | 1 | cs | TRUE
182 | LV_6633-1_0_6_line_182 |  | 174 | 175 | 0.0030216 | 0.125 | 0.08 | 261 | 0 | 0.364 | 1 | 1 | cs | TRUE
183 | LV_6633-1_0_6_line_183 |  | 175 | 176 | 0.028956 | 0.125 | 0.08 | 261 | 0 | 0.364 | 1 | 1 | cs | TRUE
184 | LV_6633-1_0_6_line_184 |  | 176 | 177 | 0.0038491 | 0.125 | 0.08 | 261 | 0 | 0.364 | 1 | 1 | cs | TRUE
185 | LV_6633-1_0_6_line_185 |  | 178 | 179 | 0.02919 | 0.125 | 0.08 | 261 | 0 | 0.364 | 1 | 1 | cs | TRUE
186 | LV_6633-1_0_6_line_186 |  | 179 | 180 | 0.0047957 | 0.125 | 0.08 | 261 | 0 | 0.364 | 1 | 1 | cs | TRUE
187 | LV_6633-1_0_6_line_187 |  | 180 | 181 | 0.015052 | 0.125 | 0.08 | 261 | 0 | 0.364 | 1 | 1 | cs | TRUE
188 | LV_6633-1_0_6_line_188 |  | 181 | 182 | 0.040263 | 0.125 | 0.08 | 261 | 0 | 0.364 | 1 | 1 | cs | TRUE
189 | LV_6633-1_0_6_line_189 |  | 182 | 192 | 0.021784 | 0.125 | 0.08 | 261 | 0 | 0.364 | 1 | 1 | cs | TRUE
190 | LV_6633-1_0_6_line_190 |  | 184 | 185 | 4.6582e-06 | 0.125 | 0.08 | 261 | 0 | 0.364 | 1 | 1 | cs | TRUE
191 | LV_6633-1_0_6_line_191 |  | 185 | 186 | 0.012291 | 0.125 | 0.08 | 261 | 0 | 0.364 | 1 | 1 | cs | TRUE
192 | LV_6633-1_0_6_line_192 |  | 188 | 191 | 0.014683 | 0.125 | 0.08 | 261 | 0 | 0.364 | 1 | 5 | cs | TRUE
193 | LV_6633-1_0_6_line_193 |  | 189 | 231 | 0.0017618 | 0.125 | 0.08 | 261 | 0 | 0.364 | 1 | 1 | cs | TRUE
194 | LV_6633-1_0_6_line_194 |  | 190 | 222 | 0.0087801 | 0.125 | 0.08 | 261 | 0 | 0.364 | 1 | 5 | cs | TRUE
195 | LV_6633-1_0_6_line_195 |  | 191 | 255 | 0.008962 | 0.125 | 0.08 | 261 | 0 | 0.364 | 1 | 1 | cs | TRUE
196 | LV_6633-1_0_6_line_196 |  | 191 | 254 | 0.003469 | 0.125 | 0.08 | 261 | 0 | 0.364 | 1 | 5 | cs | TRUE
197 | LV_6633-1_0_6_line_197 |  | 192 | 247 | 0.0079995 | 0.125 | 0.08 | 261 | 0 | 0.364 | 1 | 1 | cs | TRUE
198 | LV_6633-1_0_6_line_198 |  | 193 | 194 | 0.0028111 | 0.125 | 0.08 | 261 | 0 | 0.364 | 1 | 1 | cs | TRUE
199 | LV_6633-1_0_6_line_199 |  | 193 | 195 | 0.026221 | 0.125 | 0.08 | 261 | 0 | 0.364 | 1 | 1 | cs | TRUE
200 | LV_6633-1_0_6_line_200 |  | 194 | 196 | 0.026313 | 0.125 | 0.08 | 261 | 0 | 0.364 | 1 | 1 | cs | TRUE
201 | LV_6633-1_0_6_line_201 |  | 195 | 197 | 0.029733 | 0.125 | 0.08 | 261 | 0 | 0.364 | 1 | 1 | cs | TRUE
202 | LV_6633-1_0_6_line_202 |  | 196 | 198 | 0.0011932 | 0.125 | 0.08 | 261 | 0 | 0.364 | 1 | 1 | cs | TRUE
203 | LV_6633-1_0_6_line_203 |  | 197 | 199 | 0.01661 | 0.125 | 0.08 | 261 | 0 | 0.364 | 1 | 1 | cs | TRUE
204 | LV_6633-1_0_6_line_204 |  | 198 | 200 | 0.017648 | 0.125 | 0.08 | 261 | 0 | 0.364 | 1 | 1 | cs | TRUE
205 | LV_6633-1_0_6_line_205 |  | 199 | 201 | 0.03384 | 0.125 | 0.08 | 261 | 0 | 0.364 | 1 | 1 | cs | TRUE
206 | LV_6633-1_0_6_line_206 |  | 199 | 202 | 0.016021 | 0.125 | 0.08 | 261 | 0 | 0.364 | 1 | 1 | cs | TRUE
207 | LV_6633-1_0_6_line_207 |  | 200 | 203 | 0.0087694 | 0.125 | 0.08 | 261 | 0 | 0.364 | 1 | 1 | cs | TRUE
208 | LV_6633-1_0_6_line_208 |  | 201 | 250 | 0.0062433 | 0.125 | 0.08 | 261 | 0 | 0.364 | 1 | 1 | cs | TRUE
209 | LV_6633-1_0_6_line_209 |  | 204 | 205 | 8.3398e-05 | 0.125 | 0.08 | 261 | 0 | 0.364 | 1 | 1 | cs | TRUE
210 | LV_6633-1_0_6_line_210 |  | 204 | 206 | 0.025135 | 0.125 | 0.08 | 261 | 0 | 0.364 | 1 | 1 | cs | TRUE
211 | LV_6633-1_0_6_line_211 |  | 205 | 207 | 0.0063154 | 0.125 | 0.08 | 261 | 0 | 0.364 | 1 | 1 | cs | TRUE
212 | LV_6633-1_0_6_line_212 |  | 206 | 208 | 0.0047763 | 0.125 | 0.08 | 261 | 0 | 0.364 | 1 | 1 | cs | TRUE
213 | LV_6633-1_0_6_line_213 |  | 207 | 209 | 0.010532 | 0.125 | 0.08 | 261 | 0 | 0.364 | 1 | 1 | cs | TRUE
214 | LV_6633-1_0_6_line_214 |  | 207 | 210 | 0.01207 | 0.125 | 0.08 | 261 | 0 | 0.364 | 1 | 1 | cs | TRUE
215 | LV_6633-1_0_6_line_215 |  | 209 | 211 | 0.014955 | 0.125 | 0.08 | 261 | 0 | 0.364 | 1 | 1 | cs | TRUE
216 | LV_6633-1_0_6_line_216 |  | 209 | 212 | 0.0026919 | 0.125 | 0.08 | 261 | 0 | 0.364 | 1 | 1 | cs | TRUE
217 | LV_6633-1_0_6_line_217 |  | 211 | 249 | 0.0048043 | 0.125 | 0.08 | 261 | 0 | 0.364 | 1 | 1 | cs | TRUE
218 | LV_6633-1_0_6_line_218 |  | 212 | 231 | 0.0070562 | 0.125 | 0.08 | 261 | 0 | 0.364 | 1 | 1 | cs | TRUE
219 | LV_6633-1_0_6_line_219 |  | 213 | 214 | 0.011049 | 0.125 | 0.08 | 261 | 0 | 0.364 | 1 | 1 | cs | TRUE
220 | LV_6633-1_0_6_line_220 |  | 213 | 215 | 0.0037266 | 0.125 | 0.08 | 261 | 0 | 0.364 | 1 | 1 | cs | TRUE
221 | LV_6633-1_0_6_line_221 |  | 215 | 216 | 0.013629 | 0.125 | 0.08 | 261 | 0 | 0.364 | 1 | 1 | cs | TRUE
222 | LV_6633-1_0_6_line_222 |  | 216 | 217 | 0.010143 | 0.125 | 0.08 | 261 | 0 | 0.364 | 1 | 1 | cs | TRUE
223 | LV_6633-1_0_6_line_223 |  | 217 | 221 | 0.038855 | 0.125 | 0.08 | 261 | 0 | 0.364 | 1 | 1 | cs | TRUE
224 | LV_6633-1_0_6_line_224 |  | 218 | 219 | 0.020221 | 0.125 | 0.08 | 261 | 0 | 0.364 | 1 | 1 | cs | TRUE
225 | LV_6633-1_0_6_line_225 |  | 218 | 220 | 0.017249 | 0.125 | 0.08 | 261 | 0 | 0.364 | 1 | 1 | cs | TRUE
226 | LV_6633-1_0_6_line_226 |  | 219 | 244 | 0.023845 | 0.125 | 0.08 | 261 | 0 | 0.364 | 1 | 1 | cs | TRUE
227 | LV_6633-1_0_6_line_227 |  | 221 | 233 | 0.0065873 | 0.125 | 0.08 | 261 | 0 | 0.364 | 1 | 1 | cs | TRUE
228 | LV_6633-1_0_6_line_228 |  | 222 | 223 | 0.0096467 | 0.125 | 0.08 | 261 | 0 | 0.364 | 1 | 5 | cs | TRUE
229 | LV_6633-1_0_6_line_229 |  | 223 | 224 | 0.007656 | 0.125 | 0.08 | 261 | 0 | 0.364 | 1 | 1 | cs | TRUE
230 | LV_6633-1_0_6_line_230 |  | 223 | 225 | 0.014228 | 0.125 | 0.08 | 261 | 0 | 0.364 | 1 | 5 | cs | TRUE
231 | LV_6633-1_0_6_line_231 |  | 224 | 226 | 0.002145 | 0.125 | 0.08 | 261 | 0 | 0.364 | 1 | 1 | cs | TRUE
232 | LV_6633-1_0_6_line_232 |  | 224 | 227 | 0.012504 | 0.125 | 0.08 | 261 | 0 | 0.364 | 1 | 1 | cs | TRUE
233 | LV_6633-1_0_6_line_233 |  | 225 | 228 | 0.005445 | 0.125 | 0.08 | 261 | 0 | 0.364 | 1 | 5 | cs | TRUE
234 | LV_6633-1_0_6_line_234 |  | 226 | 238 | 0.015737 | 0.125 | 0.08 | 261 | 0 | 0.364 | 1 | 1 | cs | TRUE
235 | LV_6633-1_0_6_line_235 |  | 228 | 253 | 0.0028655 | 0.125 | 0.08 | 261 | 0 | 0.364 | 1 | 5 | cs | TRUE
236 | LV_6633-1_0_6_line_236 |  | 229 | 230 | 4.2797e-05 | 0.125 | 0.08 | 261 | 0 | 0.364 | 1 | 1 | cs | TRUE
237 | LV_6633-1_0_6_line_237 |  | 230 | 253 | 0.018212 | 0.125 | 0.08 | 261 | 0 | 0.364 | 1 | 1 | cs | TRUE
238 | LV_6633-1_0_6_line_238 |  | 233 | 234 | 0.02108 | 0.125 | 0.08 | 261 | 0 | 0.364 | 1 | 1 | cs | TRUE
239 | LV_6633-1_0_6_line_239 |  | 234 | 235 | 0.023208 | 0.125 | 0.08 | 261 | 0 | 0.364 | 1 | 1 | cs | TRUE
240 | LV_6633-1_0_6_line_240 |  | 235 | 250 | 0.029385 | 0.125 | 0.08 | 261 | 0 | 0.364 | 1 | 1 | cs | TRUE
241 | LV_6633-1_0_6_line_241 |  | 236 | 237 | 0.012993 | 0.125 | 0.08 | 261 | 0 | 0.364 | 1 | 1 | cs | TRUE
242 | LV_6633-1_0_6_line_242 |  | 236 | 238 | 0.012279 | 0.125 | 0.08 | 261 | 0 | 0.364 | 1 | 1 | cs | TRUE
243 | LV_6633-1_0_6_line_243 |  | 237 | 239 | 0.005145 | 0.125 | 0.08 | 261 | 0 | 0.364 | 1 | 1 | cs | TRUE
244 | LV_6633-1_0_6_line_244 |  | 238 | 240 | 0.0096513 | 0.125 | 0.08 | 261 | 0 | 0.364 | 1 | 1 | cs | TRUE
245 | LV_6633-1_0_6_line_245 |  | 238 | 241 | 0.014348 | 0.125 | 0.08 | 261 | 0 | 0.364 | 1 | 1 | cs | TRUE
246 | LV_6633-1_0_6_line_246 |  | 239 | 242 | 0.0022026 | 0.125 | 0.08 | 261 | 0 | 0.364 | 1 | 1 | cs | TRUE
247 | LV_6633-1_0_6_line_247 |  | 239 | 243 | 0.0089017 | 0.125 | 0.08 | 261 | 0 | 0.364 | 1 | 1 | cs | TRUE
248 | LV_6633-1_0_6_line_248 |  | 240 | 245 | 0.0082552 | 0.125 | 0.08 | 261 | 0 | 0.364 | 1 | 1 | cs | TRUE
249 | LV_6633-1_0_6_line_249 |  | 241 | 246 | 0.0054792 | 0.125 | 0.08 | 261 | 0 | 0.364 | 1 | 1 | cs | TRUE
250 | LV_6633-1_0_6_line_250 |  | 242 | 247 | 0.0088869 | 0.125 | 0.08 | 261 | 0 | 0.364 | 1 | 1 | cs | TRUE
251 | LV_6633-1_0_6_line_251 |  | 243 | 248 | 0.0080678 | 0.125 | 0.08 | 261 | 0 | 0.364 | 1 | 1 | cs | TRUE
252 | LV_6633-1_0_6_line_252 |  | 244 | 245 | 0.0089571 | 0.125 | 0.08 | 261 | 0 | 0.364 | 1 | 1 | cs | TRUE
253 | LV_6633-1_0_6_line_253 |  | 251 | 252 | 0.0054711 | 0.125 | 0.08 | 261 | 0 | 0.364 | 1 | 5 | cs | TRUE
254 | LV_6633-1_0_6_line_254 |  | 251 | 253 | 0.002465 | 0.125 | 0.08 | 261 | 0 | 0.364 | 1 | 5 | cs | TRUE
255 | LV_6633-1_0_6_line_255 |  | 252 | 254 | 0.011658 | 0.125 | 0.08 | 261 | 0 | 0.364 | 1 | 5 | cs | TRUE
256 | LV_6633-1_0_6_line_256 |  | 256 | 257 | 0.009336 | 0.125 | 0.08 | 261 | 0 | 0.364 | 1 | 1 | cs | TRUE

## trafo
| name | std_type | hv_bus | lv_bus | sn_mva | vn_hv_kv | vn_lv_kv | vk_percent | vkr_percent | pfe_kw | i0_percent | shift_degree | tap_side | tap_neutral | tap_min | tap_max | tap_step_percent | tap_step_degree | tap_pos | tap_phase_shifter | parallel | df | in_service
0 | LV_6633-1_0_6_trafo_92 | 0.63 MVA 20/0.4 kV | 258 | 141 | 0.63 | 20 | 0.4 | 6 | 1.206 | 1.65 | 0.2619 | 150 | hv | 0 | -2 | 2 | 2.5 | 0 | 0 | FALSE | 1 | 1 | TRUE

## line_geodata
| x0 | y0 | x1 | y1 | x2 | y2 | x3 | y3 | x4 | y4 | x5 | y5 | x6 | y6 | x7 | y7 | x8 | y8 | x9 | y9 | x10 | y10
0 | 2497292.6239 | 1114194.0588 | 2497307.0398 | 1114169.1945
1 | 2497292.6239 | 1114194.0588 | 2497289.7613 | 1114199.244 | 2497317.8566 | 1114215.7556 | 2497321.3829 | 1114217.3635 | 2497324.8673 | 1114218.3161 | 2497329.1624 | 1114218.3433 | 2497332.6704 | 1114217.5055 | 2497335.6541 | 1114216.2652 | 2497338.4153 | 1114214.206 | 2497340.3913 | 1114211.3929 | 2497345.6876 | 1114214.8831
2 | 2497345.6876 | 1114214.8831 | 2497359.8154 | 1114195.5423
3 | 2497361.5176 | 1114193.212 | 2497359.8154 | 1114195.5423
4 | 2497465.8801 | 1114319.4568 | 2497478.4082 | 1114327.1829 | 2497518.066 | 1114351.8285
5 | 2497465.8801 | 1114319.4568 | 2497472.0026 | 1114311.5481 | 2497475.9688 | 1114308.1232 | 2497483.5053 | 1114302.9812 | 2497493.7231 | 1114295.0445
6 | 2497493.7231 | 1114295.0445 | 2497498.9282 | 1114291.0013 | 2497500.5594 | 1114289.1577
7 | 2497361.5176 | 1114193.212 | 2497377.7466 | 1114205.5225 | 2497381.9305 | 1114208.7015
8 | 2497898.1036 | 1114274.0636 | 2497879.5149 | 1114290.4413
9 | 2497927.7078 | 1114248.3403 | 2497922.7242 | 1114252.3713 | 2497898.1036 | 1114274.0636
10 | 2497879.5149 | 1114290.4413 | 2497873.9724 | 1114295.3245
11 | 2497927.7078 | 1114248.3403 | 2497940.4368 | 1114259.352
12 | 2497927.7078 | 1114248.3403 | 2497900.2673 | 1114224.2156
13 | 2497927.7078 | 1114248.3403 | 2497947.5218 | 1114229.6322
14 | 2497871.944 | 1114297.1117 | 2497873.9724 | 1114295.3245
15 | 2497940.4368 | 1114259.352 | 2497955.1293 | 1114272.0623
16 | 2497886.1531 | 1114211.8069 | 2497900.2673 | 1114224.2156
17 | 2497955.0347 | 1114222.5386 | 2497947.5218 | 1114229.6322
18 | 2497871.944 | 1114297.1117 | 2497877.1038 | 1114301.6942 | 2497883.628 | 1114307.4878 | 2497889.0228 | 1114312.2665 | 2497890.0891 | 1114313.2047
19 | 2497871.944 | 1114297.1117 | 2497868.0099 | 1114300.8042
20 | 2497867.0883 | 1114190.2149 | 2497873.5612 | 1114196.165 | 2497888.4797 | 1114209.1549 | 2497886.1531 | 1114211.8069
21 | 2497886.1531 | 1114211.8069 | 2497883.091 | 1114209.3683
22 | 2497955.0347 | 1114222.5386 | 2497959.5556 | 1114218.27
23 | 2497854.577 | 1114312.4039 | 2497865.7318 | 1114302.9424 | 2497868.0099 | 1114300.8042
24 | 2497867.0883 | 1114190.2149 | 2497873.9476 | 1114182.4091
25 | 2497883.091 | 1114209.3683 | 2497870.3767 | 1114199.2429 | 2497868.0256 | 1114197.2219
26 | 2497961.35 | 1114216.5758 | 2497959.5556 | 1114218.27
27 | 2497851.3546 | 1114315.1372 | 2497854.577 | 1114312.4039
28 | 2497851.3546 | 1114315.1372 | 2497848.6039 | 1114317.3506
29 | 2497848.6039 | 1114317.3506 | 2497840.5353 | 1114323.8431
30 | 2497835.7462 | 1114327.8248 | 2497838.3845 | 1114325.5738 | 2497840.5353 | 1114323.8431
31 | 2497826.4726 | 1114335.7372 | 2497835.7462 | 1114327.8248
32 | 2497819.3984 | 1114341.7729 | 2497809.7622 | 1114349.9946 | 2497805.8653 | 1114354.7856 | 2497802.9128 | 1114358.2684
33 | 2497826.4726 | 1114335.7372 | 2497819.3984 | 1114341.7729
34 | 2497798.8753 | 1114363.0311 | 2497802.9128 | 1114358.2684
35 | 2497786.9619 | 1114369.7142 | 2497798.8753 | 1114363.0311
36 | 2497786.9619 | 1114369.7142 | 2497771.7949 | 1114384.4262
37 | 2497786.9619 | 1114369.7142 | 2497776.2958 | 1114361.4055
38 | 2497771.7949 | 1114384.4262 | 2497766.1715 | 1114389.881
39 | 2497762.0604 | 1114350.3166 | 2497776.2958 | 1114361.4055
40 | 2497761.0991 | 1114349.5677 | 2497762.0604 | 1114350.3166
41 | 2497761.0991 | 1114349.5677 | 2497742.4963 | 1114335.0766 | 2497742.0229 | 1114334.7026
42 | 2497727.1601 | 1114322.9613 | 2497742.0229 | 1114334.7026
43 | 2497754.1476 | 1114401.5441 | 2497766.1715 | 1114389.881
44 | 2497727.1601 | 1114322.9613 | 2497714.0849 | 1114338.0488
45 | 2497754.1476 | 1114401.5441 | 2497750.6437 | 1114404.9974
46 | 2497397.2352 | 1114217.3885 | 2497397.2352 | 1114217.3885 | 2497424.8749 | 1114179.5212
47 | 2497381.9305 | 1114208.7015 | 2497384.0301 | 1114210.2968 | 2497397.2352 | 1114217.3885
48 | 2497450.9986 | 1114143.7308 | 2497424.8749 | 1114179.5212
49 | 2497450.9986 | 1114143.7308 | 2497477.1287 | 1114162.8003 | 2497477.696 | 1114162.0903 | 2497484.8078 | 1114167.4288 | 2497493.5663 | 1114155.2415
50 | 2497507.5451 | 1114135.7904 | 2497493.5663 | 1114155.2415
51 | 2497507.5451 | 1114135.7904 | 2497523.9115 | 1114147.5652 | 2497528.5252 | 1114150.8892 | 2497540.9426 | 1114159.818
52 | 2497540.9426 | 1114159.818 | 2497557.614 | 1114171.8213 | 2497563.8539 | 1114176.3074 | 2497564.0332 | 1114176.4365
53 | 2497586.8725 | 1114193.6623 | 2497581.8052 | 1114190.0013 | 2497575.9117 | 1114184.9867 | 2497564.0332 | 1114176.4365
54 | 2497527.1945 | 1114259.2489 | 2497519.9678 | 1114267.3461
55 | 2497527.1945 | 1114259.2489 | 2497532.9298 | 1114252.8227
56 | 2497500.5594 | 1114289.1577 | 2497507.1969 | 1114281.6554 | 2497519.9678 | 1114267.3461
57 | 2497547.0844 | 1114236.963 | 2497532.9298 | 1114252.8227
58 | 2497547.0844 | 1114236.963 | 2497553.2155 | 1114230.2906
59 | 2497547.0844 | 1114236.963 | 2497565.9812 | 1114254.0429 | 2497576.8705 | 1114263.9568
60 | 2497561.1865 | 1114221.6159 | 2497553.2155 | 1114230.2906
61 | 2497576.8705 | 1114263.9568 | 2497578.7757 | 1114265.6914
62 | 2497574.2989 | 1114207.3459 | 2497561.1865 | 1114221.6159
63 | 2497578.7943 | 1114265.7083 | 2497578.7757 | 1114265.6914
64 | 2497586.1587 | 1114272.4132 | 2497578.7943 | 1114265.7083
65 | 2497586.8725 | 1114193.6623 | 2497574.2989 | 1114207.3459
66 | 2497598.4028 | 1114384.7439 | 2497591.9382 | 1114380.2059
67 | 2497598.4028 | 1114384.7439 | 2497602.8448 | 1114388.4377 | 2497624.4032 | 1114363.8633
68 | 2497591.9382 | 1114380.2059 | 2497606.0818 | 1114364.1361
69 | 2497591.9382 | 1114380.2059 | 2497583.5605 | 1114372.6539
70 | 2497699.869 | 1114257.5255 | 2497714.183 | 1114241.2773
71 | 2497697.7604 | 1114255.7044 | 2497699.869 | 1114257.5255
72 | 2497728.2058 | 1114225.3596 | 2497714.183 | 1114241.2773
73 | 2497697.7604 | 1114255.7044 | 2497691.5816 | 1114250.3035
74 | 2497676.1567 | 1114284.5211 | 2497683.0633 | 1114290.0746 | 2497686.7322 | 1114292.8143
75 | 2497676.1567 | 1114284.5211 | 2497665.3877 | 1114296.758
76 | 2497686.7322 | 1114292.8143 | 2497673.3433 | 1114308.0763
77 | 2497686.7322 | 1114292.8143 | 2497683.0633 | 1114290.0746 | 2497688.8542 | 1114283.5503 | 2497692.6365 | 1114286.5995
78 | 2497665.3877 | 1114296.758 | 2497657.4885 | 1114305.7339
79 | 2497583.5605 | 1114372.6539 | 2497573.1368 | 1114363.2577 | 2497576.0441 | 1114359.9574
80 | 2497692.6365 | 1114286.5995 | 2497710.8192 | 1114265.9679
81 | 2497692.6365 | 1114286.5995 | 2497709.5413 | 1114299.4263
82 | 2497710.8192 | 1114265.9679 | 2497715.6306 | 1114260.5085
83 | 2497709.9136 | 1114299.7088 | 2497709.5413 | 1114299.4263
84 | 2497648.6088 | 1114277.5671 | 2497639.1214 | 1114288.3394
85 | 2497657.7201 | 1114267.2218 | 2497648.6088 | 1114277.5671
86 | 2497629.0318 | 1114299.7955 | 2497639.1214 | 1114288.3394
87 | 2497657.7201 | 1114267.2218 | 2497653.536 | 1114262.8009 | 2497642.3337 | 1114250.7938 | 2497638.8954 | 1114247.1111
88 | 2497623.3969 | 1114306.1936 | 2497629.0318 | 1114299.7955
89 | 2497615.5447 | 1114223.0027 | 2497634.404 | 1114242.3003 | 2497638.8954 | 1114247.1111
90 | 2497623.3969 | 1114306.1936 | 2497621.821 | 1114307.9832
91 | 2497623.3969 | 1114306.1936 | 2497625.3661 | 1114307.9947 | 2497630.7753 | 1114312.6951
92 | 2497586.8725 | 1114193.6623 | 2497607.1366 | 1114214.3993 | 2497615.5447 | 1114223.0027
93 | 2497603.9306 | 1114328.2997 | 2497621.821 | 1114307.9832
94 | 2497630.7753 | 1114312.6951 | 2497628.5636 | 1114315.2786 | 2497631.7524 | 1114318.131
95 | 2497630.7753 | 1114312.6951 | 2497633.2219 | 1114309.8408 | 2497636.6839 | 1114312.8304
96 | 2497592.2355 | 1114187.412 | 2497586.8725 | 1114193.6623
97 | 2497728.2058 | 1114225.3596 | 2497719.8989 | 1114218.2538
98 | 2497728.2058 | 1114225.3596 | 2497735.1959 | 1114231.2786 | 2497738.6699 | 1114234.3663
99 | 2497728.2058 | 1114225.3596 | 2497742.4585 | 1114209.4265
100 | 2497719.7377 | 1114218.1159 | 2497719.8989 | 1114218.2538
101 | 2497738.6699 | 1114234.3663 | 2497752.7774 | 1114218.298
102 | 2497738.6699 | 1114234.3663 | 2497724.3933 | 1114250.5657
103 | 2497738.6699 | 1114234.3663 | 2497753.8388 | 1114247.8436
104 | 2497742.4585 | 1114209.4265 | 2497750.4403 | 1114200.5036
105 | 2497757.2424 | 1114213.2125 | 2497752.7774 | 1114218.298
106 | 2497719.9163 | 1114255.6457 | 2497724.3933 | 1114250.5657
107 | 2497753.8436 | 1114247.8478 | 2497753.8388 | 1114247.8436
108 | 2497644.979 | 1114319.9484 | 2497657.4885 | 1114305.7339
109 | 2497576.0441 | 1114359.9574 | 2497577.138 | 1114358.7155
110 | 2497584.3339 | 1114350.5468 | 2497577.138 | 1114358.7155
111 | 2497584.3402 | 1114350.5396 | 2497584.3339 | 1114350.5468
112 | 2497589.2563 | 1114344.9588 | 2497584.3402 | 1114350.5396
113 | 2497608.8876 | 1114336.5693 | 2497611.1135 | 1114334.3636 | 2497614.3264 | 1114337.43
114 | 2497612.8099 | 1114340.5833 | 2497615.0625 | 1114338.1325 | 2497614.3264 | 1114337.43
115 | 2497601.9196 | 1114330.5834 | 2497603.6286 | 1114332.0665 | 2497608.8876 | 1114336.5693
116 | 2497612.8099 | 1114340.5833 | 2497610.5579 | 1114343.0674 | 2497610.0136 | 1114342.6013
117 | 2497601.9196 | 1114330.5834 | 2497595.5577 | 1114337.8055
118 | 2497601.9196 | 1114330.5834 | 2497603.9154 | 1114328.317
119 | 2497595.5577 | 1114337.8055 | 2497595.5221 | 1114337.8459
120 | 2497603.9154 | 1114328.317 | 2497603.9306 | 1114328.2997
121 | 2497589.2563 | 1114344.9588 | 2497595.5221 | 1114337.8459
122 | 2497759.5304 | 1114190.3417 | 2497750.4403 | 1114200.5036
123 | 2497759.5304 | 1114190.3417 | 2497767.1596 | 1114181.656
124 | 2497773.1837 | 1114174.7977 | 2497767.1596 | 1114181.656
125 | 2497778.1845 | 1114169.1045 | 2497773.1837 | 1114174.7977
126 | 2497732.3827 | 1114173.156 | 2497739.188 | 1114179.1115
127 | 2497739.188 | 1114179.1115 | 2497731.0746 | 1114188.2959
128 | 2497731.0746 | 1114188.2959 | 2497726.401 | 1114193.5864
129 | 2497786.7958 | 1114125.3512 | 2497776.2134 | 1114115.9596
130 | 2497786.7958 | 1114125.3512 | 2497798.7779 | 1114135.984
131 | 2497776.2134 | 1114115.9596 | 2497766.418 | 1114107.2663
132 | 2497803.5539 | 1114140.2221 | 2497798.7779 | 1114135.984
133 | 2497711.1905 | 1114210.8046 | 2497719.7377 | 1114218.1159
134 | 2497812.6834 | 1114142.0136 | 2497816.7719 | 1114145.3578
135 | 2497803.5539 | 1114140.2221 | 2497809.5373 | 1114145.5356 | 2497812.6834 | 1114142.0136
136 | 2497816.7719 | 1114145.3578 | 2497826.792 | 1114154.3358
137 | 2497803.5539 | 1114140.2221 | 2497793.8837 | 1114151.2314
138 | 2497793.8837 | 1114151.2314 | 2497787.7761 | 1114158.1847
139 | 2497835.8931 | 1114162.4904 | 2497826.792 | 1114154.3358
140 | 2497832.5324 | 1114166.5719 | 2497824.5539 | 1114175.6609
141 | 2497832.5324 | 1114166.5719 | 2497835.8931 | 1114162.4904
142 | 2497819.6486 | 1114181.2489 | 2497824.5539 | 1114175.6609
143 | 2497835.8931 | 1114162.4904 | 2497842.4811 | 1114154.8506
144 | 2497778.1845 | 1114169.1045 | 2497783.3974 | 1114163.1697
145 | 2497711.1905 | 1114210.8046 | 2497726.401 | 1114193.5864
146 | 2497766.418 | 1114107.2663 | 2497763.0414 | 1114104.2696
147 | 2497783.3974 | 1114163.1697 | 2497787.7761 | 1114158.1847
148 | 2497592.2355 | 1114187.412 | 2497605.7034 | 1114201.3259
149 | 2497592.2355 | 1114187.412 | 2497614.1308 | 1114163.045
150 | 2497626.5833 | 1114222.9041 | 2497612.6287 | 1114208.4804 | 2497605.7034 | 1114201.3259
151 | 2497623.6357 | 1114152.4671 | 2497614.1308 | 1114163.045
152 | 2497644.979 | 1114319.9484 | 2497642.4401 | 1114317.8011 | 2497636.6839 | 1114312.8304
153 | 2497683.2484 | 1114243.0194 | 2497691.5816 | 1114250.3035
154 | 2497683.2484 | 1114243.0194 | 2497690.982 | 1114234.1032
155 | 2497683.2484 | 1114243.0194 | 2497679.8599 | 1114246.8124
156 | 2497690.982 | 1114234.1032 | 2497692.6352 | 1114232.1973
157 | 2497672.64 | 1114241.0086 | 2497679.8599 | 1114246.8124
158 | 2497629.8723 | 1114226.3036 | 2497628.3044 | 1114224.683
159 | 2497627.4378 | 1114223.7873 | 2497628.3044 | 1114224.683
160 | 2497709.9136 | 1114299.7088 | 2497718.8094 | 1114306.4586 | 2497737.7559 | 1114321.5265
161 | 2497737.8054 | 1114321.5658 | 2497737.7559 | 1114321.5265
162 | 2497738.0547 | 1114321.7641 | 2497737.8054 | 1114321.5658
163 | 2497738.5584 | 1114322.1646 | 2497738.0547 | 1114321.7641
164 | 2497719.9163 | 1114255.6457 | 2497715.6306 | 1114260.5085
165 | 2497706.8658 | 1114346.3789 | 2497714.0849 | 1114338.0488
166 | 2497757.2424 | 1114213.2125 | 2497761.5141 | 1114208.347
167 | 2497753.8662 | 1114247.8679 | 2497753.8436 | 1114247.8478
168 | 2497823.755 | 1114129.5629 | 2497830.4712 | 1114122.0101
169 | 2497837.0518 | 1114114.6098 | 2497830.4712 | 1114122.0101
170 | 2497750.6437 | 1114404.9974 | 2497745.4446 | 1114410.1214
171 | 2497730.8349 | 1114424.5199 | 2497745.4446 | 1114410.1214
172 | 2497715.8569 | 1114439.2815 | 2497730.8349 | 1114424.5199
173 | 2497715.8569 | 1114439.2815 | 2497711.6026 | 1114443.1762
174 | 2497623.6357 | 1114152.4671 | 2497627.8533 | 1114147.7734 | 2497636.2081 | 1114138.7594
175 | 2497636.2081 | 1114138.7594 | 2497636.3326 | 1114138.6252
176 | 2497636.3326 | 1114138.6252 | 2497654.9359 | 1114118.5544
177 | 2497627.4378 | 1114223.7873 | 2497626.5833 | 1114222.9041
178 | 2497705.4516 | 1114348.0107 | 2497706.8658 | 1114346.3789
179 | 2497705.4516 | 1114348.0107 | 2497686.5441 | 1114369.8279
180 | 2497686.5441 | 1114369.8279 | 2497684.5778 | 1114372.0968
181 | 2497677.8998 | 1114379.8026 | 2497684.5778 | 1114372.0968
182 | 2497675.9209 | 1114382.086 | 2497677.8998 | 1114379.8026
183 | 2497675.9209 | 1114382.086 | 2497656.9572 | 1114403.9682
184 | 2497654.4364 | 1114406.8769 | 2497656.9572 | 1114403.9682
185 | 2497791.5522 | 1114040.0851 | 2497819.034 | 1114049.9245
186 | 2497823.5491 | 1114051.541 | 2497819.034 | 1114049.9245
187 | 2497837.7202 | 1114056.6147 | 2497823.5491 | 1114051.541
188 | 2497837.7202 | 1114056.6147 | 2497841.7597 | 1114057.9696 | 2497843.026 | 1114058.393 | 2497875.3301 | 1114071.245
189 | 2497875.3301 | 1114071.245 | 2497860.9337 | 1114087.5938
190 | 2497753.8697 | 1114247.871 | 2497753.8662 | 1114247.8679
191 | 2497763.0583 | 1114256.0348 | 2497753.8697 | 1114247.871
192 | 2497883.6401 | 1114171.3793 | 2497873.9476 | 1114182.4091
193 | 2497819.6486 | 1114181.2489 | 2497818.4864 | 1114182.573
194 | 2497848.2149 | 1114148.2013 | 2497842.4811 | 1114154.8506
195 | 2497890.2919 | 1114177.4042 | 2497883.6401 | 1114171.3793
196 | 2497886.0307 | 1114168.8596 | 2497883.6401 | 1114171.3793
197 | 2497860.9337 | 1114087.5938 | 2497855.647 | 1114093.5975
198 | 2498003.4814 | 1114178.5974 | 2498001.3779 | 1114180.4621
199 | 2498003.4814 | 1114178.5974 | 2498023.103 | 1114161.2037
200 | 2497981.8149 | 1114198.0589 | 2497996.8209 | 1114184.5016 | 2498001.3779 | 1114180.4621
201 | 2498045.3523 | 1114141.4807 | 2498023.103 | 1114161.2037
202 | 2497981.8149 | 1114198.0589 | 2497980.9295 | 1114198.8588
203 | 2498057.7814 | 1114130.4628 | 2498045.3523 | 1114141.4807
204 | 2497967.7263 | 1114210.5554 | 2497968.4604 | 1114209.8623 | 2497970.0472 | 1114208.6904 | 2497980.9295 | 1114198.8588
205 | 2498057.7814 | 1114130.4628 | 2498032.316 | 1114108.0998
206 | 2498057.7814 | 1114130.4628 | 2498069.8281 | 1114119.9005
207 | 2497961.35 | 1114216.5758 | 2497967.7263 | 1114210.5554
208 | 2498032.316 | 1114108.0998 | 2498027.2979 | 1114104.3852
209 | 2497800.6122 | 1114202.3943 | 2497800.6681 | 1114202.3324
210 | 2497805.5513 | 1114219.7559 | 2497794.0211 | 1114209.6604 | 2497795.485 | 1114208.068 | 2497800.6122 | 1114202.3943
211 | 2497804.9024 | 1114197.6468 | 2497800.6681 | 1114202.3324
212 | 2497809.1448 | 1114222.9023 | 2497805.5513 | 1114219.7559
213 | 2497804.9024 | 1114197.6468 | 2497812.0555 | 1114189.899
214 | 2497804.9024 | 1114197.6468 | 2497795.7941 | 1114189.7264
215 | 2497812.0555 | 1114189.899 | 2497823.3463 | 1114199.7051
216 | 2497812.0555 | 1114189.899 | 2497813.8313 | 1114187.8759
217 | 2497826.9735 | 1114202.8554 | 2497823.3463 | 1114199.7051
218 | 2497813.8313 | 1114187.8759 | 2497818.4864 | 1114182.573
219 | 2497921.6008 | 1114134.2305 | 2497932.3209 | 1114136.9072
220 | 2497935.9365 | 1114137.81 | 2497932.3209 | 1114136.9072
221 | 2497935.9365 | 1114137.81 | 2497949.1592 | 1114141.1115
222 | 2497959.0001 | 1114143.5687 | 2497959.0001 | 1114143.5687 | 2497949.1592 | 1114141.1115
223 | 2497959.0001 | 1114143.5687 | 2497961.2242 | 1114136.2154 | 2497972.0628 | 1114106.9877
224 | 2497904.6726 | 1114083.4578 | 2497914.6121 | 1114086.1029 | 2497924.5423 | 1114084.9903
225 | 2497924.5423 | 1114084.9903 | 2497941.7396 | 1114083.6615
226 | 2497904.6726 | 1114083.4578 | 2497889.0306 | 1114101.4558
227 | 2497974.3532 | 1114100.8114 | 2497972.0628 | 1114106.9877
228 | 2497854.5147 | 1114140.8958 | 2497848.2149 | 1114148.2013
229 | 2497859.5774 | 1114135.1401 | 2497854.5147 | 1114140.8958
230 | 2497854.5147 | 1114140.8958 | 2497865.158 | 1114150.3387
231 | 2497859.5774 | 1114135.1401 | 2497861.0097 | 1114133.5433
232 | 2497859.5774 | 1114135.1401 | 2497850.1806 | 1114126.8916
233 | 2497865.158 | 1114150.3387 | 2497869.231 | 1114153.9524
234 | 2497871.4087 | 1114121.732 | 2497865.4001 | 1114128.6488 | 2497861.0097 | 1114133.5433
235 | 2497871.3745 | 1114155.8541 | 2497869.231 | 1114153.9524
236 | 2497859.2428 | 1114169.4945 | 2497859.2713 | 1114169.4626
237 | 2497871.3745 | 1114155.8541 | 2497862.1189 | 1114166.2613 | 2497859.2713 | 1114169.4626
238 | 2497981.6825 | 1114081.0468 | 2497974.3532 | 1114100.8114
239 | 2497981.6825 | 1114081.0468 | 2497986.3495 | 1114081.1349 | 2497992.6615 | 1114081.6622 | 2497998.0847 | 1114083.5387 | 2498003.6798 | 1114086.9021
240 | 2498003.6798 | 1114086.9021 | 2498027.2979 | 1114104.3852
241 | 2497852.2067 | 1114105.3011 | 2497862.0788 | 1114113.7486
242 | 2497871.4087 | 1114121.732 | 2497862.0788 | 1114113.7486
243 | 2497848.3183 | 1114101.9201 | 2497852.2067 | 1114105.3011
244 | 2497871.4087 | 1114121.732 | 2497877.7397 | 1114114.4473
245 | 2497871.4087 | 1114121.732 | 2497882.1826 | 1114131.2069
246 | 2497848.3183 | 1114101.9201 | 2497849.7739 | 1114100.2671
247 | 2497848.3183 | 1114101.9201 | 2497842.5045 | 1114108.4779 | 2497842.4129 | 1114108.5809
248 | 2497883.1549 | 1114108.2165 | 2497877.7397 | 1114114.4473
249 | 2497882.1826 | 1114131.2069 | 2497886.297 | 1114134.8253
250 | 2497855.647 | 1114093.5975 | 2497849.7739 | 1114100.2671
251 | 2497837.0518 | 1114114.6098 | 2497842.4129 | 1114108.5809
252 | 2497889.0306 | 1114101.4558 | 2497883.1549 | 1114108.2165
253 | 2497873.2183 | 1114157.4903 | 2497877.3106 | 1114161.1216
254 | 2497871.3745 | 1114155.8541 | 2497873.2183 | 1114157.4903
255 | 2497886.0307 | 1114168.8596 | 2497877.3106 | 1114161.1216
256 | 2497703.9759 | 1114204.8561 | 2497711.1905 | 1114210.8046

## bus_geodata
| x | y | coords
0 | 2497307.0398 | 1114169.1945
1 | 2497292.6239 | 1114194.0588
2 | 2497345.6876 | 1114214.8831
3 | 2497359.8154 | 1114195.5423
4 | 2497465.8801 | 1114319.4568
5 | 2497518.066 | 1114351.8285
6 | 2497493.7231 | 1114295.0445
7 | 2497361.5176 | 1114193.212
8 | 2497898.1036 | 1114274.0636
9 | 2497879.5149 | 1114290.4413
10 | 2497927.7078 | 1114248.3403
11 | 2497873.9724 | 1114295.3245
12 | 2497940.4368 | 1114259.352
13 | 2497900.2673 | 1114224.2156
14 | 2497947.5218 | 1114229.6322
15 | 2497871.944 | 1114297.1117
16 | 2497955.1293 | 1114272.0623
17 | 2497886.1531 | 1114211.8069
18 | 2497955.0347 | 1114222.5386
19 | 2497890.0891 | 1114313.2047
20 | 2497868.0099 | 1114300.8042
21 | 2497867.0883 | 1114190.2149
22 | 2497883.091 | 1114209.3683
23 | 2497959.5556 | 1114218.27
24 | 2497854.577 | 1114312.4039
25 | 2497851.3546 | 1114315.1372
26 | 2497848.6039 | 1114317.3506
27 | 2497840.5353 | 1114323.8431
28 | 2497835.7462 | 1114327.8248
29 | 2497819.3984 | 1114341.7729
30 | 2497802.9128 | 1114358.2684
31 | 2497826.4725 | 1114335.7372
32 | 2497798.8753 | 1114363.0311
33 | 2497786.9619 | 1114369.7142
34 | 2497771.7949 | 1114384.4262
35 | 2497776.2958 | 1114361.4055
36 | 2497762.0604 | 1114350.3166
37 | 2497761.0991 | 1114349.5677
38 | 2497742.0229 | 1114334.7026
39 | 2497766.1715 | 1114389.881
40 | 2497727.1601 | 1114322.9613
41 | 2497754.1476 | 1114401.5441
42 | 2497397.2352 | 1114217.3885
43 | 2497424.8749 | 1114179.5212
44 | 2497381.9305 | 1114208.7015
45 | 2497450.9986 | 1114143.7308
46 | 2497493.5663 | 1114155.2415
47 | 2497507.5451 | 1114135.7904
48 | 2497540.9426 | 1114159.818
49 | 2497564.0332 | 1114176.4365
50 | 2497527.1945 | 1114259.2489
51 | 2497519.9678 | 1114267.3461
52 | 2497532.9298 | 1114252.8227
53 | 2497500.5594 | 1114289.1577
54 | 2497547.0844 | 1114236.963
55 | 2497553.2155 | 1114230.2906
56 | 2497576.8705 | 1114263.9568
57 | 2497561.1865 | 1114221.6159
58 | 2497578.7757 | 1114265.6914
59 | 2497578.7943 | 1114265.7083
60 | 2497586.1587 | 1114272.4132
61 | 2497574.2989 | 1114207.3459
62 | 2497598.4028 | 1114384.7439
63 | 2497591.9382 | 1114380.2059
64 | 2497624.4032 | 1114363.8633
65 | 2497699.869 | 1114257.5255
66 | 2497714.183 | 1114241.2773
67 | 2497697.7604 | 1114255.7044
68 | 2497676.1567 | 1114284.5211
69 | 2497686.7322 | 1114292.8143
70 | 2497665.3877 | 1114296.758
71 | 2497606.0818 | 1114364.1361
72 | 2497583.5605 | 1114372.6539
73 | 2497692.6365 | 1114286.5995
74 | 2497710.8192 | 1114265.968
75 | 2497709.5413 | 1114299.4263
76 | 2497673.3433 | 1114308.0763
77 | 2497648.6088 | 1114277.5671
78 | 2497639.1214 | 1114288.3394
79 | 2497657.7201 | 1114267.2218
80 | 2497629.0318 | 1114299.7955
81 | 2497638.8954 | 1114247.1111
82 | 2497623.3969 | 1114306.1936
83 | 2497615.5447 | 1114223.0027
84 | 2497621.821 | 1114307.9832
85 | 2497630.7753 | 1114312.6951
86 | 2497586.8725 | 1114193.6623
87 | 2497728.2058 | 1114225.3596
88 | 2497719.8989 | 1114218.2538
89 | 2497738.6699 | 1114234.3663
90 | 2497742.4585 | 1114209.4265
91 | 2497752.7774 | 1114218.298
92 | 2497724.3933 | 1114250.5657
93 | 2497753.8388 | 1114247.8436
94 | 2497657.4885 | 1114305.7339
95 | 2497576.0441 | 1114359.9574
96 | 2497577.138 | 1114358.7155
97 | 2497584.3339 | 1114350.5468
98 | 2497584.3402 | 1114350.5396
99 | 2497614.3264 | 1114337.43
100 | 2497608.8876 | 1114336.5693
101 | 2497612.8099 | 1114340.5833
102 | 2497601.9196 | 1114330.5834
103 | 2497610.0136 | 1114342.6013
104 | 2497595.5577 | 1114337.8055
105 | 2497603.9154 | 1114328.317
106 | 2497595.5221 | 1114337.8459
107 | 2497603.9306 | 1114328.2997
108 | 2497750.4403 | 1114200.5036
109 | 2497759.5304 | 1114190.3417
110 | 2497767.1596 | 1114181.656
111 | 2497773.1837 | 1114174.7977
112 | 2497739.188 | 1114179.1115
113 | 2497732.3827 | 1114173.156
114 | 2497731.0746 | 1114188.2959
115 | 2497786.7958 | 1114125.3512
116 | 2497776.2134 | 1114115.9596
117 | 2497798.7779 | 1114135.984
118 | 2497719.7377 | 1114218.1159
119 | 2497812.6834 | 1114142.0136
120 | 2497816.7719 | 1114145.3578
121 | 2497803.5539 | 1114140.2221
122 | 2497793.8837 | 1114151.2314
123 | 2497826.792 | 1114154.3358
124 | 2497832.5324 | 1114166.5719
125 | 2497824.5539 | 1114175.6609
126 | 2497835.8931 | 1114162.4904
127 | 2497778.1845 | 1114169.1045
128 | 2497726.401 | 1114193.5864
129 | 2497766.418 | 1114107.2663
130 | 2497589.2563 | 1114344.9588
131 | 2497783.3974 | 1114163.1697
132 | 2497787.7761 | 1114158.1847
133 | 2497592.2355 | 1114187.412
134 | 2497605.7034 | 1114201.3259
135 | 2497614.1308 | 1114163.045
136 | 2497636.6839 | 1114312.8304
137 | 2497644.979 | 1114319.9484
138 | 2497631.7524 | 1114318.131
139 | 2497691.5816 | 1114250.3035
140 | 2497683.2484 | 1114243.0194
141 | 2497690.982 | 1114234.1032
142 | 2497679.8599 | 1114246.8124
143 | 2497692.6352 | 1114232.1973
144 | 2497672.64 | 1114241.0086
145 | 2497629.8722 | 1114226.3036
146 | 2497628.3044 | 1114224.683
147 | 2497737.7559 | 1114321.5265
148 | 2497709.9136 | 1114299.7088
149 | 2497737.8054 | 1114321.5658
150 | 2497738.0547 | 1114321.7641
151 | 2497738.5584 | 1114322.1647
152 | 2497715.6306 | 1114260.5085
153 | 2497719.9163 | 1114255.6457
154 | 2497714.0849 | 1114338.0488
155 | 2497757.2424 | 1114213.2125
156 | 2497753.8436 | 1114247.8478
157 | 2497823.755 | 1114129.5629
158 | 2497830.4712 | 1114122.0101
159 | 2497750.6437 | 1114404.9974
160 | 2497745.4445 | 1114410.1214
161 | 2497730.8349 | 1114424.5199
162 | 2497715.8569 | 1114439.2815
163 | 2497711.6026 | 1114443.1762
164 | 2497623.6357 | 1114152.4671
165 | 2497636.2081 | 1114138.7594
166 | 2497636.3326 | 1114138.6252
167 | 2497626.5833 | 1114222.9041
168 | 2497654.9359 | 1114118.5544
169 | 2497627.4378 | 1114223.7873
170 | 2497705.4516 | 1114348.0107
171 | 2497706.8658 | 1114346.3789
172 | 2497686.5441 | 1114369.8279
173 | 2497684.5778 | 1114372.0968
174 | 2497677.8998 | 1114379.8026
175 | 2497675.9209 | 1114382.086
176 | 2497656.9572 | 1114403.9682
177 | 2497654.4364 | 1114406.8769
178 | 2497791.5522 | 1114040.0851
179 | 2497819.034 | 1114049.9245
180 | 2497823.5491 | 1114051.541
181 | 2497837.7202 | 1114056.6147
182 | 2497875.3301 | 1114071.245
183 | 2497763.0414 | 1114104.2696
184 | 2497753.8662 | 1114247.8679
185 | 2497753.8697 | 1114247.871
186 | 2497763.0583 | 1114256.0348
187 | 2497868.0256 | 1114197.2219
188 | 2497873.9476 | 1114182.4091
189 | 2497819.6486 | 1114181.2489
190 | 2497842.4811 | 1114154.8506
191 | 2497883.6401 | 1114171.3793
192 | 2497860.9337 | 1114087.5938
193 | 2498003.4814 | 1114178.5974
194 | 2498001.3779 | 1114180.4621
195 | 2498023.103 | 1114161.2037
196 | 2497981.8149 | 1114198.0589
197 | 2498045.3523 | 1114141.4807
198 | 2497980.9295 | 1114198.8588
199 | 2498057.7814 | 1114130.4628
200 | 2497967.7263 | 1114210.5554
201 | 2498032.316 | 1114108.0998
202 | 2498069.8281 | 1114119.9005
203 | 2497961.35 | 1114216.5758
204 | 2497800.6122 | 1114202.3943
205 | 2497800.6681 | 1114202.3324
206 | 2497805.5513 | 1114219.7559
207 | 2497804.9024 | 1114197.6468
208 | 2497809.1448 | 1114222.9023
209 | 2497812.0555 | 1114189.899
210 | 2497795.7941 | 1114189.7264
211 | 2497823.3463 | 1114199.7051
212 | 2497813.8313 | 1114187.8759
213 | 2497932.3209 | 1114136.9072
214 | 2497921.6008 | 1114134.2305
215 | 2497935.9365 | 1114137.81
216 | 2497949.1592 | 1114141.1115
217 | 2497959.0001 | 1114143.5687
218 | 2497924.5423 | 1114084.9903
219 | 2497904.6726 | 1114083.4578
220 | 2497941.7396 | 1114083.6615
221 | 2497972.0628 | 1114106.9877
222 | 2497848.2149 | 1114148.2013
223 | 2497854.5147 | 1114140.8958
224 | 2497859.5774 | 1114135.1401
225 | 2497865.158 | 1114150.3387
226 | 2497861.0097 | 1114133.5433
227 | 2497850.1806 | 1114126.8916
228 | 2497869.231 | 1114153.9524
229 | 2497859.2428 | 1114169.4945
230 | 2497859.2713 | 1114169.4626
231 | 2497818.4864 | 1114182.573
232 | 2497761.5141 | 1114208.347
233 | 2497974.3532 | 1114100.8114
234 | 2497981.6825 | 1114081.0468
235 | 2498003.6798 | 1114086.9021
236 | 2497862.0788 | 1114113.7486
237 | 2497852.2067 | 1114105.3011
238 | 2497871.4087 | 1114121.732
239 | 2497848.3183 | 1114101.9201
240 | 2497877.7397 | 1114114.4473
241 | 2497882.1826 | 1114131.2069
242 | 2497849.7739 | 1114100.2671
243 | 2497842.4129 | 1114108.5809
244 | 2497889.0306 | 1114101.4558
245 | 2497883.1549 | 1114108.2165
246 | 2497886.297 | 1114134.8253
247 | 2497855.647 | 1114093.5975
248 | 2497837.0518 | 1114114.6098
249 | 2497826.9735 | 1114202.8554
250 | 2498027.2979 | 1114104.3852
251 | 2497873.2183 | 1114157.4903
252 | 2497877.3106 | 1114161.1216
253 | 2497871.3745 | 1114155.8541
254 | 2497886.0307 | 1114168.8596
255 | 2497890.2919 | 1114177.4042
256 | 2497711.1905 | 1114210.8046
257 | 2497703.9759 | 1114204.8561
258 | 2497683.2484 | 1114243.0194

## line_std_types
| c_nf_per_km | r_ohm_per_km | x_ohm_per_km | max_i_ka | type | q_mm2 | alpha | voltage_rating
NAYY 4x50 SE | 210 | 0.642 | 0.083 | 0.142 | cs | 50 | 0.00403 | LV
NAYY 4x120 SE | 264 | 0.225 | 0.08 | 0.242 | cs | 120 | 0.00403 | LV
NAYY 4x150 SE | 261 | 0.208 | 0.08 | 0.27 | cs | 150 | 0.00403 | LV
NA2XS2Y 1x95 RM/25 12/20 kV | 216 | 0.313 | 0.132 | 0.252 | cs | 95 | 0.00403 | MV
NA2XS2Y 1x185 RM/25 12/20 kV | 273 | 0.161 | 0.117 | 0.362 | cs | 185 | 0.00403 | MV
NA2XS2Y 1x240 RM/25 12/20 kV | 304 | 0.122 | 0.112 | 0.421 | cs | 240 | 0.00403 | MV
NA2XS2Y 1x95 RM/25 6/10 kV | 315 | 0.313 | 0.123 | 0.249 | cs | 95 | 0.00403 | MV
NA2XS2Y 1x185 RM/25 6/10 kV | 406 | 0.161 | 0.11 | 0.358 | cs | 185 | 0.00403 | MV
NA2XS2Y 1x240 RM/25 6/10 kV | 456 | 0.122 | 0.105 | 0.416 | cs | 240 | 0.00403 | MV
NA2XS2Y 1x150 RM/25 12/20 kV | 250 | 0.206 | 0.116 | 0.319 | cs | 150 | 0.00403 | MV
NA2XS2Y 1x120 RM/25 12/20 kV | 230 | 0.253 | 0.119 | 0.283 | cs | 120 | 0.00403 | MV
NA2XS2Y 1x70 RM/25 12/20 kV | 190 | 0.443 | 0.132 | 0.22 | cs | 70 | 0.00403 | MV
NA2XS2Y 1x150 RM/25 6/10 kV | 360 | 0.206 | 0.11 | 0.315 | cs | 150 | 0.00403 | MV
NA2XS2Y 1x120 RM/25 6/10 kV | 340 | 0.253 | 0.113 | 0.28 | cs | 120 | 0.00403 | MV
NA2XS2Y 1x70 RM/25 6/10 kV | 280 | 0.443 | 0.123 | 0.217 | cs | 70 | 0.00403 | MV
N2XS(FL)2Y 1x120 RM/35 64/110 kV | 112 | 0.153 | 0.166 | 0.366 | cs | 120 | 0.00393 | HV
N2XS(FL)2Y 1x185 RM/35 64/110 kV | 125 | 0.099 | 0.156 | 0.457 | cs | 185 | 0.00393 | HV
N2XS(FL)2Y 1x240 RM/35 64/110 kV | 135 | 0.075 | 0.149 | 0.526 | cs | 240 | 0.00393 | HV
N2XS(FL)2Y 1x300 RM/35 64/110 kV | 144 | 0.06 | 0.144 | 0.588 | cs | 300 | 0.00393 | HV
15-AL1/3-ST1A 0.4 | 11 | 1.8769 | 0.35 | 0.105 | ol | 16 | 0.00403 | LV
24-AL1/4-ST1A 0.4 | 11.25 | 1.2012 | 0.335 | 0.14 | ol | 24 | 0.00403 | LV
48-AL1/8-ST1A 0.4 | 12.2 | 0.5939 | 0.3 | 0.21 | ol | 48 | 0.00403 | LV
94-AL1/15-ST1A 0.4 | 13.2 | 0.306 | 0.29 | 0.35 | ol | 94 | 0.00403 | LV
34-AL1/6-ST1A 10.0 | 9.7 | 0.8342 | 0.36 | 0.17 | ol | 34 | 0.00403 | MV
48-AL1/8-ST1A 10.0 | 10.1 | 0.5939 | 0.35 | 0.21 | ol | 48 | 0.00403 | MV
70-AL1/11-ST1A 10.0 | 10.4 | 0.4132 | 0.339 | 0.29 | ol | 70 | 0.00403 | MV
94-AL1/15-ST1A 10.0 | 10.75 | 0.306 | 0.33 | 0.35 | ol | 94 | 0.00403 | MV
122-AL1/20-ST1A 10.0 | 11.1 | 0.2376 | 0.323 | 0.41 | ol | 122 | 0.00403 | MV
149-AL1/24-ST1A 10.0 | 11.25 | 0.194 | 0.315 | 0.47 | ol | 149 | 0.00403 | MV
34-AL1/6-ST1A 20.0 | 9.15 | 0.8342 | 0.382 | 0.17 | ol | 34 | 0.00403 | MV
48-AL1/8-ST1A 20.0 | 9.5 | 0.5939 | 0.372 | 0.21 | ol | 48 | 0.00403 | MV
70-AL1/11-ST1A 20.0 | 9.7 | 0.4132 | 0.36 | 0.29 | ol | 70 | 0.00403 | MV
94-AL1/15-ST1A 20.0 | 10 | 0.306 | 0.35 | 0.35 | ol | 94 | 0.00403 | MV
122-AL1/20-ST1A 20.0 | 10.3 | 0.2376 | 0.344 | 0.41 | ol | 122 | 0.00403 | MV
149-AL1/24-ST1A 20.0 | 10.5 | 0.194 | 0.337 | 0.47 | ol | 149 | 0.00403 | MV
184-AL1/30-ST1A 20.0 | 10.75 | 0.1571 | 0.33 | 0.535 | ol | 184 | 0.00403 | MV
243-AL1/39-ST1A 20.0 | 11 | 0.1188 | 0.32 | 0.645 | ol | 243 | 0.00403 | MV
48-AL1/8-ST1A 110.0 | 8 | 0.5939 | 0.46 | 0.21 | ol | 48 | 0.00403 | HV
70-AL1/11-ST1A 110.0 | 8.4 | 0.4132 | 0.45 | 0.29 | ol | 70 | 0.00403 | HV
94-AL1/15-ST1A 110.0 | 8.65 | 0.306 | 0.44 | 0.35 | ol | 94 | 0.00403 | HV
122-AL1/20-ST1A 110.0 | 8.5 | 0.2376 | 0.43 | 0.41 | ol | 122 | 0.00403 | HV
149-AL1/24-ST1A 110.0 | 8.75 | 0.194 | 0.41 | 0.47 | ol | 149 | 0.00403 | HV
184-AL1/30-ST1A 110.0 | 8.8 | 0.1571 | 0.4 | 0.535 | ol | 184 | 0.00403 | HV
243-AL1/39-ST1A 110.0 | 9 | 0.1188 | 0.39 | 0.645 | ol | 243 | 0.00403 | HV
305-AL1/39-ST1A 110.0 | 9.2 | 0.0949 | 0.38 | 0.74 | ol | 305 | 0.00403 | HV
490-AL1/64-ST1A 110.0 | 9.75 | 0.059 | 0.37 | 0.96 | ol | 490 | 0.00403 | HV
679-AL1/86-ST1A 110.0 | 9.95 | 0.042 | 0.36 | 1.15 | ol | 679 | 0.00403 | HV
490-AL1/64-ST1A 220.0 | 10 | 0.059 | 0.285 | 0.96 | ol | 490 | 0.00403 | HV
679-AL1/86-ST1A 220.0 | 11.7 | 0.042 | 0.275 | 1.15 | ol | 679 | 0.00403 | HV
490-AL1/64-ST1A 380.0 | 11 | 0.059 | 0.253 | 0.96 | ol | 490 | 0.00403 | HV
679-AL1/86-ST1A 380.0 | 14.6 | 0.042 | 0.25 | 1.15 | ol | 679 | 0.00403 | HV

## trafo_std_types
| i0_percent | pfe_kw | vkr_percent | sn_mva | vn_lv_kv | vn_hv_kv | vk_percent | shift_degree | vector_group | tap_side | tap_neutral | tap_min | tap_max | tap_step_degree | tap_step_percent | tap_phase_shifter
160 MVA 380/110 kV | 0.06 | 60 | 0.25 | 160 | 110 | 380 | 12.2 | 0 | Yy0 | hv | 0 | -9 | 9 | 0 | 1.5 | FALSE
100 MVA 220/110 kV | 0.06 | 55 | 0.26 | 100 | 110 | 220 | 12 | 0 | Yy0 | hv | 0 | -9 | 9 | 0 | 1.5 | FALSE
63 MVA 110/20 kV | 0.04 | 22 | 0.32 | 63 | 20 | 110 | 18 | 150 | YNd5 | hv | 0 | -9 | 9 | 0 | 1.5 | FALSE
40 MVA 110/20 kV | 0.05 | 18 | 0.34 | 40 | 20 | 110 | 16.2 | 150 | YNd5 | hv | 0 | -9 | 9 | 0 | 1.5 | FALSE
25 MVA 110/20 kV | 0.07 | 14 | 0.41 | 25 | 20 | 110 | 12 | 150 | YNd5 | hv | 0 | -9 | 9 | 0 | 1.5 | FALSE
63 MVA 110/10 kV | 0.04 | 22 | 0.32 | 63 | 10 | 110 | 18 | 150 | YNd5 | hv | 0 | -9 | 9 | 0 | 1.5 | FALSE
40 MVA 110/10 kV | 0.05 | 18 | 0.34 | 40 | 10 | 110 | 16.2 | 150 | YNd5 | hv | 0 | -9 | 9 | 0 | 1.5 | FALSE
25 MVA 110/10 kV | 0.07 | 14 | 0.41 | 25 | 10 | 110 | 12 | 150 | YNd5 | hv | 0 | -9 | 9 | 0 | 1.5 | FALSE
0.25 MVA 20/0.4 kV | 0.32 | 0.8 | 1.44 | 0.25 | 0.4 | 20 | 6 | 150 | Yzn5 | hv | 0 | -2 | 2 | 0 | 2.5 | FALSE
0.4 MVA 20/0.4 kV | 0.3375 | 1.35 | 1.425 | 0.4 | 0.4 | 20 | 6 | 150 | Dyn5 | hv | 0 | -2 | 2 | 0 | 2.5 | FALSE
0.63 MVA 20/0.4 kV | 0.2619 | 1.65 | 1.206 | 0.63 | 0.4 | 20 | 6 | 150 | Dyn5 | hv | 0 | -2 | 2 | 0 | 2.5 | FALSE
0.25 MVA 10/0.4 kV | 0.24 | 0.6 | 1.2 | 0.25 | 0.4 | 10 | 4 | 150 | Dyn5 | hv | 0 | -2 | 2 | 0 | 2.5 | FALSE
0.4 MVA 10/0.4 kV | 0.2375 | 0.95 | 1.325 | 0.4 | 0.4 | 10 | 4 | 150 | Dyn5 | hv | 0 | -2 | 2 | 0 | 2.5 | FALSE
0.63 MVA 10/0.4 kV | 0.1873 | 1.18 | 1.0794 | 0.63 | 0.4 | 10 | 4 | 150 | Dyn5 | hv | 0 | -2 | 2 | 0 | 2.5 | FALSE

## trafo3w_std_types
| sn_hv_mva | sn_mv_mva | sn_lv_mva | vn_hv_kv | vn_mv_kv | vn_lv_kv | vk_hv_percent | vk_mv_percent | vk_lv_percent | vkr_hv_percent | vkr_mv_percent | vkr_lv_percent | pfe_kw | i0_percent | shift_mv_degree | shift_lv_degree | vector_group | tap_side | tap_neutral | tap_min | tap_max | tap_step_percent
63/25/38 MVA 110/20/10 kV | 63 | 25 | 38 | 110 | 20 | 10 | 10.4 | 10.4 | 10.4 | 0.28 | 0.32 | 0.35 | 35 | 0.89 | 0 | 0 | YN0yn0yn0 | hv | 0 | -10 | 10 | 1.2
63/25/38 MVA 110/10/10 kV | 63 | 25 | 38 | 110 | 10 | 10 | 10.4 | 10.4 | 10.4 | 0.28 | 0.32 | 0.35 | 35 | 0.89 | 0 | 0 | YN0yn0yn0 | hv | 0 | -10 | 10 | 1.2

## fuse_std_types
| fuse_type | i_rated_a | t_avg | t_min | t_total | x_avg | x_min | x_total
HV 100A | HV 100A | 100 | 0 | [10.0, 3.64, 0.854, 0.281, 0.1, 0.0531, 0.022, 0.01] | [10.0, 4.267, 1.21, 0.403, 0.1, 0.058, 0.022, 0.01] | 0 | [300.0, 350.0, 450.0, 550.0, 700.0, 850.0, 1200.0, 1752.0] | [600.0, 700.0, 900.0, 1150.0, 1665.0, 2000.0, 3000.0, 4313.0]
HV 10A | HV 10A | 10 | 0 | [10.0, 1675.0, 0.344, 0.156, 0.1, 0.0417, 0.0171, 0.01] | [10.0, 1.3, 0.3, 0.155, 0.1, 0.0555, 0.023, 0.01] | 0 | [30.0, 32.0, 35.0, 37.0, 39.0, 50.0, 70.0, 88.0] | [60.0, 70.0, 80.0, 87.0, 94.0, 110.0, 150.0, 216.0]
HV 125A | HV 125A | 125 | 0 | [10.0, 1.82, 0.344, 0.1, 0.0467, 0.0269, 0.01] | [10.0, 2.478, 0.426, 0.1, 0.0427, 0.0211, 0.01] | 0 | [375.0, 500.0, 700.0, 925.0, 1200.0, 1500.0, 2341.0] | [750.0, 1000.0, 1500.0, 2200.0, 3000.0, 4000.0, 5765.0]
HV 160A | HV 160A | 160 | 0 | [10.0, 4.15, 1.03, 0.198, 0.1, 0.051, 0.0172, 0.01] | [10.0, 2.3, 0.734, 0.274, 0.1, 0.046, 0.0177, 0.01] | 0 | [480.0, 550.0, 700.0, 1000.0, 1260.0, 1600.0, 2500.0, 3227.0] | [960.0, 1300.0, 1700.0, 2200.0, 2996.0, 4000.0, 6000.0, 7946.0]
HV 16A | HV 16A | 16 | 0 | [10.0, 0.352, 0.164, 0.1, 0.0649, 0.0342, 0.01] | [10.0, 2.34, 0.722, 0.181, 0.1, 0.055, 0.0296, 0.01] | 0 | [48.0, 60.0, 65.0, 71.0, 80.0, 100.0, 162.0] | [96.0, 110.0, 125.0, 150.0, 168.0, 200.0, 250.0, 398.0]
HV 200A | HV 200A | 200 | 0 | [10.0, 4.267, 1.21, 0.403, 0.1, 0.058, 0.022, 0.01] | [10.0, 3.73, 1.654, 0.328, 0.1, 0.0531, 0.019, 0.01] | 0 | [600.0, 700.0, 900.0, 1150.0, 1665.0, 2000.0, 3000.0, 4313.0] | [1200.0, 1500.0, 1800.0, 2700.0, 3960.0, 5000.0, 7500.0, 10620.0]
HV 20A | HV 20A | 20 | 0 | [10.0, 1.3, 0.3, 0.155, 0.1, 0.0555, 0.023, 0.01] | [10.0, 1.3, 0.161, 0.1, 0.0611, 0.0399, 0.0141, 0.01] | 0 | [60.0, 70.0, 80.0, 87.0, 94.0, 110.0, 150.0, 216.0] | [120.0, 150.0, 200.0, 223.0, 260.0, 300.0, 450.0, 532.0]
HV 25A | HV 25A | 25 | 0 | [10.0, 2.512, 0.833, 0.299, 0.1, 0.0372, 0.0223, 0.01] | [10.0, 3.125, 0.597, 0.198, 0.1, 0.0378, 0.022, 0.01] | 0 | [75.0, 82.0, 90.0, 100.0, 124.0, 170.0, 200.0, 289.0] | [150.0, 170.0, 210.0, 250.0, 294.0, 400.0, 500.0, 711.0]
HV 31.5A | HV 31.5A | 31.5 | 0 | [10.0, 2.34, 0.722, 0.181, 0.1, 0.055, 0.0296, 0.01] | [10.0, 2.84, 0.368, 0.164, 0.1, 0.0621, 0.0378, 0.0195, 0.01] | 0 | [95.0, 110.0, 125.0, 150.0, 165.0, 200.0, 250.0, 390.0] | [189.0, 220.0, 300.0, 350.0, 393.0, 450.0, 530.0, 700.0, 960.0]
HV 40A | HV 40A | 40 | 0 | [10.0, 1.3, 0.161, 0.1, 0.0611, 0.0399, 0.0141, 0.01] | [10.0, 2.05, 0.369, 0.198, 0.1, 0.051, 0.0298, 0.01] | 0 | [120.0, 150.0, 200.0, 223.0, 260.0, 300.0, 450.0, 532.0] | [240.0, 300.0, 400.0, 450.0, 530.0, 650.0, 800.0, 1311.0]
HV 50A | HV 50A | 50 | 0 | [10.0, 3.215, 0.597, 0.198, 0.1, 0.0378, 0.022, 0.01] | [10.0, 3.64, 0.854, 0.281, 0.1, 0.0531, 0.022, 0.01] | 0 | [150.0, 170.0, 210.0, 250.0, 294.0, 400.0, 500.0, 711.0] | [300.0, 350.0, 450.0, 550.0, 700.0, 850.0, 1200.0, 1752.0]
HV 6.3A | HV 6.3A | 6.3 | 0 | [10.0, 1.39, 0.344, 0.168, 0.1, 0.056, 0.0263, 0.01] | [10.0, 1.711, 0.516, 0.198, 0.1, 0.0634, 0.0303, 0.01] | 0 | [19.0, 19.5, 20.4, 20.8, 22.0, 25.0, 32.0, 48.0] | [38.0, 40.0, 43.0, 48.0, 53.0, 60.0, 75.0, 118.0]
HV 63A | HV 63A | 63 | 0 | [10.0, 2.84, 0.368, 0.164, 0.1, 0.0621, 0.0378, 0.0195, 0.01] | [10.0, 1.82, 0.344, 0.1, 0.0467, 0.0269, 0.01] | 0 | [189.0, 220.0, 300.0, 350.0, 393.0, 450.0, 530.0, 700.0, 961.0] | [378.0, 500.0, 700.0, 934.0, 1200.0, 1500.0, 2366.0]
HV 80A | HV 80A | 80 | 0 | [10.0, 2.05, 0.369, 0.198, 0.1, 0.051, 0.0298, 0.01] | [10.0, 4.15, 1.03, 0.198, 0.1, 0.051, 0.0172, 0.01] | 0 | [240.0, 300.0, 400.0, 450.0, 530.0, 650.0, 800.0, 1311.0] | [480.0, 550.0, 700.0, 1000.0, 1260.0, 1600.0, 2500.0, 3227.0]
Siemens NH-1-100 | Siemens NH-1-100 | 100 | [5400.0, 2000.0, 400.0, 20.0, 1.0, 0.2, 0.012, 0.004] | 0 | 0 | [150.0, 190.0, 250.0, 430.0, 900.0, 1250.0, 2700.0, 3600.0] | 0 | 0
Siemens NH-1-125 | Siemens NH-1-125 | 125 | [4800.0, 120.0, 7.0, 0.1, 0.004] | 0 | 0 | [180.0, 400.0, 740.0, 2000.0, 4250.0] | 0 | 0
Siemens NH-1-16 | Siemens NH-1-16 | 16 | [4000.0, 400.0, 2.0, 0.1, 0.04, 0.01] | 0 | 0 | [26.0, 35.0, 75.0, 150.0, 200.0, 300.0] | 0 | 0
Siemens NH-1-160 | Siemens NH-1-160 | 160 | [4800.0, 120.0, 7.0, 0.1, 0.004] | 0 | 0 | [210.0, 500.0, 900.0, 2300.0, 5000.0] | 0 | 0
Siemens NH-1-25 | Siemens NH-1-25 | 25 | [4000.0, 1000.0, 10.0, 0.2, 0.02, 0.01] | 0 | 0 | [40.0, 50.0, 100.0, 210.0, 400.0, 500.0] | 0 | 0
Siemens NH-1-50 | Siemens NH-1-50 | 50 | [4000.0, 40.0, 4.0, 1.0, 0.02, 0.01] | 0 | 0 | [86.0, 200.0, 300.0, 400.0, 1000.0, 1280.0] | 0 | 0
Siemens NH-1-63 | Siemens NH-1-63 | 63 | [4000.0, 100.0, 10.0, 2.0, 0.04, 0.01] | 0 | 0 | [100.0, 200.0, 300.0, 400.0, 1000.0, 1500.0] | 0 | 0
Siemens NH-1-80 | Siemens NH-1-80 | 80 | [4800.0, 120.0, 7.0, 0.1, 0.01] | 0 | 0 | [150.58, 250.0, 450.0, 1150.0, 2470.0] | 0 | 0
Siemens NH-2-1000 | Siemens NH-2-1000 | 1000 | [4800.0, 120.0, 7.0, 0.1, 0.004] | 0 | 0 | [1900.0, 3500.0, 8400.0, 24000.0, 52000.0] | 0 | 0
Siemens NH-2-200 | Siemens NH-2-200 | 200 | [4800.0, 120.0, 7.0, 0.1, 0.004] | 0 | 0 | [280.0, 650.0, 1200.0, 3000.0, 7000.0] | 0 | 0
Siemens NH-2-224 | Siemens NH-2-224 | 224 | [4800.0, 120.0, 7.0, 0.2, 0.04, 0.004] | 0 | 0 | [400.0, 750.0, 1453.0, 3025.0, 4315.0, 7600.0] | 0 | 0
Siemens NH-2-250 | Siemens NH-2-250 | 250 | [4800.0, 120.0, 7.0, 0.1, 0.004] | 0 | 0 | [450.0, 800.0, 1650.0, 4000.0, 8500.0] | 0 | 0
Siemens NH-2-315 | Siemens NH-2-315 | 315 | [4800.0, 120.0, 7.0, 0.1, 0.004] | 0 | 0 | [550.0, 920.0, 1900.0, 5000.0, 11000.0] | 0 | 0
Siemens NH-2-355 | Siemens NH-2-355 | 355 | [4800.0, 120.0, 6.0, 0.1, 0.004] | 0 | 0 | [650.0, 1116.27, 2350.0, 5840.0, 12790.0] | 0 | 0
Siemens NH-2-400 | Siemens NH-2-400 | 400 | [4800.0, 120.0, 7.0, 0.1, 0.004] | 0 | 0 | [720.0, 1350.0, 2800.0, 6500.0, 15000.0] | 0 | 0
Siemens NH-2-425 | Siemens NH-2-425 | 425 | [4800.0, 120.0, 7.0, 0.1, 0.004] | 0 | 0 | [850.0, 1500.0, 3050.0, 7500.0, 16500.0] | 0 | 0
Siemens NH-2-630 | Siemens NH-2-630 | 630 | [4800.0, 120.0, 7.0, 0.1, 0.004] | 0 | 0 | [1200.0, 2000.0, 4800.0, 12000.0, 26000.0] | 0 | 0

## dtypes
| element | column | dtype
0 | bus | name | object
1 | bus | vn_kv | float64
2 | bus | type | object
3 | bus | zone | object
4 | bus | in_service | bool
5 | load | name | object
6 | load | bus | uint32
7 | load | p_mw | float64
8 | load | q_mvar | float64
9 | load | const_z_percent | float64
10 | load | const_i_percent | float64
11 | load | sn_mva | float64
12 | load | scaling | float64
13 | load | in_service | bool
14 | load | type | object
15 | ext_grid | name | object
16 | ext_grid | bus | uint32
17 | ext_grid | vm_pu | float64
18 | ext_grid | va_degree | float64
19 | ext_grid | slack_weight | float64
20 | ext_grid | in_service | bool
21 | line | name | object
22 | line | std_type | object
23 | line | from_bus | uint32
24 | line | to_bus | uint32
25 | line | length_km | float64
26 | line | r_ohm_per_km | float64
27 | line | x_ohm_per_km | float64
28 | line | c_nf_per_km | float64
29 | line | g_us_per_km | float64
30 | line | max_i_ka | float64
31 | line | df | float64
32 | line | parallel | uint32
33 | line | type | object
34 | line | in_service | bool
35 | trafo | name | object
36 | trafo | std_type | object
37 | trafo | hv_bus | uint32
38 | trafo | lv_bus | uint32
39 | trafo | sn_mva | float64
40 | trafo | vn_hv_kv | float64
41 | trafo | vn_lv_kv | float64
42 | trafo | vk_percent | float64
43 | trafo | vkr_percent | float64
44 | trafo | pfe_kw | float64
45 | trafo | i0_percent | float64
46 | trafo | shift_degree | float64
47 | trafo | tap_side | object
48 | trafo | tap_neutral | int32
49 | trafo | tap_min | int32
50 | trafo | tap_max | int32
51 | trafo | tap_step_percent | float64
52 | trafo | tap_step_degree | float64
53 | trafo | tap_pos | int32
54 | trafo | tap_phase_shifter | bool
55 | trafo | parallel | uint32
56 | trafo | df | float64
57 | trafo | in_service | bool
58 | line_geodata | coords | object
59 | bus_geodata | x | float64
60 | bus_geodata | y | float64
61 | bus_geodata | coords | object

## parameters
| version | format_version | converged | OPF_converged | name | f_hz | sn_mva
0 | 2.14.6 | 2.14.0 | FALSE | FALSE |  | 50 | 1