## bus
| name | vn_kv | type | zone | in_service
0 | bus_LV_6636-1_0_6_node_0 | 0.4 | n |  | TRUE
1 | bus_LV_6636-1_0_6_node_1 | 0.4 | n |  | TRUE
2 | bus_LV_6636-1_0_6_node_3 | 0.4 | n |  | TRUE
3 | bus_LV_6636-1_0_6_node_7 | 0.4 | n |  | TRUE
4 | bus_LV_6636-1_0_6_node_6 | 0.4 | n |  | TRUE
5 | bus_LV_6636-1_0_6_node_5 | 0.4 | n |  | TRUE
6 | bus_LV_6636-1_0_6_node_42 | 0.4 | n |  | TRUE
7 | bus_LV_6636-1_0_6_node_54 | 0.4 | n |  | TRUE
8 | bus_LV_6636-1_0_6_node_12 | 0.4 | n |  | TRUE
9 | bus_LV_6636-1_0_6_node_11 | 0.4 | n |  | TRUE
10 | bus_LV_6636-1_0_6_node_39 | 0.4 | n |  | TRUE
11 | bus_LV_6636-1_0_6_node_21 | 0.4 | n |  | TRUE
12 | bus_LV_6636-1_0_6_node_22 | 0.4 | n |  | TRUE
13 | bus_LV_6636-1_0_6_node_62 | 0.4 | n |  | TRUE
14 | bus_LV_6636-1_0_6_node_56 | 0.4 | n |  | TRUE
15 | bus_LV_6636-1_0_6_node_52 | 0.4 | n |  | TRUE
16 | bus_LV_6636-1_0_6_node_13 | 0.4 | n |  | TRUE
17 | bus_LV_6636-1_0_6_node_9 | 0.4 | n |  | TRUE
18 | bus_LV_6636-1_0_6_node_83 | 0.4 | n |  | TRUE
19 | bus_LV_6636-1_0_6_node_18 | 0.4 | n |  | TRUE
20 | bus_LV_6636-1_0_6_node_105 | 0.4 | n |  | TRUE
21 | bus_LV_6636-1_0_6_node_16 | 0.4 | n |  | TRUE
22 | bus_LV_6636-1_0_6_node_25 | 0.4 | n |  | TRUE
23 | bus_LV_6636-1_0_6_node_234 | 0.4 | n |  | TRUE
24 | bus_LV_6636-1_0_6_node_232 | 0.4 | n |  | TRUE
25 | bus_LV_6636-1_0_6_node_24 | 0.4 | n |  | TRUE
26 | bus_LV_6636-1_0_6_node_233 | 0.4 | n |  | TRUE
27 | bus_LV_6636-1_0_6_node_231 | 0.4 | n |  | TRUE
28 | bus_LV_6636-1_0_6_node_23 | 0.4 | n |  | TRUE
29 | bus_LV_6636-1_0_6_node_236 | 0.4 | n |  | TRUE
30 | bus_LV_6636-1_0_6_node_15 | 0.4 | n |  | TRUE
31 | bus_LV_6636-1_0_6_node_60 | 0.4 | n |  | TRUE
32 | bus_LV_6636-1_0_6_node_59 | 0.4 | n |  | TRUE
33 | bus_LV_6636-1_0_6_node_10 | 0.4 | n |  | TRUE
34 | bus_LV_6636-1_0_6_node_14 | 0.4 | n |  | TRUE
35 | bus_LV_6636-1_0_6_node_219 | 0.4 | n |  | TRUE
36 | bus_LV_6636-1_0_6_node_238 | 0.4 | n |  | TRUE
37 | bus_LV_6636-1_0_6_node_217 | 0.4 | n |  | TRUE
38 | bus_LV_6636-1_0_6_node_107 | 0.4 | n |  | TRUE
39 | bus_LV_6636-1_0_6_node_133 | 0.4 | n |  | TRUE
40 | bus_LV_6636-1_0_6_node_96 | 0.4 | n |  | TRUE
41 | bus_LV_6636-1_0_6_node_108 | 0.4 | n |  | TRUE
42 | bus_LV_6636-1_0_6_node_136 | 0.4 | n |  | TRUE
43 | bus_LV_6636-1_0_6_node_150 | 0.4 | n |  | TRUE
44 | bus_LV_6636-1_0_6_node_103 | 0.4 | n |  | TRUE
45 | bus_LV_6636-1_0_6_node_239 | 0.4 | n |  | TRUE
46 | bus_LV_6636-1_0_6_node_237 | 0.4 | n |  | TRUE
47 | bus_LV_6636-1_0_6_node_225 | 0.4 | n |  | TRUE
48 | bus_LV_6636-1_0_6_node_228 | 0.4 | n |  | TRUE
49 | bus_LV_6636-1_0_6_node_229 | 0.4 | n |  | TRUE
50 | bus_LV_6636-1_0_6_node_230 | 0.4 | n |  | TRUE
51 | bus_LV_6636-1_0_6_node_223 | 0.4 | n |  | TRUE
52 | bus_LV_6636-1_0_6_node_222 | 0.4 | n |  | TRUE
53 | bus_LV_6636-1_0_6_node_80 | 0.4 | n |  | TRUE
54 | bus_LV_6636-1_0_6_node_227 | 0.4 | n |  | TRUE
55 | bus_LV_6636-1_0_6_node_26 | 0.4 | n |  | TRUE
56 | bus_LV_6636-1_0_6_node_27 | 0.4 | n |  | TRUE
57 | bus_LV_6636-1_0_6_node_28 | 0.4 | n |  | TRUE
58 | bus_LV_6636-1_0_6_node_29 | 0.4 | n |  | TRUE
59 | bus_LV_6636-1_0_6_node_30 | 0.4 | n |  | TRUE
60 | bus_LV_6636-1_0_6_node_31 | 0.4 | n |  | TRUE
61 | bus_LV_6636-1_0_6_node_32 | 0.4 | n |  | TRUE
62 | bus_LV_6636-1_0_6_node_33 | 0.4 | n |  | TRUE
63 | bus_LV_6636-1_0_6_node_34 | 0.4 | n |  | TRUE
64 | bus_LV_6636-1_0_6_node_35 | 0.4 | n |  | TRUE
65 | bus_LV_6636-1_0_6_node_176 | 0.4 | n |  | TRUE
66 | bus_LV_6636-1_0_6_node_123 | 0.4 | n |  | TRUE
67 | bus_LV_6636-1_0_6_node_204 | 0.4 | n |  | TRUE
68 | bus_LV_6636-1_0_6_node_218 | 0.4 | n |  | TRUE
69 | bus_LV_6636-1_0_6_node_200 | 0.4 | n |  | TRUE
70 | bus_LV_6636-1_0_6_node_125 | 0.4 | n |  | TRUE
71 | bus_LV_6636-1_0_6_node_121 | 0.4 | n |  | TRUE
72 | bus_LV_6636-1_0_6_node_205 | 0.4 | n |  | TRUE
73 | bus_LV_6636-1_0_6_node_190 | 0.4 | n |  | TRUE
74 | bus_LV_6636-1_0_6_node_220 | 0.4 | n |  | TRUE
75 | bus_LV_6636-1_0_6_node_221 | 0.4 | n |  | TRUE
76 | bus_LV_6636-1_0_6_node_36 | 0.4 | n |  | TRUE
77 | bus_LV_6636-1_0_6_node_37 | 0.4 | n |  | TRUE
78 | bus_LV_6636-1_0_6_node_38 | 0.4 | n |  | TRUE
79 | bus_LV_6636-1_0_6_node_40 | 0.4 | n |  | TRUE
80 | bus_LV_6636-1_0_6_node_41 | 0.4 | n |  | TRUE
81 | bus_LV_6636-1_0_6_node_43 | 0.4 | n |  | TRUE
82 | bus_LV_6636-1_0_6_node_44 | 0.4 | n |  | TRUE
83 | bus_LV_6636-1_0_6_node_45 | 0.4 | n |  | TRUE
84 | bus_LV_6636-1_0_6_node_46 | 0.4 | n |  | TRUE
85 | bus_LV_6636-1_0_6_node_47 | 0.4 | n |  | TRUE
86 | bus_LV_6636-1_0_6_node_48 | 0.4 | n |  | TRUE
87 | bus_LV_6636-1_0_6_node_49 | 0.4 | n |  | TRUE
88 | bus_LV_6636-1_0_6_node_50 | 0.4 | n |  | TRUE
89 | bus_LV_6636-1_0_6_node_61 | 0.4 | n |  | TRUE
90 | bus_LV_6636-1_0_6_node_58 | 0.4 | n |  | TRUE
91 | bus_LV_6636-1_0_6_node_118 | 0.4 | n |  | TRUE
92 | bus_LV_6636-1_0_6_node_51 | 0.4 | n |  | TRUE
93 | bus_LV_6636-1_0_6_node_53 | 0.4 | n |  | TRUE
94 | bus_LV_6636-1_0_6_node_55 | 0.4 | n |  | TRUE
95 | bus_LV_6636-1_0_6_node_57 | 0.4 | n |  | TRUE
96 | bus_LV_6636-1_0_6_node_63 | 0.4 | n |  | TRUE
97 | bus_LV_6636-1_0_6_node_119 | 0.4 | n |  | TRUE
98 | bus_LV_6636-1_0_6_node_64 | 0.4 | n |  | TRUE
99 | bus_LV_6636-1_0_6_node_65 | 0.4 | n |  | TRUE
100 | bus_LV_6636-1_0_6_node_66 | 0.4 | n |  | TRUE
101 | bus_LV_6636-1_0_6_node_67 | 0.4 | n |  | TRUE
102 | bus_LV_6636-1_0_6_node_68 | 0.4 | n |  | TRUE
103 | bus_LV_6636-1_0_6_node_158 | 0.4 | n |  | TRUE
104 | bus_LV_6636-1_0_6_node_155 | 0.4 | n |  | TRUE
105 | bus_LV_6636-1_0_6_node_171 | 0.4 | n |  | TRUE
106 | bus_LV_6636-1_0_6_node_154 | 0.4 | n |  | TRUE
107 | bus_LV_6636-1_0_6_node_69 | 0.4 | n |  | TRUE
108 | bus_LV_6636-1_0_6_node_70 | 0.4 | n |  | TRUE
109 | bus_LV_6636-1_0_6_node_71 | 0.4 | n |  | TRUE
110 | bus_LV_6636-1_0_6_node_72 | 0.4 | n |  | TRUE
111 | bus_LV_6636-1_0_6_node_73 | 0.4 | n |  | TRUE
112 | bus_LV_6636-1_0_6_node_74 | 0.4 | n |  | TRUE
113 | bus_LV_6636-1_0_6_node_75 | 0.4 | n |  | TRUE
114 | bus_LV_6636-1_0_6_node_76 | 0.4 | n |  | TRUE
115 | bus_LV_6636-1_0_6_node_77 | 0.4 | n |  | TRUE
116 | bus_LV_6636-1_0_6_node_106 | 0.4 | n |  | TRUE
117 | bus_LV_6636-1_0_6_node_199 | 0.4 | n |  | TRUE
118 | bus_LV_6636-1_0_6_node_104 | 0.4 | n |  | TRUE
119 | bus_LV_6636-1_0_6_node_198 | 0.4 | n |  | TRUE
120 | bus_LV_6636-1_0_6_node_78 | 0.4 | n |  | TRUE
121 | bus_LV_6636-1_0_6_node_79 | 0.4 | n |  | TRUE
122 | bus_LV_6636-1_0_6_node_81 | 0.4 | n |  | TRUE
123 | bus_LV_6636-1_0_6_node_82 | 0.4 | n |  | TRUE
124 | bus_LV_6636-1_0_6_node_84 | 0.4 | n |  | TRUE
125 | bus_LV_6636-1_0_6_node_85 | 0.4 | n |  | TRUE
126 | bus_LV_6636-1_0_6_node_101 | 0.4 | n |  | TRUE
127 | bus_LV_6636-1_0_6_node_213 | 0.4 | n |  | TRUE
128 | bus_LV_6636-1_0_6_node_99 | 0.4 | n |  | TRUE
129 | bus_LV_6636-1_0_6_node_211 | 0.4 | n |  | TRUE
130 | bus_LV_6636-1_0_6_node_86 | 0.4 | n |  | TRUE
131 | bus_LV_6636-1_0_6_node_87 | 0.4 | n |  | TRUE
132 | bus_LV_6636-1_0_6_node_88 | 0.4 | n |  | TRUE
133 | bus_LV_6636-1_0_6_node_89 | 0.4 | n |  | TRUE
134 | bus_LV_6636-1_0_6_node_90 | 0.4 | n |  | TRUE
135 | bus_LV_6636-1_0_6_node_91 | 0.4 | n |  | TRUE
136 | bus_LV_6636-1_0_6_node_92 | 0.4 | n |  | TRUE
137 | bus_LV_6636-1_0_6_node_95 | 0.4 | n |  | TRUE
138 | bus_LV_6636-1_0_6_node_134 | 0.4 | n |  | TRUE
139 | bus_LV_6636-1_0_6_node_94 | 0.4 | n |  | TRUE
140 | bus_LV_6636-1_0_6_node_181 | 0.4 | n |  | TRUE
141 | bus_LV_6636-1_0_6_node_178 | 0.4 | n |  | TRUE
142 | bus_LV_6636-1_0_6_node_240 | 0.4 | n |  | TRUE
143 | bus_LV_6636-1_0_6_node_135 | 0.4 | n |  | TRUE
144 | bus_LV_6636-1_0_6_node_132 | 0.4 | n |  | TRUE
145 | bus_LV_6636-1_0_6_node_157 | 0.4 | n |  | TRUE
146 | bus_LV_6636-1_0_6_node_156 | 0.4 | n |  | TRUE
147 | bus_LV_6636-1_0_6_node_183 | 0.4 | n |  | TRUE
148 | bus_LV_6636-1_0_6_node_179 | 0.4 | n |  | TRUE
149 | bus_LV_6636-1_0_6_node_241 | 0.4 | n |  | TRUE
150 | bus_LV_6636-1_0_6_node_97 | 0.4 | n |  | TRUE
151 | bus_LV_6636-1_0_6_node_98 | 0.4 | n |  | TRUE
152 | bus_LV_6636-1_0_6_node_100 | 0.4 | n |  | TRUE
153 | bus_LV_6636-1_0_6_node_102 | 0.4 | n |  | TRUE
154 | bus_LV_6636-1_0_6_node_185 | 0.4 | n |  | TRUE
155 | bus_LV_6636-1_0_6_node_184 | 0.4 | n |  | TRUE
156 | bus_LV_6636-1_0_6_node_151 | 0.4 | n |  | TRUE
157 | bus_LV_6636-1_0_6_node_109 | 0.4 | n |  | TRUE
158 | bus_LV_6636-1_0_6_node_110 | 0.4 | n |  | TRUE
159 | bus_LV_6636-1_0_6_node_111 | 0.4 | n |  | TRUE
160 | bus_LV_6636-1_0_6_node_112 | 0.4 | n |  | TRUE
161 | bus_LV_6636-1_0_6_node_113 | 0.4 | n |  | TRUE
162 | bus_LV_6636-1_0_6_node_114 | 0.4 | n |  | TRUE
163 | bus_LV_6636-1_0_6_node_115 | 0.4 | n |  | TRUE
164 | bus_LV_6636-1_0_6_node_116 | 0.4 | n |  | TRUE
165 | bus_LV_6636-1_0_6_node_117 | 0.4 | n |  | TRUE
166 | bus_LV_6636-1_0_6_node_182 | 0.4 | n |  | TRUE
167 | bus_LV_6636-1_0_6_node_146 | 0.4 | n |  | TRUE
168 | bus_LV_6636-1_0_6_node_145 | 0.4 | n |  | TRUE
169 | bus_LV_6636-1_0_6_node_180 | 0.4 | n |  | TRUE
170 | bus_LV_6636-1_0_6_node_147 | 0.4 | n |  | TRUE
171 | bus_LV_6636-1_0_6_node_142 | 0.4 | n |  | TRUE
172 | bus_LV_6636-1_0_6_node_131 | 0.4 | n |  | TRUE
173 | bus_LV_6636-1_0_6_node_129 | 0.4 | n |  | TRUE
174 | bus_LV_6636-1_0_6_node_143 | 0.4 | n |  | TRUE
175 | bus_LV_6636-1_0_6_node_130 | 0.4 | n |  | TRUE
176 | bus_LV_6636-1_0_6_node_127 | 0.4 | n |  | TRUE
177 | bus_LV_6636-1_0_6_node_120 | 0.4 | n |  | TRUE
178 | bus_LV_6636-1_0_6_node_122 | 0.4 | n |  | TRUE
179 | bus_LV_6636-1_0_6_node_124 | 0.4 | n |  | TRUE
180 | bus_LV_6636-1_0_6_node_126 | 0.4 | n |  | TRUE
181 | bus_LV_6636-1_0_6_node_128 | 0.4 | n |  | TRUE
182 | bus_LV_6636-1_0_6_node_141 | 0.4 | n |  | TRUE
183 | bus_LV_6636-1_0_6_node_137 | 0.4 | n |  | TRUE
184 | bus_LV_6636-1_0_6_node_138 | 0.4 | n |  | TRUE
185 | bus_LV_6636-1_0_6_node_168 | 0.4 | n |  | TRUE
186 | bus_LV_6636-1_0_6_node_165 | 0.4 | n |  | TRUE
187 | bus_LV_6636-1_0_6_node_166 | 0.4 | n |  | TRUE
188 | bus_LV_6636-1_0_6_node_139 | 0.4 | n |  | TRUE
189 | bus_LV_6636-1_0_6_node_140 | 0.4 | n |  | TRUE
190 | bus_LV_6636-1_0_6_node_144 | 0.4 | n |  | TRUE
191 | bus_LV_6636-1_0_6_node_170 | 0.4 | n |  | TRUE
192 | bus_LV_6636-1_0_6_node_196 | 0.4 | n |  | TRUE
193 | bus_LV_6636-1_0_6_node_148 | 0.4 | n |  | TRUE
194 | bus_LV_6636-1_0_6_node_149 | 0.4 | n |  | TRUE
195 | bus_LV_6636-1_0_6_node_163 | 0.4 | n |  | TRUE
196 | bus_LV_6636-1_0_6_node_160 | 0.4 | n |  | TRUE
197 | bus_LV_6636-1_0_6_node_169 | 0.4 | n |  | TRUE
198 | bus_LV_6636-1_0_6_node_159 | 0.4 | n |  | TRUE
199 | bus_LV_6636-1_0_6_node_152 | 0.4 | n |  | TRUE
200 | bus_LV_6636-1_0_6_node_153 | 0.4 | n |  | TRUE
201 | bus_LV_6636-1_0_6_node_161 | 0.4 | n |  | TRUE
202 | bus_LV_6636-1_0_6_node_162 | 0.4 | n |  | TRUE
203 | bus_LV_6636-1_0_6_node_164 | 0.4 | n |  | TRUE
204 | bus_LV_6636-1_0_6_node_177 | 0.4 | n |  | TRUE
205 | bus_LV_6636-1_0_6_node_167 | 0.4 | n |  | TRUE
206 | bus_LV_6636-1_0_6_node_197 | 0.4 | n |  | TRUE
207 | bus_LV_6636-1_0_6_node_195 | 0.4 | n |  | TRUE
208 | bus_LV_6636-1_0_6_node_172 | 0.4 | n |  | TRUE
209 | bus_LV_6636-1_0_6_node_173 | 0.4 | n |  | TRUE
210 | bus_LV_6636-1_0_6_node_174 | 0.4 | n |  | TRUE
211 | bus_LV_6636-1_0_6_node_175 | 0.4 | n |  | TRUE
212 | bus_LV_6636-1_0_6_node_191 | 0.4 | n |  | TRUE
213 | bus_LV_6636-1_0_6_node_192 | 0.4 | n |  | TRUE
214 | bus_LV_6636-1_0_6_node_201 | 0.4 | n |  | TRUE
215 | bus_LV_6636-1_0_6_node_186 | 0.4 | n |  | TRUE
216 | bus_LV_6636-1_0_6_node_187 | 0.4 | n |  | TRUE
217 | bus_LV_6636-1_0_6_node_188 | 0.4 | n |  | TRUE
218 | bus_LV_6636-1_0_6_node_189 | 0.4 | n |  | TRUE
219 | bus_LV_6636-1_0_6_node_193 | 0.4 | n |  | TRUE
220 | bus_LV_6636-1_0_6_node_194 | 0.4 | n |  | TRUE
221 | bus_LV_6636-1_0_6_node_202 | 0.4 | n |  | TRUE
222 | bus_LV_6636-1_0_6_node_203 | 0.4 | n |  | TRUE
223 | bus_LV_6636-1_0_6_node_216 | 0.4 | n |  | TRUE
224 | bus_LV_6636-1_0_6_node_215 | 0.4 | n |  | TRUE
225 | bus_LV_6636-1_0_6_node_206 | 0.4 | n |  | TRUE
226 | bus_LV_6636-1_0_6_node_207 | 0.4 | n |  | TRUE
227 | bus_LV_6636-1_0_6_node_208 | 0.4 | n |  | TRUE
228 | bus_LV_6636-1_0_6_node_209 | 0.4 | n |  | TRUE
229 | bus_LV_6636-1_0_6_node_210 | 0.4 | n |  | TRUE
230 | bus_LV_6636-1_0_6_node_212 | 0.4 | n |  | TRUE
231 | bus_LV_6636-1_0_6_node_214 | 0.4 | n |  | TRUE
232 | bus_LV_6636-1_0_6_node_226 | 0.4 | n |  | TRUE
233 | bus_LV_6636-1_0_6_node_224 | 0.4 | n |  | TRUE
234 | bus_LV_6636-1_0_6_node_235 | 0.4 | n |  | TRUE
235 | bus_MV_459_1_node_78 | 20 | n |  | TRUE

## load
| name | bus | p_mw | q_mvar | const_z_percent | const_i_percent | sn_mva | scaling | in_service | type
0 | LV_6636-1_0_6_load_0 | 0 | 0.0051099 | 0.0012807 | 0 | 0 |  | 1 | TRUE | wye
1 | LV_6636-1_0_6_load_7 | 3 | 0.0021149 | 0.00053005 | 0 | 0 |  | 1 | TRUE | wye
2 | LV_6636-1_0_6_load_42 | 6 | 0.00053078 | 0.00013303 | 0 | 0 |  | 1 | TRUE | wye
3 | LV_6636-1_0_6_load_12 | 8 | 0.0048395 | 0.0012129 | 0 | 0 |  | 1 | TRUE | wye
4 | LV_6636-1_0_6_load_39 | 10 | 0.0002462 | 6.1705e-05 | 0 | 0 |  | 1 | TRUE | wye
5 | LV_6636-1_0_6_load_62 | 13 | 0.0010039 | 0.0002516 | 0 | 0 |  | 1 | TRUE | wye
6 | LV_6636-1_0_6_load_56 | 14 | 0.00030673 | 7.6874e-05 | 0 | 0 |  | 1 | TRUE | wye
7 | LV_6636-1_0_6_load_52 | 15 | 0.00066363 | 0.00016632 | 0 | 0 |  | 1 | TRUE | wye
8 | LV_6636-1_0_6_load_13 | 16 | 0.0052196 | 0.0013082 | 0 | 0 |  | 1 | TRUE | wye
9 | LV_6636-1_0_6_load_9 | 17 | 0.0064164 | 0.0016081 | 0 | 0 |  | 1 | TRUE | wye
10 | LV_6636-1_0_6_load_83 | 18 | 0.00068301 | 0.00017118 | 0 | 0 |  | 1 | TRUE | wye
11 | LV_6636-1_0_6_load_105 | 20 | 0.0019791 | 0.00049602 | 0 | 0 |  | 1 | TRUE | wye
12 | LV_6636-1_0_6_load_234 | 23 | 0.0015059 | 0.00037741 | 0 | 0 |  | 1 | TRUE | wye
13 | LV_6636-1_0_6_load_232 | 24 | 0.0013465 | 0.00033747 | 0 | 0 |  | 1 | TRUE | wye
14 | LV_6636-1_0_6_load_233 | 26 | 0.0017378 | 0.00043553 | 0 | 0 |  | 1 | TRUE | wye
15 | LV_6636-1_0_6_load_231 | 27 | 0.0013433 | 0.00033666 | 0 | 0 |  | 1 | TRUE | wye
16 | LV_6636-1_0_6_load_236 | 29 | 0.0013621 | 0.00034139 | 0 | 0 |  | 1 | TRUE | wye
17 | LV_6636-1_0_6_load_15 | 30 | 0.0017157 | 0.00043001 | 0 | 0 |  | 1 | TRUE | wye
18 | LV_6636-1_0_6_load_60 | 31 | 0.0040109 | 0.0010052 | 0 | 0 |  | 1 | TRUE | wye
19 | LV_6636-1_0_6_load_59 | 32 | 0.0010749 | 0.00026939 | 0 | 0 |  | 1 | TRUE | wye
20 | LV_6636-1_0_6_load_10 | 33 | 0.016814 | 0.0042139 | 0 | 0 |  | 1 | TRUE | wye
21 | LV_6636-1_0_6_load_14 | 34 | 0.0059704 | 0.0014963 | 0 | 0 |  | 1 | TRUE | wye
22 | LV_6636-1_0_6_load_238 | 36 | 0.0023215 | 0.00058181 | 0 | 0 |  | 1 | TRUE | wye
23 | LV_6636-1_0_6_load_133 | 39 | 0.042688 | 0.010699 | 0 | 0 |  | 1 | TRUE | wye
24 | LV_6636-1_0_6_load_150 | 43 | 0.00053494 | 0.00013407 | 0 | 0 |  | 1 | TRUE | wye
25 | LV_6636-1_0_6_load_103 | 44 | 0.005017 | 0.0012574 | 0 | 0 |  | 1 | TRUE | wye
26 | LV_6636-1_0_6_load_239 | 45 | 0.0013669 | 0.00034257 | 0 | 0 |  | 1 | TRUE | wye
27 | LV_6636-1_0_6_load_237 | 46 | 0.0014073 | 0.0003527 | 0 | 0 |  | 1 | TRUE | wye
28 | LV_6636-1_0_6_load_228 | 48 | 0.0024387 | 0.00061118 | 0 | 0 |  | 1 | TRUE | wye
29 | LV_6636-1_0_6_load_229 | 49 | 0.0016888 | 0.00042324 | 0 | 0 |  | 1 | TRUE | wye
30 | LV_6636-1_0_6_load_230 | 50 | 0.0016376 | 0.00041042 | 0 | 0 |  | 1 | TRUE | wye
31 | LV_6636-1_0_6_load_223 | 51 | 0.0011159 | 0.00027966 | 0 | 0 |  | 1 | TRUE | wye
32 | LV_6636-1_0_6_load_222 | 52 | 0.0010225 | 0.00025627 | 0 | 0 |  | 1 | TRUE | wye
33 | LV_6636-1_0_6_load_26 | 55 | 0.0046768 | 0.0011721 | 0 | 0 |  | 1 | TRUE | wye
34 | LV_6636-1_0_6_load_27 | 56 | 0.0027574 | 0.00069106 | 0 | 0 |  | 1 | TRUE | wye
35 | LV_6636-1_0_6_load_30 | 59 | 0.0023766 | 0.00059562 | 0 | 0 |  | 1 | TRUE | wye
36 | LV_6636-1_0_6_load_31 | 60 | 0.0026576 | 0.00066607 | 0 | 0 |  | 1 | TRUE | wye
37 | LV_6636-1_0_6_load_32 | 61 | 0.0026608 | 0.00066687 | 0 | 0 |  | 1 | TRUE | wye
38 | LV_6636-1_0_6_load_33 | 62 | 0.003111 | 0.00077969 | 0 | 0 |  | 1 | TRUE | wye
39 | LV_6636-1_0_6_load_34 | 63 | 0.0025422 | 0.00063713 | 0 | 0 |  | 1 | TRUE | wye
40 | LV_6636-1_0_6_load_176 | 65 | 0.0026234 | 0.00065749 | 0 | 0 |  | 1 | TRUE | wye
41 | LV_6636-1_0_6_load_218 | 68 | 0.0023438 | 0.00058741 | 0 | 0 |  | 1 | TRUE | wye
42 | LV_6636-1_0_6_load_200 | 69 | 0.0051273 | 0.001285 | 0 | 0 |  | 1 | TRUE | wye
43 | LV_6636-1_0_6_load_125 | 70 | 0.0028273 | 0.00070859 | 0 | 0 |  | 1 | TRUE | wye
44 | LV_6636-1_0_6_load_121 | 71 | 0.0093082 | 0.0023328 | 0 | 0 |  | 1 | TRUE | wye
45 | LV_6636-1_0_6_load_205 | 72 | 0.0025388 | 0.00063629 | 0 | 0 |  | 1 | TRUE | wye
46 | LV_6636-1_0_6_load_190 | 73 | 0.0022018 | 0.00055183 | 0 | 0 |  | 1 | TRUE | wye
47 | LV_6636-1_0_6_load_220 | 74 | 0.0023204 | 0.00058154 | 0 | 0 |  | 1 | TRUE | wye
48 | LV_6636-1_0_6_load_36 | 76 | 0.0060342 | 0.0015123 | 0 | 0 |  | 1 | TRUE | wye
49 | LV_6636-1_0_6_load_37 | 77 | 0.00065703 | 0.00016467 | 0 | 0 |  | 1 | TRUE | wye
50 | LV_6636-1_0_6_load_40 | 79 | 0.0021005 | 0.00052644 | 0 | 0 |  | 1 | TRUE | wye
51 | LV_6636-1_0_6_load_41 | 80 | 0.0031415 | 0.00078734 | 0 | 0 |  | 1 | TRUE | wye
52 | LV_6636-1_0_6_load_43 | 81 | 0.000295 | 7.3933e-05 | 0 | 0 |  | 1 | TRUE | wye
53 | LV_6636-1_0_6_load_44 | 82 | 0.0031427 | 0.00078763 | 0 | 0 |  | 1 | TRUE | wye
54 | LV_6636-1_0_6_load_47 | 85 | 0.00067794 | 0.00016991 | 0 | 0 |  | 1 | TRUE | wye
55 | LV_6636-1_0_6_load_48 | 86 | 0.014438 | 0.0036185 | 0 | 0 |  | 1 | TRUE | wye
56 | LV_6636-1_0_6_load_49 | 87 | 0.0010436 | 0.00026156 | 0 | 0 |  | 1 | TRUE | wye
57 | LV_6636-1_0_6_load_50 | 88 | 0.0036429 | 0.00091301 | 0 | 0 |  | 1 | TRUE | wye
58 | LV_6636-1_0_6_load_61 | 89 | 0.00097554 | 0.00024449 | 0 | 0 |  | 1 | TRUE | wye
59 | LV_6636-1_0_6_load_58 | 90 | 0.0038485 | 0.00096453 | 0 | 0 |  | 1 | TRUE | wye
60 | LV_6636-1_0_6_load_118 | 91 | 0.0021869 | 0.00054809 | 0 | 0 |  | 1 | TRUE | wye
61 | LV_6636-1_0_6_load_51 | 92 | 0.0013997 | 0.00035079 | 0 | 0 |  | 1 | TRUE | wye
62 | LV_6636-1_0_6_load_53 | 93 | 0.00048774 | 0.00012224 | 0 | 0 |  | 1 | TRUE | wye
63 | LV_6636-1_0_6_load_55 | 94 | 0.0022645 | 0.00056754 | 0 | 0 |  | 1 | TRUE | wye
64 | LV_6636-1_0_6_load_57 | 95 | 0.0011942 | 0.00029928 | 0 | 0 |  | 1 | TRUE | wye
65 | LV_6636-1_0_6_load_63 | 96 | 0.002327 | 0.00058319 | 0 | 0 |  | 1 | TRUE | wye
66 | LV_6636-1_0_6_load_64 | 98 | 0.0036316 | 0.00091017 | 0 | 0 |  | 1 | TRUE | wye
67 | LV_6636-1_0_6_load_66 | 100 | 0.0012773 | 0.00032011 | 0 | 0 |  | 1 | TRUE | wye
68 | LV_6636-1_0_6_load_67 | 101 | 0.0011167 | 0.00027986 | 0 | 0 |  | 1 | TRUE | wye
69 | LV_6636-1_0_6_load_158 | 103 | 0.0011252 | 0.00028199 | 0 | 0 |  | 1 | TRUE | wye
70 | LV_6636-1_0_6_load_155 | 104 | 0.00029954 | 7.5072e-05 | 0 | 0 |  | 1 | TRUE | wye
71 | LV_6636-1_0_6_load_171 | 105 | 0.001116 | 0.00027969 | 0 | 0 |  | 1 | TRUE | wye
72 | LV_6636-1_0_6_load_154 | 106 | 0.00086905 | 0.0002178 | 0 | 0 |  | 1 | TRUE | wye
73 | LV_6636-1_0_6_load_69 | 107 | 0.0011594 | 0.00029058 | 0 | 0 |  | 1 | TRUE | wye
74 | LV_6636-1_0_6_load_70 | 108 | 0.0032839 | 0.00082302 | 0 | 0 |  | 1 | TRUE | wye
75 | LV_6636-1_0_6_load_72 | 110 | 0.00079956 | 0.00020039 | 0 | 0 |  | 1 | TRUE | wye
76 | LV_6636-1_0_6_load_73 | 111 | 0.0029406 | 0.00073698 | 0 | 0 |  | 1 | TRUE | wye
77 | LV_6636-1_0_6_load_74 | 112 | 0.0024441 | 0.00061256 | 0 | 0 |  | 1 | TRUE | wye
78 | LV_6636-1_0_6_load_75 | 113 | 0.0034128 | 0.00085534 | 0 | 0 |  | 1 | TRUE | wye
79 | LV_6636-1_0_6_load_76 | 114 | 0.00091052 | 0.0002282 | 0 | 0 |  | 1 | TRUE | wye
80 | LV_6636-1_0_6_load_77 | 115 | 0.0019135 | 0.00047957 | 0 | 0 |  | 1 | TRUE | wye
81 | LV_6636-1_0_6_load_106 | 116 | 0.0022045 | 0.0005525 | 0 | 0 |  | 1 | TRUE | wye
82 | LV_6636-1_0_6_load_199 | 117 | 0.0016137 | 0.00040444 | 0 | 0 |  | 1 | TRUE | wye
83 | LV_6636-1_0_6_load_104 | 118 | 0.0022649 | 0.00056764 | 0 | 0 |  | 1 | TRUE | wye
84 | LV_6636-1_0_6_load_198 | 119 | 0.0021184 | 0.00053092 | 0 | 0 |  | 1 | TRUE | wye
85 | LV_6636-1_0_6_load_78 | 120 | 0.00096968 | 0.00024303 | 0 | 0 |  | 1 | TRUE | wye
86 | LV_6636-1_0_6_load_79 | 121 | 0.0013397 | 0.00033577 | 0 | 0 |  | 1 | TRUE | wye
87 | LV_6636-1_0_6_load_81 | 122 | 0.00096119 | 0.0002409 | 0 | 0 |  | 1 | TRUE | wye
88 | LV_6636-1_0_6_load_82 | 123 | 0.00066376 | 0.00016635 | 0 | 0 |  | 1 | TRUE | wye
89 | LV_6636-1_0_6_load_84 | 124 | 0.00094751 | 0.00023747 | 0 | 0 |  | 1 | TRUE | wye
90 | LV_6636-1_0_6_load_85 | 125 | 0.00070177 | 0.00017588 | 0 | 0 |  | 1 | TRUE | wye
91 | LV_6636-1_0_6_load_101 | 126 | 0.0010306 | 0.00025829 | 0 | 0 |  | 1 | TRUE | wye
92 | LV_6636-1_0_6_load_213 | 127 | 0.00070347 | 0.00017631 | 0 | 0 |  | 1 | TRUE | wye
93 | LV_6636-1_0_6_load_99 | 128 | 0.00094621 | 0.00023714 | 0 | 0 |  | 1 | TRUE | wye
94 | LV_6636-1_0_6_load_211 | 129 | 0.0013306 | 0.00033348 | 0 | 0 |  | 1 | TRUE | wye
95 | LV_6636-1_0_6_load_86 | 130 | 0.0058318 | 0.0014616 | 0 | 0 |  | 1 | TRUE | wye
96 | LV_6636-1_0_6_load_87 | 131 | 0.01633 | 0.0040927 | 0 | 0 |  | 1 | TRUE | wye
97 | LV_6636-1_0_6_load_90 | 134 | 0.00064241 | 0.000161 | 0 | 0 |  | 1 | TRUE | wye
98 | LV_6636-1_0_6_load_91 | 135 | 0.0043549 | 0.0010914 | 0 | 0 |  | 1 | TRUE | wye
99 | LV_6636-1_0_6_load_92 | 136 | 0.0036776 | 0.00092168 | 0 | 0 |  | 1 | TRUE | wye
100 | LV_6636-1_0_6_load_181 | 140 | 0.00089109 | 0.00022333 | 0 | 0 |  | 1 | TRUE | wye
101 | LV_6636-1_0_6_load_178 | 141 | 0.002925 | 0.00073308 | 0 | 0 |  | 1 | TRUE | wye
102 | LV_6636-1_0_6_load_240 | 142 | 0.0011406 | 0.00028587 | 0 | 0 |  | 1 | TRUE | wye
103 | LV_6636-1_0_6_load_132 | 144 | 0.0024072 | 0.0006033 | 0 | 0 |  | 1 | TRUE | wye
104 | LV_6636-1_0_6_load_157 | 145 | 0.001125 | 0.00028195 | 0 | 0 |  | 1 | TRUE | wye
105 | LV_6636-1_0_6_load_183 | 147 | 0.0058246 | 0.0014598 | 0 | 0 |  | 1 | TRUE | wye
106 | LV_6636-1_0_6_load_179 | 148 | 0.0012539 | 0.00031426 | 0 | 0 |  | 1 | TRUE | wye
107 | LV_6636-1_0_6_load_241 | 149 | 0.0095204 | 0.002386 | 0 | 0 |  | 1 | TRUE | wye
108 | LV_6636-1_0_6_load_97 | 150 | 0.00096873 | 0.00024279 | 0 | 0 |  | 1 | TRUE | wye
109 | LV_6636-1_0_6_load_98 | 151 | 0.00134 | 0.00033583 | 0 | 0 |  | 1 | TRUE | wye
110 | LV_6636-1_0_6_load_100 | 152 | 0.0022183 | 0.00055597 | 0 | 0 |  | 1 | TRUE | wye
111 | LV_6636-1_0_6_load_102 | 153 | 0.0013304 | 0.00033344 | 0 | 0 |  | 1 | TRUE | wye
112 | LV_6636-1_0_6_load_185 | 154 | 0.0022445 | 0.00056252 | 0 | 0 |  | 1 | TRUE | wye
113 | LV_6636-1_0_6_load_184 | 155 | 0.0022549 | 0.00056512 | 0 | 0 |  | 1 | TRUE | wye
114 | LV_6636-1_0_6_load_151 | 156 | 0.0019192 | 0.000481 | 0 | 0 |  | 1 | TRUE | wye
115 | LV_6636-1_0_6_load_109 | 157 | 0.0066086 | 0.0016563 | 0 | 0 |  | 1 | TRUE | wye
116 | LV_6636-1_0_6_load_110 | 158 | 0.0012588 | 0.00031548 | 0 | 0 |  | 1 | TRUE | wye
117 | LV_6636-1_0_6_load_112 | 160 | 0.0012537 | 0.0003142 | 0 | 0 |  | 1 | TRUE | wye
118 | LV_6636-1_0_6_load_113 | 161 | 0.0014408 | 0.00036111 | 0 | 0 |  | 1 | TRUE | wye
119 | LV_6636-1_0_6_load_114 | 162 | 0.0013532 | 0.00033914 | 0 | 0 |  | 1 | TRUE | wye
120 | LV_6636-1_0_6_load_115 | 163 | 0.0012387 | 0.00031044 | 0 | 0 |  | 1 | TRUE | wye
121 | LV_6636-1_0_6_load_116 | 164 | 0.0014798 | 0.00037087 | 0 | 0 |  | 1 | TRUE | wye
122 | LV_6636-1_0_6_load_117 | 165 | 0.0014363 | 0.00035998 | 0 | 0 |  | 1 | TRUE | wye
123 | LV_6636-1_0_6_load_182 | 166 | 0.0012418 | 0.00031121 | 0 | 0 |  | 1 | TRUE | wye
124 | LV_6636-1_0_6_load_146 | 167 | 0.0011404 | 0.00028581 | 0 | 0 |  | 1 | TRUE | wye
125 | LV_6636-1_0_6_load_145 | 168 | 0.0017262 | 0.00043263 | 0 | 0 |  | 1 | TRUE | wye
126 | LV_6636-1_0_6_load_180 | 169 | 0.0015348 | 0.00038466 | 0 | 0 |  | 1 | TRUE | wye
127 | LV_6636-1_0_6_load_147 | 170 | 0.000837 | 0.00020977 | 0 | 0 |  | 1 | TRUE | wye
128 | LV_6636-1_0_6_load_131 | 172 | 0.0039828 | 0.00099818 | 0 | 0 |  | 1 | TRUE | wye
129 | LV_6636-1_0_6_load_143 | 174 | 0.0040003 | 0.0010026 | 0 | 0 |  | 1 | TRUE | wye
130 | LV_6636-1_0_6_load_130 | 175 | 0.019005 | 0.0047631 | 0 | 0 |  | 1 | TRUE | wye
131 | LV_6636-1_0_6_load_127 | 176 | 0.023885 | 0.0059861 | 0 | 0 |  | 1 | TRUE | wye
132 | LV_6636-1_0_6_load_120 | 177 | 0.010881 | 0.002727 | 0 | 0 |  | 1 | TRUE | wye
133 | LV_6636-1_0_6_load_122 | 178 | 0.011689 | 0.0029296 | 0 | 0 |  | 1 | TRUE | wye
134 | LV_6636-1_0_6_load_124 | 179 | 0.0023751 | 0.00059527 | 0 | 0 |  | 1 | TRUE | wye
135 | LV_6636-1_0_6_load_126 | 180 | 0.0049593 | 0.0012429 | 0 | 0 |  | 1 | TRUE | wye
136 | LV_6636-1_0_6_load_128 | 181 | 0.0048006 | 0.0012031 | 0 | 0 |  | 1 | TRUE | wye
137 | LV_6636-1_0_6_load_141 | 182 | 0.0015907 | 0.00039868 | 0 | 0 |  | 1 | TRUE | wye
138 | LV_6636-1_0_6_load_137 | 183 | 0.0016133 | 0.00040433 | 0 | 0 |  | 1 | TRUE | wye
139 | LV_6636-1_0_6_load_138 | 184 | 0.0025516 | 0.00063948 | 0 | 0 |  | 1 | TRUE | wye
140 | LV_6636-1_0_6_load_168 | 185 | 0.01461 | 0.0036616 | 0 | 0 |  | 1 | TRUE | wye
141 | LV_6636-1_0_6_load_165 | 186 | 0.00092472 | 0.00023176 | 0 | 0 |  | 1 | TRUE | wye
142 | LV_6636-1_0_6_load_166 | 187 | 0.0013461 | 0.00033736 | 0 | 0 |  | 1 | TRUE | wye
143 | LV_6636-1_0_6_load_139 | 188 | 0.00069895 | 0.00017517 | 0 | 0 |  | 1 | TRUE | wye
144 | LV_6636-1_0_6_load_140 | 189 | 0.0064944 | 0.0016276 | 0 | 0 |  | 1 | TRUE | wye
145 | LV_6636-1_0_6_load_144 | 190 | 0.0012899 | 0.00032328 | 0 | 0 |  | 1 | TRUE | wye
146 | LV_6636-1_0_6_load_170 | 191 | 0.0012808 | 0.00032099 | 0 | 0 |  | 1 | TRUE | wye
147 | LV_6636-1_0_6_load_196 | 192 | 0.001659 | 0.00041579 | 0 | 0 |  | 1 | TRUE | wye
148 | LV_6636-1_0_6_load_163 | 195 | 0.0012905 | 0.00032342 | 0 | 0 |  | 1 | TRUE | wye
149 | LV_6636-1_0_6_load_160 | 196 | 0.0060075 | 0.0015056 | 0 | 0 |  | 1 | TRUE | wye
150 | LV_6636-1_0_6_load_169 | 197 | 0.00085514 | 0.00021432 | 0 | 0 |  | 1 | TRUE | wye
151 | LV_6636-1_0_6_load_159 | 198 | 0.00077491 | 0.00019421 | 0 | 0 |  | 1 | TRUE | wye
152 | LV_6636-1_0_6_load_152 | 199 | 0.00066859 | 0.00016756 | 0 | 0 |  | 1 | TRUE | wye
153 | LV_6636-1_0_6_load_161 | 201 | 0.0005902 | 0.00014792 | 0 | 0 |  | 1 | TRUE | wye
154 | LV_6636-1_0_6_load_164 | 203 | 0.0015347 | 0.00038463 | 0 | 0 |  | 1 | TRUE | wye
155 | LV_6636-1_0_6_load_177 | 204 | 0.0013511 | 0.00033861 | 0 | 0 |  | 1 | TRUE | wye
156 | LV_6636-1_0_6_load_167 | 205 | 0.0045198 | 0.0011328 | 0 | 0 |  | 1 | TRUE | wye
157 | LV_6636-1_0_6_load_197 | 206 | 0.0033266 | 0.00083372 | 0 | 0 |  | 1 | TRUE | wye
158 | LV_6636-1_0_6_load_195 | 207 | 0.00056932 | 0.00014269 | 0 | 0 |  | 1 | TRUE | wye
159 | LV_6636-1_0_6_load_172 | 208 | 0.0028154 | 0.00070562 | 0 | 0 |  | 1 | TRUE | wye
160 | LV_6636-1_0_6_load_173 | 209 | 0.0017824 | 0.00044672 | 0 | 0 |  | 1 | TRUE | wye
161 | LV_6636-1_0_6_load_175 | 211 | 0.0015759 | 0.00039496 | 0 | 0 |  | 1 | TRUE | wye
162 | LV_6636-1_0_6_load_191 | 212 | 0.0017932 | 0.00044941 | 0 | 0 |  | 1 | TRUE | wye
163 | LV_6636-1_0_6_load_192 | 213 | 0.0019353 | 0.00048502 | 0 | 0 |  | 1 | TRUE | wye
164 | LV_6636-1_0_6_load_201 | 214 | 0.0025463 | 0.00063815 | 0 | 0 |  | 1 | TRUE | wye
165 | LV_6636-1_0_6_load_186 | 215 | 0.003075 | 0.00077067 | 0 | 0 |  | 1 | TRUE | wye
166 | LV_6636-1_0_6_load_187 | 216 | 0.0030565 | 0.00076603 | 0 | 0 |  | 1 | TRUE | wye
167 | LV_6636-1_0_6_load_188 | 217 | 0.0022175 | 0.00055575 | 0 | 0 |  | 1 | TRUE | wye
168 | LV_6636-1_0_6_load_189 | 218 | 0.0022186 | 0.00055603 | 0 | 0 |  | 1 | TRUE | wye
169 | LV_6636-1_0_6_load_193 | 219 | 0.0015357 | 0.00038489 | 0 | 0 |  | 1 | TRUE | wye
170 | LV_6636-1_0_6_load_194 | 220 | 0.00057104 | 0.00014312 | 0 | 0 |  | 1 | TRUE | wye
171 | LV_6636-1_0_6_load_202 | 221 | 0.0024689 | 0.00061876 | 0 | 0 |  | 1 | TRUE | wye
172 | LV_6636-1_0_6_load_203 | 222 | 0.003728 | 0.00093433 | 0 | 0 |  | 1 | TRUE | wye
173 | LV_6636-1_0_6_load_216 | 223 | 0.0023824 | 0.00059709 | 0 | 0 |  | 1 | TRUE | wye
174 | LV_6636-1_0_6_load_215 | 224 | 0.0022018 | 0.00055183 | 0 | 0 |  | 1 | TRUE | wye
175 | LV_6636-1_0_6_load_206 | 225 | 0.002203 | 0.00055213 | 0 | 0 |  | 1 | TRUE | wye
176 | LV_6636-1_0_6_load_207 | 226 | 0.0013403 | 0.00033591 | 0 | 0 |  | 1 | TRUE | wye
177 | LV_6636-1_0_6_load_208 | 227 | 0.0010393 | 0.00026048 | 0 | 0 |  | 1 | TRUE | wye
178 | LV_6636-1_0_6_load_209 | 228 | 0.00063201 | 0.0001584 | 0 | 0 |  | 1 | TRUE | wye
179 | LV_6636-1_0_6_load_210 | 229 | 0.0010739 | 0.00026914 | 0 | 0 |  | 1 | TRUE | wye
180 | LV_6636-1_0_6_load_212 | 230 | 0.0049921 | 0.0012511 | 0 | 0 |  | 1 | TRUE | wye
181 | LV_6636-1_0_6_load_214 | 231 | 0.0022024 | 0.00055199 | 0 | 0 |  | 1 | TRUE | wye
182 | LV_6636-1_0_6_load_224 | 233 | 0.00095921 | 0.0002404 | 0 | 0 |  | 1 | TRUE | wye
183 | LV_6636-1_0_6_load_235 | 234 | 0.002191 | 0.00054912 | 0 | 0 |  | 1 | TRUE | wye

## ext_grid
| name | bus | vm_pu | va_degree | slack_weight | in_service
0 |  | 180 | 1 | 0 | 1 | TRUE

## line
| name | std_type | from_bus | to_bus | length_km | r_ohm_per_km | x_ohm_per_km | c_nf_per_km | g_us_per_km | max_i_ka | df | parallel | type | in_service
0 | LV_6636-1_0_6_line_0 |  | 0 | 1 | 0.011972 | 0.125 | 0.08 | 261 | 0 | 0.364 | 1 | 1 | cs | TRUE
1 | LV_6636-1_0_6_line_1 |  | 1 | 2 | 0.005061 | 0.125 | 0.08 | 261 | 0 | 0.364 | 1 | 1 | cs | TRUE
2 | LV_6636-1_0_6_line_2 |  | 2 | 3 | 0.31441 | 0.125 | 0.08 | 261 | 0 | 0.364 | 1 | 1 | cs | TRUE
3 | LV_6636-1_0_6_line_3 |  | 2 | 4 | 0.26994 | 0.125 | 0.08 | 261 | 0 | 0.364 | 1 | 1 | cs | TRUE
4 | LV_6636-1_0_6_line_4 |  | 4 | 8 | 0.028169 | 0.125 | 0.08 | 261 | 0 | 0.364 | 1 | 1 | cs | TRUE
5 | LV_6636-1_0_6_line_5 |  | 4 | 9 | 0.02593 | 0.125 | 0.08 | 261 | 0 | 0.364 | 1 | 1 | cs | TRUE
6 | LV_6636-1_0_6_line_6 |  | 4 | 5 | 0.41105 | 0.125 | 0.08 | 261 | 0 | 0.364 | 1 | 1 | cs | TRUE
7 | LV_6636-1_0_6_line_7 |  | 5 | 6 | 0.01678 | 0.125 | 0.08 | 261 | 0 | 0.364 | 1 | 1 | cs | TRUE
8 | LV_6636-1_0_6_line_8 |  | 5 | 7 | 0.009657 | 0.125 | 0.08 | 261 | 0 | 0.364 | 1 | 1 | cs | TRUE
9 | LV_6636-1_0_6_line_9 |  | 6 | 10 | 0.01634 | 0.125 | 0.08 | 261 | 0 | 0.364 | 1 | 2 | cs | TRUE
10 | LV_6636-1_0_6_line_10 |  | 7 | 14 | 0.043412 | 0.125 | 0.08 | 261 | 0 | 0.364 | 1 | 1 | cs | TRUE
11 | LV_6636-1_0_6_line_11 |  | 7 | 15 | 0.04344 | 0.125 | 0.08 | 261 | 0 | 0.364 | 1 | 1 | cs | TRUE
12 | LV_6636-1_0_6_line_12 |  | 8 | 16 | 0.00069847 | 0.125 | 0.08 | 261 | 0 | 0.364 | 1 | 1 | cs | TRUE
13 | LV_6636-1_0_6_line_13 |  | 9 | 17 | 0.013396 | 0.125 | 0.08 | 261 | 0 | 0.364 | 1 | 1 | cs | TRUE
14 | LV_6636-1_0_6_line_14 |  | 10 | 77 | 0.070318 | 0.125 | 0.08 | 261 | 0 | 0.364 | 1 | 2 | cs | TRUE
15 | LV_6636-1_0_6_line_15 |  | 11 | 12 | 0.021689 | 0.125 | 0.08 | 261 | 0 | 0.364 | 1 | 1 | cs | TRUE
16 | LV_6636-1_0_6_line_16 |  | 11 | 13 | 0.11286 | 0.125 | 0.08 | 261 | 0 | 0.364 | 1 | 1 | cs | TRUE
17 | LV_6636-1_0_6_line_17 |  | 12 | 18 | 0.034617 | 0.125 | 0.08 | 261 | 0 | 0.364 | 1 | 1 | cs | TRUE
18 | LV_6636-1_0_6_line_18 |  | 15 | 92 | 0.013806 | 0.125 | 0.08 | 261 | 0 | 0.364 | 1 | 1 | cs | TRUE
19 | LV_6636-1_0_6_line_19 |  | 17 | 33 | 0.083372 | 0.125 | 0.08 | 261 | 0 | 0.364 | 1 | 1 | cs | TRUE
20 | LV_6636-1_0_6_line_20 |  | 18 | 53 | 0.023264 | 0.125 | 0.08 | 261 | 0 | 0.364 | 1 | 1 | cs | TRUE
21 | LV_6636-1_0_6_line_21 |  | 19 | 20 | 0.023647 | 0.125 | 0.08 | 261 | 0 | 0.364 | 1 | 1 | cs | TRUE
22 | LV_6636-1_0_6_line_22 |  | 19 | 21 | 0.17459 | 0.125 | 0.08 | 261 | 0 | 0.364 | 1 | 1 | cs | TRUE
23 | LV_6636-1_0_6_line_23 |  | 20 | 44 | 0.0017792 | 0.125 | 0.08 | 261 | 0 | 0.364 | 1 | 1 | cs | TRUE
24 | LV_6636-1_0_6_line_24 |  | 21 | 30 | 0.025935 | 0.125 | 0.08 | 261 | 0 | 0.364 | 1 | 1 | cs | TRUE
25 | LV_6636-1_0_6_line_25 |  | 22 | 23 | 0.01444 | 0.125 | 0.08 | 261 | 0 | 0.364 | 1 | 1 | cs | TRUE
26 | LV_6636-1_0_6_line_26 |  | 22 | 24 | 0.00053684 | 0.125 | 0.08 | 261 | 0 | 0.364 | 1 | 1 | cs | TRUE
27 | LV_6636-1_0_6_line_27 |  | 23 | 28 | 0.017244 | 0.125 | 0.08 | 261 | 0 | 0.364 | 1 | 1 | cs | TRUE
28 | LV_6636-1_0_6_line_28 |  | 24 | 27 | 0.014061 | 0.125 | 0.08 | 261 | 0 | 0.364 | 1 | 1 | cs | TRUE
29 | LV_6636-1_0_6_line_29 |  | 25 | 26 | 0.0031089 | 0.125 | 0.08 | 261 | 0 | 0.364 | 1 | 1 | cs | TRUE
30 | LV_6636-1_0_6_line_30 |  | 25 | 27 | 0.011853 | 0.125 | 0.08 | 261 | 0 | 0.364 | 1 | 1 | cs | TRUE
31 | LV_6636-1_0_6_line_31 |  | 28 | 29 | 0.001536 | 0.125 | 0.08 | 261 | 0 | 0.364 | 1 | 1 | cs | TRUE
32 | LV_6636-1_0_6_line_32 |  | 29 | 54 | 0.03207 | 0.125 | 0.08 | 261 | 0 | 0.364 | 1 | 1 | cs | TRUE
33 | LV_6636-1_0_6_line_33 |  | 30 | 34 | 0.0041932 | 0.125 | 0.08 | 261 | 0 | 0.364 | 1 | 1 | cs | TRUE
34 | LV_6636-1_0_6_line_34 |  | 31 | 32 | 0.01058 | 0.125 | 0.08 | 261 | 0 | 0.364 | 1 | 1 | cs | TRUE
35 | LV_6636-1_0_6_line_35 |  | 32 | 90 | 0.0027198 | 0.125 | 0.08 | 261 | 0 | 0.364 | 1 | 1 | cs | TRUE
36 | LV_6636-1_0_6_line_36 |  | 35 | 36 | 0.024142 | 0.125 | 0.08 | 261 | 0 | 0.364 | 1 | 1 | cs | TRUE
37 | LV_6636-1_0_6_line_37 |  | 35 | 37 | 0.03051 | 0.125 | 0.08 | 261 | 0 | 0.364 | 1 | 1 | cs | TRUE
38 | LV_6636-1_0_6_line_38 |  | 37 | 74 | 0.019881 | 0.125 | 0.08 | 261 | 0 | 0.364 | 1 | 1 | cs | TRUE
39 | LV_6636-1_0_6_line_39 |  | 37 | 64 | 0.040264 | 0.125 | 0.08 | 261 | 0 | 0.364 | 1 | 1 | cs | TRUE
40 | LV_6636-1_0_6_line_40 |  | 38 | 39 | 0.003217 | 0.125 | 0.08 | 261 | 0 | 0.364 | 1 | 1 | cs | TRUE
41 | LV_6636-1_0_6_line_41 |  | 38 | 40 | 0.054844 | 0.125 | 0.08 | 261 | 0 | 0.364 | 1 | 1 | cs | TRUE
42 | LV_6636-1_0_6_line_42 |  | 40 | 42 | 0.038239 | 0.125 | 0.08 | 261 | 0 | 0.364 | 1 | 1 | cs | TRUE
43 | LV_6636-1_0_6_line_43 |  | 40 | 134 | 0.027301 | 0.125 | 0.08 | 261 | 0 | 0.364 | 1 | 1 | cs | TRUE
44 | LV_6636-1_0_6_line_44 |  | 41 | 42 | 0.056901 | 0.125 | 0.08 | 261 | 0 | 0.364 | 1 | 1 | cs | TRUE
45 | LV_6636-1_0_6_line_45 |  | 41 | 43 | 0.060093 | 0.125 | 0.08 | 261 | 0 | 0.364 | 1 | 1 | cs | TRUE
46 | LV_6636-1_0_6_line_46 |  | 42 | 149 | 0.002392 | 0.125 | 0.08 | 261 | 0 | 0.364 | 1 | 1 | cs | TRUE
47 | LV_6636-1_0_6_line_47 |  | 43 | 156 | 0.022168 | 0.125 | 0.08 | 261 | 0 | 0.364 | 1 | 1 | cs | TRUE
48 | LV_6636-1_0_6_line_48 |  | 44 | 118 | 0.035131 | 0.125 | 0.08 | 261 | 0 | 0.364 | 1 | 1 | cs | TRUE
49 | LV_6636-1_0_6_line_49 |  | 45 | 46 | 0.013036 | 0.125 | 0.08 | 261 | 0 | 0.364 | 1 | 1 | cs | TRUE
50 | LV_6636-1_0_6_line_50 |  | 46 | 49 | 0.014314 | 0.125 | 0.08 | 261 | 0 | 0.364 | 1 | 1 | cs | TRUE
51 | LV_6636-1_0_6_line_51 |  | 47 | 48 | 0.01925 | 0.125 | 0.08 | 261 | 0 | 0.364 | 1 | 1 | cs | TRUE
52 | LV_6636-1_0_6_line_52 |  | 47 | 49 | 0.017486 | 0.125 | 0.08 | 261 | 0 | 0.364 | 1 | 1 | cs | TRUE
53 | LV_6636-1_0_6_line_53 |  | 47 | 50 | 0.017692 | 0.125 | 0.08 | 261 | 0 | 0.364 | 1 | 1 | cs | TRUE
54 | LV_6636-1_0_6_line_54 |  | 50 | 234 | 0.0031508 | 0.125 | 0.08 | 261 | 0 | 0.364 | 1 | 1 | cs | TRUE
55 | LV_6636-1_0_6_line_55 |  | 51 | 52 | 0.0087166 | 0.125 | 0.08 | 261 | 0 | 0.364 | 1 | 1 | cs | TRUE
56 | LV_6636-1_0_6_line_56 |  | 52 | 233 | 0.0085576 | 0.125 | 0.08 | 261 | 0 | 0.364 | 1 | 1 | cs | TRUE
57 | LV_6636-1_0_6_line_57 |  | 53 | 123 | 0.023785 | 0.125 | 0.08 | 261 | 0 | 0.364 | 1 | 1 | cs | TRUE
58 | LV_6636-1_0_6_line_58 |  | 54 | 234 | 0.015252 | 0.125 | 0.08 | 261 | 0 | 0.364 | 1 | 1 | cs | TRUE
59 | LV_6636-1_0_6_line_59 |  | 54 | 232 | 0.004738 | 0.125 | 0.08 | 261 | 0 | 0.364 | 1 | 1 | cs | TRUE
60 | LV_6636-1_0_6_line_60 |  | 55 | 56 | 0.00039343 | 0.125 | 0.08 | 261 | 0 | 0.364 | 1 | 1 | cs | TRUE
61 | LV_6636-1_0_6_line_61 |  | 55 | 57 | 0.018816 | 0.125 | 0.08 | 261 | 0 | 0.364 | 1 | 1 | cs | TRUE
62 | LV_6636-1_0_6_line_62 |  | 56 | 58 | 0.020796 | 0.125 | 0.08 | 261 | 0 | 0.364 | 1 | 1 | cs | TRUE
63 | LV_6636-1_0_6_line_63 |  | 57 | 59 | 0.022744 | 0.125 | 0.08 | 261 | 0 | 0.364 | 1 | 1 | cs | TRUE
64 | LV_6636-1_0_6_line_64 |  | 57 | 60 | 0.048363 | 0.125 | 0.08 | 261 | 0 | 0.364 | 1 | 1 | cs | TRUE
65 | LV_6636-1_0_6_line_65 |  | 58 | 61 | 0.015164 | 0.125 | 0.08 | 261 | 0 | 0.364 | 1 | 1 | cs | TRUE
66 | LV_6636-1_0_6_line_66 |  | 58 | 62 | 0.024324 | 0.125 | 0.08 | 261 | 0 | 0.364 | 1 | 1 | cs | TRUE
67 | LV_6636-1_0_6_line_67 |  | 59 | 63 | 0.00028017 | 0.125 | 0.08 | 261 | 0 | 0.364 | 1 | 1 | cs | TRUE
68 | LV_6636-1_0_6_line_68 |  | 60 | 64 | 0.0057536 | 0.125 | 0.08 | 261 | 0 | 0.364 | 1 | 1 | cs | TRUE
69 | LV_6636-1_0_6_line_69 |  | 61 | 65 | 0.02286 | 0.125 | 0.08 | 261 | 0 | 0.364 | 1 | 1 | cs | TRUE
70 | LV_6636-1_0_6_line_70 |  | 62 | 66 | 0.022548 | 0.125 | 0.08 | 261 | 0 | 0.364 | 1 | 1 | cs | TRUE
71 | LV_6636-1_0_6_line_71 |  | 63 | 67 | 0.046396 | 0.125 | 0.08 | 261 | 0 | 0.364 | 1 | 1 | cs | TRUE
72 | LV_6636-1_0_6_line_72 |  | 64 | 68 | 0.002898 | 0.125 | 0.08 | 261 | 0 | 0.364 | 1 | 1 | cs | TRUE
73 | LV_6636-1_0_6_line_73 |  | 65 | 69 | 0.0032828 | 0.125 | 0.08 | 261 | 0 | 0.364 | 1 | 1 | cs | TRUE
74 | LV_6636-1_0_6_line_74 |  | 66 | 70 | 0.026915 | 0.125 | 0.08 | 261 | 0 | 0.364 | 1 | 3 | cs | TRUE
75 | LV_6636-1_0_6_line_75 |  | 66 | 71 | 0.0075489 | 0.125 | 0.08 | 261 | 0 | 0.364 | 1 | 3 | cs | TRUE
76 | LV_6636-1_0_6_line_76 |  | 67 | 72 | 0.017984 | 0.125 | 0.08 | 261 | 0 | 0.364 | 1 | 1 | cs | TRUE
77 | LV_6636-1_0_6_line_77 |  | 67 | 73 | 0.011614 | 0.125 | 0.08 | 261 | 0 | 0.364 | 1 | 1 | cs | TRUE
78 | LV_6636-1_0_6_line_78 |  | 68 | 75 | 0.03706 | 0.125 | 0.08 | 261 | 0 | 0.364 | 1 | 1 | cs | TRUE
79 | LV_6636-1_0_6_line_79 |  | 69 | 214 | 0.0036272 | 0.125 | 0.08 | 261 | 0 | 0.364 | 1 | 1 | cs | TRUE
80 | LV_6636-1_0_6_line_80 |  | 70 | 113 | 0.0023682 | 0.125 | 0.08 | 261 | 0 | 0.364 | 1 | 3 | cs | TRUE
81 | LV_6636-1_0_6_line_81 |  | 71 | 177 | 0.015649 | 0.125 | 0.08 | 261 | 0 | 0.364 | 1 | 3 | cs | TRUE
82 | LV_6636-1_0_6_line_82 |  | 72 | 223 | 0.0034284 | 0.125 | 0.08 | 261 | 0 | 0.364 | 1 | 1 | cs | TRUE
83 | LV_6636-1_0_6_line_83 |  | 73 | 218 | 0.0093198 | 0.125 | 0.08 | 261 | 0 | 0.364 | 1 | 1 | cs | TRUE
84 | LV_6636-1_0_6_line_84 |  | 74 | 232 | 0.020122 | 0.125 | 0.08 | 261 | 0 | 0.364 | 1 | 1 | cs | TRUE
85 | LV_6636-1_0_6_line_85 |  | 75 | 233 | 0.0093021 | 0.125 | 0.08 | 261 | 0 | 0.364 | 1 | 1 | cs | TRUE
86 | LV_6636-1_0_6_line_86 |  | 76 | 77 | 0.10985 | 0.125 | 0.08 | 261 | 0 | 0.364 | 1 | 3 | cs | TRUE
87 | LV_6636-1_0_6_line_87 |  | 76 | 78 | 0.037789 | 0.125 | 0.08 | 261 | 0 | 0.364 | 1 | 3 | cs | TRUE
88 | LV_6636-1_0_6_line_88 |  | 78 | 79 | 0.017868 | 0.125 | 0.08 | 261 | 0 | 0.364 | 1 | 3 | cs | TRUE
89 | LV_6636-1_0_6_line_89 |  | 78 | 80 | 0.08902 | 0.125 | 0.08 | 261 | 0 | 0.364 | 1 | 1 | cs | TRUE
90 | LV_6636-1_0_6_line_90 |  | 79 | 81 | 0.023779 | 0.125 | 0.08 | 261 | 0 | 0.364 | 1 | 3 | cs | TRUE
91 | LV_6636-1_0_6_line_91 |  | 81 | 82 | 0.019049 | 0.125 | 0.08 | 261 | 0 | 0.364 | 1 | 3 | cs | TRUE
92 | LV_6636-1_0_6_line_92 |  | 82 | 83 | 0.019184 | 0.125 | 0.08 | 261 | 0 | 0.364 | 1 | 3 | cs | TRUE
93 | LV_6636-1_0_6_line_93 |  | 83 | 84 | 0.002587 | 0.125 | 0.08 | 261 | 0 | 0.364 | 1 | 3 | cs | TRUE
94 | LV_6636-1_0_6_line_94 |  | 83 | 85 | 0.015894 | 0.125 | 0.08 | 261 | 0 | 0.364 | 1 | 1 | cs | TRUE
95 | LV_6636-1_0_6_line_95 |  | 84 | 86 | 0.022533 | 0.125 | 0.08 | 261 | 0 | 0.364 | 1 | 3 | cs | TRUE
96 | LV_6636-1_0_6_line_96 |  | 84 | 87 | 0.024717 | 0.125 | 0.08 | 261 | 0 | 0.364 | 1 | 1 | cs | TRUE
97 | LV_6636-1_0_6_line_97 |  | 85 | 88 | 0.010861 | 0.125 | 0.08 | 261 | 0 | 0.364 | 1 | 1 | cs | TRUE
98 | LV_6636-1_0_6_line_98 |  | 86 | 89 | 0.015047 | 0.125 | 0.08 | 261 | 0 | 0.364 | 1 | 3 | cs | TRUE
99 | LV_6636-1_0_6_line_99 |  | 87 | 90 | 0.016746 | 0.125 | 0.08 | 261 | 0 | 0.364 | 1 | 1 | cs | TRUE
100 | LV_6636-1_0_6_line_100 |  | 89 | 91 | 0.0063923 | 0.125 | 0.08 | 261 | 0 | 0.364 | 1 | 3 | cs | TRUE
101 | LV_6636-1_0_6_line_101 |  | 91 | 97 | 0.018232 | 0.125 | 0.08 | 261 | 0 | 0.364 | 1 | 3 | cs | TRUE
102 | LV_6636-1_0_6_line_102 |  | 92 | 93 | 0.14424 | 0.125 | 0.08 | 261 | 0 | 0.364 | 1 | 1 | cs | TRUE
103 | LV_6636-1_0_6_line_103 |  | 93 | 94 | 0.010239 | 0.125 | 0.08 | 261 | 0 | 0.364 | 1 | 1 | cs | TRUE
104 | LV_6636-1_0_6_line_104 |  | 94 | 95 | 0.0067594 | 0.125 | 0.08 | 261 | 0 | 0.364 | 1 | 1 | cs | TRUE
105 | LV_6636-1_0_6_line_105 |  | 95 | 96 | 0.0031793 | 0.125 | 0.08 | 261 | 0 | 0.364 | 1 | 1 | cs | TRUE
106 | LV_6636-1_0_6_line_106 |  | 97 | 172 | 0.017527 | 0.125 | 0.08 | 261 | 0 | 0.364 | 1 | 1 | cs | TRUE
107 | LV_6636-1_0_6_line_107 |  | 97 | 173 | 0.017923 | 0.125 | 0.08 | 261 | 0 | 0.364 | 1 | 3 | cs | TRUE
108 | LV_6636-1_0_6_line_108 |  | 98 | 99 | 0.031184 | 0.125 | 0.08 | 261 | 0 | 0.364 | 1 | 1 | cs | TRUE
109 | LV_6636-1_0_6_line_109 |  | 99 | 100 | 0.026666 | 0.125 | 0.08 | 261 | 0 | 0.364 | 1 | 1 | cs | TRUE
110 | LV_6636-1_0_6_line_110 |  | 99 | 101 | 0.027464 | 0.125 | 0.08 | 261 | 0 | 0.364 | 1 | 1 | cs | TRUE
111 | LV_6636-1_0_6_line_111 |  | 101 | 102 | 0.025703 | 0.125 | 0.08 | 261 | 0 | 0.364 | 1 | 1 | cs | TRUE
112 | LV_6636-1_0_6_line_112 |  | 102 | 103 | 0.016356 | 0.125 | 0.08 | 261 | 0 | 0.364 | 1 | 1 | cs | TRUE
113 | LV_6636-1_0_6_line_113 |  | 102 | 104 | 0.00079447 | 0.125 | 0.08 | 261 | 0 | 0.364 | 1 | 1 | cs | TRUE
114 | LV_6636-1_0_6_line_114 |  | 103 | 105 | 0.019908 | 0.125 | 0.08 | 261 | 0 | 0.364 | 1 | 1 | cs | TRUE
115 | LV_6636-1_0_6_line_115 |  | 104 | 106 | 0.022722 | 0.125 | 0.08 | 261 | 0 | 0.364 | 1 | 1 | cs | TRUE
116 | LV_6636-1_0_6_line_116 |  | 105 | 200 | 0.0185 | 0.125 | 0.08 | 261 | 0 | 0.364 | 1 | 1 | cs | TRUE
117 | LV_6636-1_0_6_line_117 |  | 106 | 146 | 0.016153 | 0.125 | 0.08 | 261 | 0 | 0.364 | 1 | 1 | cs | TRUE
118 | LV_6636-1_0_6_line_118 |  | 107 | 108 | 0.0088492 | 0.125 | 0.08 | 261 | 0 | 0.364 | 1 | 3 | cs | TRUE
119 | LV_6636-1_0_6_line_119 |  | 107 | 109 | 0.0053247 | 0.125 | 0.08 | 261 | 0 | 0.364 | 1 | 3 | cs | TRUE
120 | LV_6636-1_0_6_line_120 |  | 108 | 110 | 0.0063604 | 0.125 | 0.08 | 261 | 0 | 0.364 | 1 | 3 | cs | TRUE
121 | LV_6636-1_0_6_line_121 |  | 109 | 111 | 0.013843 | 0.125 | 0.08 | 261 | 0 | 0.364 | 1 | 1 | cs | TRUE
122 | LV_6636-1_0_6_line_122 |  | 109 | 112 | 0.012915 | 0.125 | 0.08 | 261 | 0 | 0.364 | 1 | 3 | cs | TRUE
123 | LV_6636-1_0_6_line_123 |  | 110 | 113 | 0.0032462 | 0.125 | 0.08 | 261 | 0 | 0.364 | 1 | 3 | cs | TRUE
124 | LV_6636-1_0_6_line_124 |  | 111 | 114 | 0.016799 | 0.125 | 0.08 | 261 | 0 | 0.364 | 1 | 1 | cs | TRUE
125 | LV_6636-1_0_6_line_125 |  | 112 | 115 | 0.009916 | 0.125 | 0.08 | 261 | 0 | 0.364 | 1 | 3 | cs | TRUE
126 | LV_6636-1_0_6_line_126 |  | 114 | 116 | 0.014262 | 0.125 | 0.08 | 261 | 0 | 0.364 | 1 | 1 | cs | TRUE
127 | LV_6636-1_0_6_line_127 |  | 115 | 117 | 0.0008549 | 0.125 | 0.08 | 261 | 0 | 0.364 | 1 | 3 | cs | TRUE
128 | LV_6636-1_0_6_line_128 |  | 116 | 118 | 0.00146 | 0.125 | 0.08 | 261 | 0 | 0.364 | 1 | 1 | cs | TRUE
129 | LV_6636-1_0_6_line_129 |  | 117 | 119 | 0.0023837 | 0.125 | 0.08 | 261 | 0 | 0.364 | 1 | 3 | cs | TRUE
130 | LV_6636-1_0_6_line_130 |  | 119 | 206 | 0.010717 | 0.125 | 0.08 | 261 | 0 | 0.364 | 1 | 3 | cs | TRUE
131 | LV_6636-1_0_6_line_131 |  | 120 | 121 | 0.0042375 | 0.125 | 0.08 | 261 | 0 | 0.364 | 1 | 1 | cs | TRUE
132 | LV_6636-1_0_6_line_132 |  | 121 | 122 | 0.0040824 | 0.125 | 0.08 | 261 | 0 | 0.364 | 1 | 1 | cs | TRUE
133 | LV_6636-1_0_6_line_133 |  | 122 | 124 | 0.0060525 | 0.125 | 0.08 | 261 | 0 | 0.364 | 1 | 1 | cs | TRUE
134 | LV_6636-1_0_6_line_134 |  | 123 | 125 | 0.0082301 | 0.125 | 0.08 | 261 | 0 | 0.364 | 1 | 1 | cs | TRUE
135 | LV_6636-1_0_6_line_135 |  | 124 | 126 | 0.02516 | 0.125 | 0.08 | 261 | 0 | 0.364 | 1 | 1 | cs | TRUE
136 | LV_6636-1_0_6_line_136 |  | 125 | 127 | 0.0082074 | 0.125 | 0.08 | 261 | 0 | 0.364 | 1 | 1 | cs | TRUE
137 | LV_6636-1_0_6_line_137 |  | 126 | 128 | 0.0083899 | 0.125 | 0.08 | 261 | 0 | 0.364 | 1 | 1 | cs | TRUE
138 | LV_6636-1_0_6_line_138 |  | 127 | 129 | 0.002508 | 0.125 | 0.08 | 261 | 0 | 0.364 | 1 | 1 | cs | TRUE
139 | LV_6636-1_0_6_line_139 |  | 128 | 150 | 0.007431 | 0.125 | 0.08 | 261 | 0 | 0.364 | 1 | 1 | cs | TRUE
140 | LV_6636-1_0_6_line_140 |  | 129 | 228 | 0.0054002 | 0.125 | 0.08 | 261 | 0 | 0.364 | 1 | 1 | cs | TRUE
141 | LV_6636-1_0_6_line_141 |  | 130 | 131 | 0.050959 | 0.125 | 0.08 | 261 | 0 | 0.364 | 1 | 1 | cs | TRUE
142 | LV_6636-1_0_6_line_142 |  | 130 | 132 | 0.02107 | 0.125 | 0.08 | 261 | 0 | 0.364 | 1 | 1 | cs | TRUE
143 | LV_6636-1_0_6_line_143 |  | 131 | 133 | 0.028484 | 0.125 | 0.08 | 261 | 0 | 0.364 | 1 | 1 | cs | TRUE
144 | LV_6636-1_0_6_line_144 |  | 132 | 134 | 0.014716 | 0.125 | 0.08 | 261 | 0 | 0.364 | 1 | 1 | cs | TRUE
145 | LV_6636-1_0_6_line_145 |  | 132 | 135 | 0.017849 | 0.125 | 0.08 | 261 | 0 | 0.364 | 1 | 1 | cs | TRUE
146 | LV_6636-1_0_6_line_146 |  | 133 | 136 | 0.023566 | 0.125 | 0.08 | 261 | 0 | 0.364 | 1 | 1 | cs | TRUE
147 | LV_6636-1_0_6_line_147 |  | 133 | 137 | 0.050425 | 0.125 | 0.08 | 261 | 0 | 0.364 | 1 | 1 | cs | TRUE
148 | LV_6636-1_0_6_line_148 |  | 136 | 138 | 0.021207 | 0.125 | 0.08 | 261 | 0 | 0.364 | 1 | 3 | cs | TRUE
149 | LV_6636-1_0_6_line_149 |  | 137 | 142 | 0.009119 | 0.125 | 0.08 | 261 | 0 | 0.364 | 1 | 1 | cs | TRUE
150 | LV_6636-1_0_6_line_150 |  | 138 | 143 | 0.006094 | 0.125 | 0.08 | 261 | 0 | 0.364 | 1 | 3 | cs | TRUE
151 | LV_6636-1_0_6_line_151 |  | 138 | 144 | 0.022157 | 0.125 | 0.08 | 261 | 0 | 0.364 | 1 | 1 | cs | TRUE
152 | LV_6636-1_0_6_line_152 |  | 139 | 140 | 0.063961 | 0.125 | 0.08 | 261 | 0 | 0.364 | 1 | 1 | cs | TRUE
153 | LV_6636-1_0_6_line_153 |  | 139 | 141 | 0.014413 | 0.125 | 0.08 | 261 | 0 | 0.364 | 1 | 1 | cs | TRUE
154 | LV_6636-1_0_6_line_154 |  | 140 | 147 | 0.0050229 | 0.125 | 0.08 | 261 | 0 | 0.364 | 1 | 1 | cs | TRUE
155 | LV_6636-1_0_6_line_155 |  | 141 | 148 | 0.0052593 | 0.125 | 0.08 | 261 | 0 | 0.364 | 1 | 1 | cs | TRUE
156 | LV_6636-1_0_6_line_156 |  | 143 | 183 | 0.023142 | 0.125 | 0.08 | 261 | 0 | 0.364 | 1 | 1 | cs | TRUE
157 | LV_6636-1_0_6_line_157 |  | 143 | 184 | 0.023565 | 0.125 | 0.08 | 261 | 0 | 0.364 | 1 | 3 | cs | TRUE
158 | LV_6636-1_0_6_line_158 |  | 145 | 146 | 0.0035301 | 0.125 | 0.08 | 261 | 0 | 0.364 | 1 | 1 | cs | TRUE
159 | LV_6636-1_0_6_line_159 |  | 148 | 169 | 0.0041706 | 0.125 | 0.08 | 261 | 0 | 0.364 | 1 | 1 | cs | TRUE
160 | LV_6636-1_0_6_line_160 |  | 150 | 151 | 0.011701 | 0.125 | 0.08 | 261 | 0 | 0.364 | 1 | 1 | cs | TRUE
161 | LV_6636-1_0_6_line_161 |  | 151 | 152 | 0.00052497 | 0.125 | 0.08 | 261 | 0 | 0.364 | 1 | 1 | cs | TRUE
162 | LV_6636-1_0_6_line_162 |  | 152 | 153 | 0.010947 | 0.125 | 0.08 | 261 | 0 | 0.364 | 1 | 1 | cs | TRUE
163 | LV_6636-1_0_6_line_163 |  | 153 | 154 | 0.011781 | 0.125 | 0.08 | 261 | 0 | 0.364 | 1 | 1 | cs | TRUE
164 | LV_6636-1_0_6_line_164 |  | 154 | 155 | 0.010647 | 0.125 | 0.08 | 261 | 0 | 0.364 | 1 | 1 | cs | TRUE
165 | LV_6636-1_0_6_line_165 |  | 155 | 215 | 0.011749 | 0.125 | 0.08 | 261 | 0 | 0.364 | 1 | 1 | cs | TRUE
166 | LV_6636-1_0_6_line_166 |  | 156 | 199 | 0.016309 | 0.125 | 0.08 | 261 | 0 | 0.364 | 1 | 1 | cs | TRUE
167 | LV_6636-1_0_6_line_167 |  | 157 | 158 | 0.020347 | 0.125 | 0.08 | 261 | 0 | 0.364 | 1 | 1 | cs | TRUE
168 | LV_6636-1_0_6_line_168 |  | 157 | 159 | 0.021212 | 0.125 | 0.08 | 261 | 0 | 0.364 | 1 | 1 | cs | TRUE
169 | LV_6636-1_0_6_line_169 |  | 158 | 160 | 0.0076647 | 0.125 | 0.08 | 261 | 0 | 0.364 | 1 | 1 | cs | TRUE
170 | LV_6636-1_0_6_line_170 |  | 159 | 161 | 0.0026355 | 0.125 | 0.08 | 261 | 0 | 0.364 | 1 | 1 | cs | TRUE
171 | LV_6636-1_0_6_line_171 |  | 159 | 162 | 0.020219 | 0.125 | 0.08 | 261 | 0 | 0.364 | 1 | 1 | cs | TRUE
172 | LV_6636-1_0_6_line_172 |  | 160 | 163 | 0.0079842 | 0.125 | 0.08 | 261 | 0 | 0.364 | 1 | 1 | cs | TRUE
173 | LV_6636-1_0_6_line_173 |  | 161 | 164 | 0.0018377 | 0.125 | 0.08 | 261 | 0 | 0.364 | 1 | 1 | cs | TRUE
174 | LV_6636-1_0_6_line_174 |  | 162 | 165 | 0.010007 | 0.125 | 0.08 | 261 | 0 | 0.364 | 1 | 1 | cs | TRUE
175 | LV_6636-1_0_6_line_175 |  | 163 | 166 | 0.0079977 | 0.125 | 0.08 | 261 | 0 | 0.364 | 1 | 1 | cs | TRUE
176 | LV_6636-1_0_6_line_176 |  | 164 | 167 | 0.013519 | 0.125 | 0.08 | 261 | 0 | 0.364 | 1 | 1 | cs | TRUE
177 | LV_6636-1_0_6_line_177 |  | 165 | 168 | 0.027547 | 0.125 | 0.08 | 261 | 0 | 0.364 | 1 | 1 | cs | TRUE
178 | LV_6636-1_0_6_line_178 |  | 166 | 169 | 0.001985 | 0.125 | 0.08 | 261 | 0 | 0.364 | 1 | 1 | cs | TRUE
179 | LV_6636-1_0_6_line_179 |  | 167 | 170 | 0.019158 | 0.125 | 0.08 | 261 | 0 | 0.364 | 1 | 1 | cs | TRUE
180 | LV_6636-1_0_6_line_180 |  | 168 | 171 | 0.0012901 | 0.125 | 0.08 | 261 | 0 | 0.364 | 1 | 1 | cs | TRUE
181 | LV_6636-1_0_6_line_181 |  | 170 | 193 | 0.017129 | 0.125 | 0.08 | 261 | 0 | 0.364 | 1 | 1 | cs | TRUE
182 | LV_6636-1_0_6_line_182 |  | 171 | 190 | 0.017812 | 0.125 | 0.08 | 261 | 0 | 0.364 | 1 | 1 | cs | TRUE
183 | LV_6636-1_0_6_line_183 |  | 171 | 189 | 0.022631 | 0.125 | 0.08 | 261 | 0 | 0.364 | 1 | 1 | cs | TRUE
184 | LV_6636-1_0_6_line_184 |  | 172 | 174 | 0.0055276 | 0.125 | 0.08 | 261 | 0 | 0.364 | 1 | 1 | cs | TRUE
185 | LV_6636-1_0_6_line_185 |  | 173 | 175 | 0.003432 | 0.125 | 0.08 | 261 | 0 | 0.364 | 1 | 1 | cs | TRUE
186 | LV_6636-1_0_6_line_186 |  | 173 | 176 | 0.018848 | 0.125 | 0.08 | 261 | 0 | 0.364 | 1 | 3 | cs | TRUE
187 | LV_6636-1_0_6_line_187 |  | 174 | 182 | 0.022969 | 0.125 | 0.08 | 261 | 0 | 0.364 | 1 | 1 | cs | TRUE
188 | LV_6636-1_0_6_line_188 |  | 176 | 181 | 0.0049601 | 0.125 | 0.08 | 261 | 0 | 0.364 | 1 | 3 | cs | TRUE
189 | LV_6636-1_0_6_line_189 |  | 177 | 178 | 0.014973 | 0.125 | 0.08 | 261 | 0 | 0.364 | 1 | 3 | cs | TRUE
190 | LV_6636-1_0_6_line_190 |  | 178 | 179 | 0.020571 | 0.125 | 0.08 | 261 | 0 | 0.364 | 1 | 3 | cs | TRUE
191 | LV_6636-1_0_6_line_191 |  | 179 | 180 | 0.018296 | 0.125 | 0.08 | 261 | 0 | 0.364 | 1 | 3 | cs | TRUE
192 | LV_6636-1_0_6_line_192 |  | 180 | 181 | 0.013857 | 0.125 | 0.08 | 261 | 0 | 0.364 | 1 | 3 | cs | TRUE
193 | LV_6636-1_0_6_line_193 |  | 182 | 188 | 0.015682 | 0.125 | 0.08 | 261 | 0 | 0.364 | 1 | 1 | cs | TRUE
194 | LV_6636-1_0_6_line_194 |  | 183 | 185 | 0.067764 | 0.125 | 0.08 | 261 | 0 | 0.364 | 1 | 1 | cs | TRUE
195 | LV_6636-1_0_6_line_195 |  | 184 | 186 | 0.0062483 | 0.125 | 0.08 | 261 | 0 | 0.364 | 1 | 3 | cs | TRUE
196 | LV_6636-1_0_6_line_196 |  | 186 | 187 | 0.0014418 | 0.125 | 0.08 | 261 | 0 | 0.364 | 1 | 3 | cs | TRUE
197 | LV_6636-1_0_6_line_197 |  | 187 | 205 | 0.00022334 | 0.125 | 0.08 | 261 | 0 | 0.364 | 1 | 3 | cs | TRUE
198 | LV_6636-1_0_6_line_198 |  | 188 | 189 | 0.014682 | 0.125 | 0.08 | 261 | 0 | 0.364 | 1 | 1 | cs | TRUE
199 | LV_6636-1_0_6_line_199 |  | 190 | 191 | 0.0027514 | 0.125 | 0.08 | 261 | 0 | 0.364 | 1 | 1 | cs | TRUE
200 | LV_6636-1_0_6_line_200 |  | 191 | 192 | 0.020229 | 0.125 | 0.08 | 261 | 0 | 0.364 | 1 | 1 | cs | TRUE
201 | LV_6636-1_0_6_line_201 |  | 192 | 207 | 0.00030487 | 0.125 | 0.08 | 261 | 0 | 0.364 | 1 | 1 | cs | TRUE
202 | LV_6636-1_0_6_line_202 |  | 193 | 194 | 0.009565 | 0.125 | 0.08 | 261 | 0 | 0.364 | 1 | 1 | cs | TRUE
203 | LV_6636-1_0_6_line_203 |  | 194 | 195 | 0.018574 | 0.125 | 0.08 | 261 | 0 | 0.364 | 1 | 1 | cs | TRUE
204 | LV_6636-1_0_6_line_204 |  | 194 | 196 | 0.014159 | 0.125 | 0.08 | 261 | 0 | 0.364 | 1 | 1 | cs | TRUE
205 | LV_6636-1_0_6_line_205 |  | 195 | 197 | 0.0068253 | 0.125 | 0.08 | 261 | 0 | 0.364 | 1 | 1 | cs | TRUE
206 | LV_6636-1_0_6_line_206 |  | 196 | 198 | 0.0095157 | 0.125 | 0.08 | 261 | 0 | 0.364 | 1 | 1 | cs | TRUE
207 | LV_6636-1_0_6_line_207 |  | 197 | 204 | 0.0071353 | 0.125 | 0.08 | 261 | 0 | 0.364 | 1 | 1 | cs | TRUE
208 | LV_6636-1_0_6_line_208 |  | 198 | 201 | 0.10588 | 0.125 | 0.08 | 261 | 0 | 0.364 | 1 | 1 | cs | TRUE
209 | LV_6636-1_0_6_line_209 |  | 199 | 200 | 0.012001 | 0.125 | 0.08 | 261 | 0 | 0.364 | 1 | 1 | cs | TRUE
210 | LV_6636-1_0_6_line_210 |  | 201 | 202 | 0.027995 | 0.125 | 0.08 | 261 | 0 | 0.364 | 1 | 1 | cs | TRUE
211 | LV_6636-1_0_6_line_211 |  | 202 | 203 | 0.022544 | 0.125 | 0.08 | 261 | 0 | 0.364 | 1 | 1 | cs | TRUE
212 | LV_6636-1_0_6_line_212 |  | 205 | 206 | 0.0046558 | 0.125 | 0.08 | 261 | 0 | 0.364 | 1 | 3 | cs | TRUE
213 | LV_6636-1_0_6_line_213 |  | 207 | 220 | 0.0043039 | 0.125 | 0.08 | 261 | 0 | 0.364 | 1 | 1 | cs | TRUE
214 | LV_6636-1_0_6_line_214 |  | 208 | 209 | 0.0033641 | 0.125 | 0.08 | 261 | 0 | 0.364 | 1 | 1 | cs | TRUE
215 | LV_6636-1_0_6_line_215 |  | 209 | 210 | 0.012335 | 0.125 | 0.08 | 261 | 0 | 0.364 | 1 | 1 | cs | TRUE
216 | LV_6636-1_0_6_line_216 |  | 210 | 211 | 0.0028838 | 0.125 | 0.08 | 261 | 0 | 0.364 | 1 | 1 | cs | TRUE
217 | LV_6636-1_0_6_line_217 |  | 211 | 212 | 0.01806 | 0.125 | 0.08 | 261 | 0 | 0.364 | 1 | 1 | cs | TRUE
218 | LV_6636-1_0_6_line_218 |  | 212 | 213 | 0.012561 | 0.125 | 0.08 | 261 | 0 | 0.364 | 1 | 1 | cs | TRUE
219 | LV_6636-1_0_6_line_219 |  | 213 | 219 | 0.011682 | 0.125 | 0.08 | 261 | 0 | 0.364 | 1 | 1 | cs | TRUE
220 | LV_6636-1_0_6_line_220 |  | 214 | 221 | 0.0094563 | 0.125 | 0.08 | 261 | 0 | 0.364 | 1 | 1 | cs | TRUE
221 | LV_6636-1_0_6_line_221 |  | 215 | 216 | 0.0070147 | 0.125 | 0.08 | 261 | 0 | 0.364 | 1 | 1 | cs | TRUE
222 | LV_6636-1_0_6_line_222 |  | 216 | 217 | 0.0013916 | 0.125 | 0.08 | 261 | 0 | 0.364 | 1 | 1 | cs | TRUE
223 | LV_6636-1_0_6_line_223 |  | 217 | 218 | 0.01156 | 0.125 | 0.08 | 261 | 0 | 0.364 | 1 | 1 | cs | TRUE
224 | LV_6636-1_0_6_line_224 |  | 219 | 220 | 0.016425 | 0.125 | 0.08 | 261 | 0 | 0.364 | 1 | 1 | cs | TRUE
225 | LV_6636-1_0_6_line_225 |  | 221 | 222 | 0.025211 | 0.125 | 0.08 | 261 | 0 | 0.364 | 1 | 1 | cs | TRUE
226 | LV_6636-1_0_6_line_226 |  | 223 | 224 | 0.0013161 | 0.125 | 0.08 | 261 | 0 | 0.364 | 1 | 1 | cs | TRUE
227 | LV_6636-1_0_6_line_227 |  | 224 | 231 | 0.02511 | 0.125 | 0.08 | 261 | 0 | 0.364 | 1 | 1 | cs | TRUE
228 | LV_6636-1_0_6_line_228 |  | 225 | 226 | 0.019218 | 0.125 | 0.08 | 261 | 0 | 0.364 | 1 | 1 | cs | TRUE
229 | LV_6636-1_0_6_line_229 |  | 225 | 227 | 0.0006925 | 0.125 | 0.08 | 261 | 0 | 0.364 | 1 | 1 | cs | TRUE
230 | LV_6636-1_0_6_line_230 |  | 226 | 228 | 0.015688 | 0.125 | 0.08 | 261 | 0 | 0.364 | 1 | 1 | cs | TRUE
231 | LV_6636-1_0_6_line_231 |  | 227 | 229 | 0.010492 | 0.125 | 0.08 | 261 | 0 | 0.364 | 1 | 1 | cs | TRUE
232 | LV_6636-1_0_6_line_232 |  | 229 | 230 | 0.013194 | 0.125 | 0.08 | 261 | 0 | 0.364 | 1 | 1 | cs | TRUE
233 | LV_6636-1_0_6_line_233 |  | 230 | 231 | 0.008081 | 0.125 | 0.08 | 261 | 0 | 0.364 | 1 | 1 | cs | TRUE

## trafo
| name | std_type | hv_bus | lv_bus | sn_mva | vn_hv_kv | vn_lv_kv | vk_percent | vkr_percent | pfe_kw | i0_percent | shift_degree | tap_side | tap_neutral | tap_min | tap_max | tap_step_percent | tap_step_degree | tap_pos | tap_phase_shifter | parallel | df | in_service
0 | LV_6636-1_0_6_trafo_126 | 0.63 MVA 20/0.4 kV | 235 | 180 | 0.63 | 20 | 0.4 | 6 | 1.206 | 1.65 | 0.2619 | 150 | hv | 0 | -2 | 2 | 2.5 | 0 | 0 | FALSE | 1 | 1 | TRUE

## line_geodata
| x0 | y0 | x1 | y1 | x2 | y2 | x3 | y3 | x4 | y4 | x5 | y5 | x6 | y6 | x7 | y7 | x8 | y8 | x9 | y9 | x10 | y10 | x11 | y11 | x12 | y12 | x13 | y13 | x14 | y14 | x15 | y15 | x16 | y16 | x17 | y17 | x18 | y18 | x19 | y19 | x20 | y20 | x21 | y21 | x22 | y22 | x23 | y23 | x24 | y24 | x25 | y25 | x26 | y26 | x27 | y27 | x28 | y28 | x29 | y29 | x30 | y30 | x31 | y31
0 | 2506245.3451 | 1117470.5543 | 2506251.1005 | 1117463.8611 | 2506252.5241 | 1117461.0575
1 | 2506245.3451 | 1117470.5543 | 2506243.0139 | 1117475.0488
2 | 2506243.0139 | 1117475.0488 | 2506252.0624 | 1117480.5897 | 2506260.0892 | 1117485.4572 | 2506261.9233 | 1117486.2515 | 2506263.6479 | 1117486.4471 | 2506265.6869 | 1117486.0152 | 2506267.5581 | 1117484.7188 | 2506269.532 | 1117483.0761 | 2506272.3894 | 1117479.1628 | 2506282.0118 | 1117455.9885 | 2506284.87 | 1117452.1307 | 2506287.4988 | 1117450.9004 | 2506290.5905 | 1117451.1415 | 2506294.697 | 1117453.1124 | 2506322.4358 | 1117472.6614 | 2506369.8384 | 1117503.8021 | 2506392.2788 | 1117518.2192 | 2506401.1775 | 1117525.5638 | 2506412.1192 | 1117538.2244 | 2506418.0721 | 1117544.2805 | 2506422.0236 | 1117547.7103 | 2506427.2506 | 1117551.2539 | 2506436.5015 | 1117555.9247 | 2506461.4647 | 1117566.7786 | 2506469.6992 | 1117570.12 | 2506479.1345 | 1117573.743 | 2506493.5829 | 1117581.1656
3 | 2506134.1206 | 1117713.7717 | 2506127.5455 | 1117710.9053 | 2506141.7755 | 1117680.7773 | 2506142.6836 | 1117679.1066 | 2506151.6174 | 1117664.3368 | 2506160.5093 | 1117648.3669 | 2506162.3292 | 1117645.259 | 2506168.1886 | 1117633.3386 | 2506168.952 | 1117631.7925 | 2506187.7384 | 1117591.8101 | 2506193.8838 | 1117576.4277 | 2506202.0285 | 1117559.0464 | 2506220.9503 | 1117519.7958 | 2506243.0139 | 1117475.0488
4 | 2506134.1206 | 1117713.7717 | 2506159.8304 | 1117725.2829
5 | 2506134.1206 | 1117713.7717 | 2506127.0592 | 1117727.8121 | 2506123.1455 | 1117737.2563
6 | 2506134.1206 | 1117713.7717 | 2506138.8521 | 1117703.7922 | 2506144.7487 | 1117693.2832 | 2506151.1125 | 1117683.5341 | 2506155.6476 | 1117681.7849 | 2506159.3011 | 1117681.428 | 2506163.3975 | 1117682.7542 | 2506168.2536 | 1117673.8401 | 2506170.0986 | 1117674.8343 | 2506181.9198 | 1117681.9775 | 2506209.6684 | 1117699.2133 | 2506225.4512 | 1117703.4713 | 2506238.9128 | 1117715.3476 | 2506258.7656 | 1117733.6733 | 2506288.7732 | 1117766.6952 | 2506312.3099 | 1117796.6155 | 2506331.6267 | 1117826.2122 | 2506346.6036 | 1117851.7292 | 2506351.6045 | 1117857.6332 | 2506359.0391 | 1117858.1962 | 2506361.4714 | 1117863.2283 | 2506367.0464 | 1117862.8417 | 2506372.9738 | 1117862.7833 | 2506381.682 | 1117863.3378 | 2506387.8459 | 1117864.0984 | 2506395.0031 | 1117865.6886 | 2506402.3363 | 1117868.1766 | 2506407.8408 | 1117870.7153 | 2506412.3593 | 1117872.8911 | 2506417.3713 | 1117876.0266 | 2506425.686 | 1117884.0807 | 2506429.9547 | 1117886.5717
7 | 2506429.9547 | 1117886.5717 | 2506442.8494 | 1117897.3097
8 | 2506438.1104 | 1117881.3646 | 2506434.097 | 1117883.8949 | 2506429.9547 | 1117886.5717
9 | 2506442.8494 | 1117897.3097 | 2506445.1723 | 1117899.2441 | 2506455.4041 | 1117907.7681
10 | 2506438.1104 | 1117881.3646 | 2506420.4236 | 1117845.3162 | 2506418.8922 | 1117842.4399
11 | 2506438.1104 | 1117881.3646 | 2506441.4202 | 1117879.7569 | 2506451.0404 | 1117874.9052 | 2506467.9023 | 1117866.6283 | 2506477.129 | 1117862.2737
12 | 2506160.4679 | 1117725.5683 | 2506159.8304 | 1117725.2829
13 | 2506123.1455 | 1117737.2563 | 2506135.3396 | 1117742.8026
14 | 2506455.4041 | 1117907.7681 | 2506462.5716 | 1117913.7394 | 2506493.5701 | 1117939.0867 | 2506504.2885 | 1117947.8486 | 2506509.8892 | 1117952.2174
15 | 2506539.9309 | 1118375.9582 | 2506547.5782 | 1118372.3489 | 2506551.2281 | 1118372.7817 | 2506550.6869 | 1118363.2398
16 | 2506539.9309 | 1118375.9582 | 2506527.0799 | 1118349.0293 | 2506515.6775 | 1118323.4344 | 2506500.7744 | 1118285.6084 | 2506495.6212 | 1118272.2242
17 | 2506550.6869 | 1118363.2398 | 2506545.2996 | 1118357.7642 | 2506536.149 | 1118338.0269 | 2506534.4217 | 1118333.1437
18 | 2506489.6146 | 1117856.381 | 2506477.129 | 1117862.2737
19 | 2506135.3396 | 1117742.8026 | 2506211.2302 | 1117777.3201
20 | 2506533.1634 | 1118310.6675 | 2506531.2632 | 1118317.0674 | 2506531.2163 | 1118323.0162 | 2506531.8389 | 1118325.8416 | 2506534.4217 | 1118333.1437
21 | 2506859.4475 | 1118395.9975 | 2506853.0371 | 1118388.7252 | 2506843.81 | 1118378.2596
22 | 2506791.8171 | 1118371.4133 | 2506804.4878 | 1118393.7427 | 2506776.8538 | 1118409.6449 | 2506773.5641 | 1118412.0415 | 2506772.5923 | 1118414.5913 | 2506773.1822 | 1118417.3061 | 2506776.281 | 1118424.0513 | 2506780.4477 | 1118429.9796 | 2506783.6774 | 1118436.2003 | 2506801.5992 | 1118426.6628 | 2506859.4475 | 1118395.9975
23 | 2506842.6334 | 1118376.9251 | 2506843.81 | 1118378.2596
24 | 2506791.8171 | 1118371.4133 | 2506769.0964 | 1118383.918
25 | 2506692.6227 | 1118385.1954 | 2506679.6997 | 1118391.6373
26 | 2506692.6227 | 1118385.1954 | 2506693.1032 | 1118384.956
27 | 2506664.267 | 1118399.3304 | 2506679.6997 | 1118391.6373
28 | 2506705.6889 | 1118378.6863 | 2506693.1032 | 1118384.956
29 | 2506716.2987 | 1118373.4008 | 2506719.0813 | 1118372.0145
30 | 2506716.2987 | 1118373.4008 | 2506705.6889 | 1118378.6863
31 | 2506664.267 | 1118399.3304 | 2506663.5913 | 1118397.951
32 | 2506649.4831 | 1118369.1513 | 2506663.5913 | 1118397.951
33 | 2506765.4228 | 1118385.9399 | 2506769.0964 | 1118383.918
34 | 2506656.6963 | 1118114.8509 | 2506649.1674 | 1118119.7712 | 2506647.8422 | 1118120.6426
35 | 2506656.6963 | 1118114.8509 | 2506658.9731 | 1118113.363
36 | 2506716.7518 | 1118335.2373 | 2506722.2893 | 1118332.4502 | 2506714.4909 | 1118316.2906
37 | 2506716.7518 | 1118335.2373 | 2506689.4476 | 1118349.0113
38 | 2506689.4476 | 1118349.0113 | 2506671.6942 | 1118357.9605
39 | 2506671.2942 | 1118313.0584 | 2506677.5261 | 1118325.7477 | 2506689.4476 | 1118349.0113
40 | 2506927.6433 | 1118365.0958 | 2506925.2331 | 1118362.9649
41 | 2506927.6433 | 1118365.0958 | 2506933.062 | 1118374.1401 | 2506939.6023 | 1118380.8324 | 2506941.7698 | 1118381.7441 | 2506943.9562 | 1118381.3769 | 2506960.7242 | 1118372.0688 | 2506963.3246 | 1118367.0036 | 2506968.1385 | 1118364.339
42 | 2506968.1385 | 1118364.339 | 2506963.3246 | 1118367.0036 | 2506960.7242 | 1118372.0688 | 2506965.4631 | 1118371.5512 | 2506966.6073 | 1118371.1667 | 2506967.327 | 1118371.289 | 2506968.1118 | 1118371.6327 | 2506969.1414 | 1118372.3284 | 2506970.276 | 1118373.3338 | 2506974.3514 | 1118376.3396 | 2506975.6669 | 1118377.0643 | 2506976.6684 | 1118377.438 | 2506977.4258 | 1118377.5042 | 2506977.926 | 1118377.4075 | 2506978.6031 | 1118377.2637 | 2506982.0259 | 1118383.5148
43 | 2506968.1385 | 1118364.339 | 2506970.6654 | 1118366.0345 | 2506982.3893 | 1118358.9721 | 2506984.6051 | 1118357.0035 | 2506985.7496 | 1118355.6407 | 2506986.372 | 1118354.4526 | 2506986.8678 | 1118353.0664 | 2506986.8766 | 1118351.632 | 2506986.7828 | 1118350.0547
44 | 2506982.0259 | 1118383.5148 | 2506983.1616 | 1118385.5875 | 2506982.6941 | 1118385.806 | 2506983.1872 | 1118386.7545 | 2506983.3385 | 1118387.0524 | 2506983.1312 | 1118387.1223 | 2506985.1516 | 1118391.0158 | 2506984.9827 | 1118391.074 | 2506989.5896 | 1118400.0419 | 2506989.3907 | 1118400.1561 | 2506991.6771 | 1118404.7793 | 2506988.6375 | 1118406.3826 | 2506991.2685 | 1118411.8344 | 2506992.1128 | 1118413.5335 | 2506996.0448 | 1118421.2778 | 2506996.2134 | 1118421.1973 | 2506998.4492 | 1118425.0431 | 2506999.4509 | 1118425.9393 | 2507004.0331 | 1118430.2826
45 | 2507004.0331 | 1118430.2826 | 2507006.322 | 1118429.0578 | 2507027.9527 | 1118416.74 | 2507039.3686 | 1118410.2384 | 2507043.8 | 1118407.7911 | 2507056.4004 | 1118400.8101
46 | 2506984.1388 | 1118382.3817 | 2506982.0259 | 1118383.5148
47 | 2507056.4004 | 1118400.8101 | 2507059.7342 | 1118398.9631 | 2507062.0914 | 1118397.6594 | 2507064.8772 | 1118396.1157 | 2507075.7958 | 1118390.0752
48 | 2506842.6334 | 1118376.9251 | 2506839.2659 | 1118373.1055 | 2506835.4589 | 1118368.4836 | 2506832.7691 | 1118364.7339 | 2506829.9402 | 1118359.4742 | 2506827.1501 | 1118352.7242 | 2506825.1438 | 1118346.8996
49 | 2506631.5729 | 1118413.7972 | 2506637.4426 | 1118425.4372
50 | 2506625.1278 | 1118401.0162 | 2506631.5729 | 1118413.7972
51 | 2506617.2545 | 1118385.403 | 2506600.0518 | 1118394.0409
52 | 2506617.2545 | 1118385.403 | 2506625.1278 | 1118401.0162
53 | 2506617.2545 | 1118385.403 | 2506633.0515 | 1118377.4372
54 | 2506633.0515 | 1118377.4372 | 2506635.8648 | 1118376.0185
55 | 2506619.616 | 1118338.9856 | 2506617.4037 | 1118340.0954 | 2506611.8209 | 1118342.8863
56 | 2506619.616 | 1118338.9856 | 2506627.265 | 1118335.1482
57 | 2506533.1634 | 1118310.6675 | 2506542.316 | 1118309.5587 | 2506556.8753 | 1118309.1425
58 | 2506649.4831 | 1118369.1513 | 2506635.8648 | 1118376.0185
59 | 2506649.4831 | 1118369.1513 | 2506653.7262 | 1118367.0178
60 | 2506736.5882 | 1118280.5672 | 2506736.9414 | 1118280.394
61 | 2506719.6947 | 1118288.8526 | 2506736.5882 | 1118280.5672
62 | 2506755.7115 | 1118271.4423 | 2506749.6809 | 1118274.2926 | 2506742.6771 | 1118277.6025 | 2506741.3208 | 1118278.2461 | 2506736.9414 | 1118280.394
63 | 2506719.6947 | 1118288.8526 | 2506712.7028 | 1118274.9298 | 2506709.7228 | 1118268.4149
64 | 2506719.6947 | 1118288.8526 | 2506715.7411 | 1118290.7481 | 2506713.5046 | 1118291.8722 | 2506705.0027 | 1118296.1392 | 2506690.2049 | 1118303.5609 | 2506676.4366 | 1118310.4777
65 | 2506755.7115 | 1118271.4423 | 2506748.4603 | 1118258.1249
66 | 2506755.7115 | 1118271.4423 | 2506777.6938 | 1118261.0296
67 | 2506709.7228 | 1118268.4149 | 2506709.6063 | 1118268.1602
68 | 2506671.2942 | 1118313.0584 | 2506674.5877 | 1118311.4066 | 2506676.4366 | 1118310.4777
69 | 2506736.7255 | 1118238.5484 | 2506740.9629 | 1118244.5422 | 2506741.379 | 1118245.4919 | 2506747.0369 | 1118255.5108 | 2506748.4603 | 1118258.1249
70 | 2506798.0709 | 1118251.3773 | 2506777.6938 | 1118261.0296
71 | 2506670.9828 | 1118247.3899 | 2506680.9055 | 1118250.1607 | 2506688.8469 | 1118252.0838 | 2506696.444 | 1118254.7127 | 2506700.3543 | 1118256.0087 | 2506702.7887 | 1118257.2052 | 2506704.2427 | 1118258.3947 | 2506705.7808 | 1118260.5278 | 2506707.7741 | 1118264.1548 | 2506709.6063 | 1118268.1602
72 | 2506671.2942 | 1118313.0584 | 2506668.7041 | 1118314.3582
73 | 2506736.7255 | 1118238.5484 | 2506736.7255 | 1118238.5484 | 2506737.8745 | 1118235.4732
74 | 2506798.0709 | 1118251.3773 | 2506799.222 | 1118257.9524 | 2506799.7248 | 1118260.0237 | 2506802.3376 | 1118272.7912 | 2506803.6025 | 1118277.7075
75 | 2506798.0709 | 1118251.3773 | 2506797.6021 | 1118250.0059 | 2506795.7114 | 1118244.5206 | 2506795.6147 | 1118244.2392
76 | 2506670.9828 | 1118247.3899 | 2506671.2684 | 1118249.3867 | 2506671.1317 | 1118252.0349 | 2506670.9443 | 1118253.8945 | 2506669.9524 | 1118256.6448 | 2506668.9937 | 1118258.5385 | 2506667.6908 | 1118260.6377 | 2506666.2971 | 1118262.3602 | 2506665.0461 | 1118263.5308
77 | 2506670.9828 | 1118247.3899 | 2506670.6707 | 1118245.6715 | 2506669.738 | 1118243.2511 | 2506668.7015 | 1118241.1102 | 2506667.4153 | 1118239.2956 | 2506666.3224 | 1118238.0006 | 2506665.6934 | 1118237.2543
78 | 2506635.579 | 1118330.976 | 2506644.954 | 1118326.2729 | 2506658.2428 | 1118319.6082 | 2506668.7041 | 1118314.3582
79 | 2506737.8745 | 1118235.4732 | 2506737.8745 | 1118235.4732 | 2506741.0605 | 1118233.7394
80 | 2506804.1926 | 1118280.001 | 2506803.6025 | 1118277.7075
81 | 2506790.0756 | 1118229.6161 | 2506790.7826 | 1118231.2329 | 2506792.4546 | 1118235.0428 | 2506795.6147 | 1118244.2392
82 | 2506662.2549 | 1118265.5134 | 2506662.2549 | 1118265.5134 | 2506664.7145 | 1118263.8411 | 2506665.0461 | 1118263.5308
83 | 2506657.8828 | 1118232.2326 | 2506658.807 | 1118232.6688 | 2506660.908 | 1118233.7704 | 2506662.7018 | 1118234.9657 | 2506663.6923 | 1118235.6286 | 2506665.6934 | 1118237.2543 | 2506665.6934 | 1118237.2543
84 | 2506653.7262 | 1118367.0178 | 2506671.6942 | 1118357.9605
85 | 2506635.579 | 1118330.976 | 2506633.0209 | 1118332.2607 | 2506627.265 | 1118335.1482
86 | 2506509.8892 | 1117952.2174 | 2506518.6415 | 1117959.0447 | 2506532.9328 | 1117969.7414 | 2506566.5411 | 1117994.1816 | 2506598.0425 | 1118017.7473
87 | 2506628.0926 | 1118040.6595 | 2506599.0121 | 1118018.4727 | 2506598.0425 | 1118017.7473
88 | 2506628.0926 | 1118040.6595 | 2506642.3009 | 1118051.4941
89 | 2506628.0926 | 1118040.6595 | 2506632.2564 | 1118037.371 | 2506662.3506 | 1118016.2381 | 2506666.8093 | 1118013.0563 | 2506672.2979 | 1118009.5806 | 2506675.7636 | 1118008.0707 | 2506678.1534 | 1118007.867 | 2506679.9052 | 1118008.3403 | 2506681.9535 | 1118010.0208 | 2506695.4764 | 1118030.2394
90 | 2506642.3009 | 1118051.4941 | 2506656.2588 | 1118062.1378 | 2506661.2078 | 1118065.9152
91 | 2506661.2078 | 1118065.9152 | 2506664.9681 | 1118068.7853 | 2506671.2636 | 1118073.5799 | 2506676.357 | 1118077.4644
92 | 2506691.6109 | 1118089.0977 | 2506676.357 | 1118077.4644
93 | 2506693.6729 | 1118090.6668 | 2506691.6109 | 1118089.0977
94 | 2506691.6109 | 1118089.0977 | 2506703.5576 | 1118078.6151
95 | 2506693.6729 | 1118090.6668 | 2506709.7388 | 1118102.3595 | 2506711.7521 | 1118104.1024
96 | 2506693.6729 | 1118090.6668 | 2506678.3512 | 1118100.6871 | 2506674.1711 | 1118103.4199 | 2506672.9867 | 1118104.1945
97 | 2506711.7242 | 1118071.4545 | 2506710.1705 | 1118072.8126 | 2506703.5576 | 1118078.6151
98 | 2506722.8818 | 1118114.2212 | 2506718.0159 | 1118109.5251 | 2506711.7521 | 1118104.1024
99 | 2506672.9867 | 1118104.1945 | 2506667.1025 | 1118108.0429 | 2506666.5218 | 1118108.4298 | 2506658.9731 | 1118113.363
100 | 2506727.4567 | 1118118.6856 | 2506723.3676 | 1118114.6901 | 2506722.8818 | 1118114.2212
101 | 2506738.6105 | 1118133.0774 | 2506733.8184 | 1118126.1582 | 2506727.725 | 1118118.9478 | 2506727.4567 | 1118118.6856
102 | 2506489.6146 | 1117856.381 | 2506515.2 | 1117844.3058 | 2506527.5837 | 1117838.9445 | 2506537.2467 | 1117834.8594 | 2506548.4514 | 1117830.6282 | 2506555.9573 | 1117826.3096 | 2506560.4472 | 1117823.1383 | 2506565.0545 | 1117819.0758 | 2506574.8285 | 1117810.175 | 2506608.302 | 1117777.9507
103 | 2506608.302 | 1117777.9507 | 2506615.678 | 1117770.8499
104 | 2506620.5477 | 1117766.162 | 2506615.678 | 1117770.8499
105 | 2506620.5477 | 1117766.162 | 2506622.8381 | 1117763.9571
106 | 2506738.6105 | 1118133.0774 | 2506753.9556 | 1118124.6075
107 | 2506747.7942 | 1118148.4785 | 2506743.6581 | 1118141.5492 | 2506742.3112 | 1118139.3019 | 2506738.6105 | 1118133.0774
108 | 2507132.8595 | 1118299.0015 | 2507106.1116 | 1118315.0327
109 | 2507132.8595 | 1118299.0015 | 2507139.5923 | 1118295.118 | 2507155.9562 | 1118285.6748
110 | 2507132.8595 | 1118299.0015 | 2507140.9222 | 1118325.2558
111 | 2507148.4676 | 1118349.8261 | 2507140.9222 | 1118325.2558
112 | 2507148.4676 | 1118349.8261 | 2507134.16 | 1118357.7509
113 | 2507148.4676 | 1118349.8261 | 2507149.1812 | 1118349.4767
114 | 2507116.7488 | 1118367.4032 | 2507120.242 | 1118365.4689 | 2507123.0124 | 1118363.9254 | 2507134.16 | 1118357.7509
115 | 2507149.1812 | 1118349.4767 | 2507161.0546 | 1118343.6625 | 2507169.6225 | 1118339.5548
116 | 2507100.5651 | 1118376.3666 | 2507101.4069 | 1118375.8978 | 2507108.4098 | 1118372.0212 | 2507111.0732 | 1118370.5461 | 2507116.7488 | 1118367.4032
117 | 2507184.1866 | 1118332.5674 | 2507176.2409 | 1118336.3805 | 2507173.3447 | 1118337.7703 | 2507169.6225 | 1118339.5548
118 | 2506806.6174 | 1118289.2965 | 2506807.3432 | 1118292.0703 | 2506808.8535 | 1118297.8585
119 | 2506810.1979 | 1118303.0107 | 2506808.8535 | 1118297.8585
120 | 2506806.6174 | 1118289.2965 | 2506805.0074 | 1118283.1433
121 | 2506810.1979 | 1118303.0107 | 2506814.6431 | 1118316.1207
122 | 2506810.1979 | 1118303.0107 | 2506822.5108 | 1118299.1142
123 | 2506804.1926 | 1118280.001 | 2506804.6284 | 1118281.6947 | 2506805.0074 | 1118283.1433
124 | 2506820.0379 | 1118332.0299 | 2506819.6669 | 1118330.9374 | 2506814.6431 | 1118316.1207
125 | 2506831.9648 | 1118296.1225 | 2506822.5108 | 1118299.1142
126 | 2506820.0379 | 1118332.0299 | 2506821.1466 | 1118335.295 | 2506824.6683 | 1118345.5192
127 | 2506832.7799 | 1118295.8646 | 2506831.9648 | 1118296.1225
128 | 2506824.6683 | 1118345.5192 | 2506825.1438 | 1118346.8996
129 | 2506832.7799 | 1118295.8646 | 2506835.0158 | 1118295.157 | 2506835.0522 | 1118295.1444
130 | 2506845.2024 | 1118291.7061 | 2506842.6169 | 1118292.5383 | 2506835.0522 | 1118295.1444
131 | 2506551.1362 | 1118280.7093 | 2506548.2011 | 1118283.7657
132 | 2506553.9639 | 1118277.7648 | 2506551.1362 | 1118280.7093
133 | 2506558.1562 | 1118273.3992 | 2506553.9639 | 1118277.7648
134 | 2506556.8753 | 1118309.1425 | 2506565.102 | 1118308.9073
135 | 2506558.1562 | 1118273.3992 | 2506568.4371 | 1118262.6934 | 2506574.3624 | 1118256.5314 | 2506575.5884 | 1118255.2567
136 | 2506573.306 | 1118308.6723 | 2506572.7911 | 1118308.6874 | 2506565.102 | 1118308.9073
137 | 2506581.403 | 1118249.2083 | 2506580.3106 | 1118250.3469 | 2506575.5884 | 1118255.2567
138 | 2506575.813 | 1118308.5987 | 2506573.306 | 1118308.6723
139 | 2506581.403 | 1118249.2083 | 2506585.0963 | 1118245.3589 | 2506586.6 | 1118243.8982
140 | 2506575.813 | 1118308.5987 | 2506577.5822 | 1118308.5467 | 2506581.2109 | 1118308.4425
141 | 2506940.4824 | 1118288.9116 | 2506948.3742 | 1118304.351 | 2506949.1222 | 1118305.3068 | 2506950.28 | 1118305.3112 | 2506960.7038 | 1118301.5374 | 2506961.7904 | 1118301.4207 | 2506962.7596 | 1118302.2062 | 2506970.9458 | 1118318.0366
142 | 2506980.4663 | 1118336.8327 | 2506975.1142 | 1118326.0974 | 2506970.9458 | 1118318.0366
143 | 2506927.5232 | 1118263.547 | 2506928.9147 | 1118266.1939 | 2506931.4307 | 1118271.1916 | 2506931.9323 | 1118272.1845 | 2506940.4824 | 1118288.9116
144 | 2506980.4663 | 1118336.8327 | 2506980.7688 | 1118337.4284 | 2506984.3352 | 1118343.9776 | 2506985.9775 | 1118347.3766 | 2506986.562 | 1118348.7462 | 2506986.7828 | 1118350.0547
145 | 2506963.0367 | 1118336.7674 | 2506964.9646 | 1118336.1485 | 2506966.1257 | 1118335.8638 | 2506967.6598 | 1118335.7401 | 2506969.6662 | 1118335.7092 | 2506971.5219 | 1118335.9253 | 2506973.208 | 1118336.1439 | 2506975.6282 | 1118336.9294 | 2506977.4422 | 1118337.4351 | 2506978.5772 | 1118337.4621 | 2506979.7306 | 1118337.1776 | 2506980.4663 | 1118336.8327
146 | 2506927.5232 | 1118263.547 | 2506905.2866 | 1118271.3505
147 | 2506927.5232 | 1118263.547 | 2506950.8278 | 1118255.6504 | 2506954.6721 | 1118262.1952 | 2506958.5985 | 1118269.5615 | 2506963.2404 | 1118278.2843
148 | 2506885.2757 | 1118278.3729 | 2506905.2866 | 1118271.3505
149 | 2506963.2404 | 1118278.2843 | 2506967.5324 | 1118286.3343
150 | 2506879.4373 | 1118280.175 | 2506885.2757 | 1118278.3729
151 | 2506885.2757 | 1118278.3729 | 2506886.25 | 1118280.9928 | 2506890.8033 | 1118298.4889 | 2506890.9336 | 1118299.7657
152 | 2506933.7918 | 1118131.248 | 2506915.8762 | 1118142.2637 | 2506893.0994 | 1118154.3883 | 2506888.1699 | 1118156.0763 | 2506886.4742 | 1118156.2358 | 2506884.8036 | 1118155.5167 | 2506880.7784 | 1118148.1497
153 | 2506933.7918 | 1118131.248 | 2506930.9805 | 1118127.1332 | 2506925.6651 | 1118119.3452
154 | 2506878.37 | 1118143.7419 | 2506880.7784 | 1118148.1497
155 | 2506925.6651 | 1118119.3452 | 2506924.2523 | 1118117.2752 | 2506922.7009 | 1118115.0008
156 | 2506879.4373 | 1118280.175 | 2506868.0853 | 1118260.0086
157 | 2506879.4373 | 1118280.175 | 2506862.7855 | 1118285.5124 | 2506857.1022 | 1118287.6688
158 | 2507184.1866 | 1118332.5674 | 2507187.3736 | 1118331.0495
159 | 2506920.3108 | 1118111.5846 | 2506920.7776 | 1118112.1811 | 2506922.7009 | 1118115.0008
160 | 2506595.5271 | 1118236.3656 | 2506594.2481 | 1118237.2015 | 2506589.2484 | 1118241.3256 | 2506586.6 | 1118243.8982
161 | 2506595.5271 | 1118236.3656 | 2506595.9666 | 1118236.0784
162 | 2506605.5063 | 1118230.7289 | 2506603.266 | 1118231.859 | 2506598.2905 | 1118234.5597 | 2506595.9666 | 1118236.0784
163 | 2506605.5063 | 1118230.7289 | 2506606.904 | 1118230.0239 | 2506610.9793 | 1118228.5156 | 2506615.3541 | 1118227.403 | 2506616.6825 | 1118227.1311
164 | 2506616.6825 | 1118227.1311 | 2506619.7015 | 1118226.5131 | 2506620.8326 | 1118226.2844 | 2506624.1299 | 1118225.8777 | 2506625.6553 | 1118225.6874 | 2506627.2061 | 1118225.6302
165 | 2506638.9141 | 1118226.3402 | 2506638.0985 | 1118226.229 | 2506633.8076 | 1118225.7727 | 2506629.8056 | 1118225.5343 | 2506627.2061 | 1118225.6302
166 | 2507090.0656 | 1118382.1788 | 2507084.2251 | 1118385.4119 | 2507075.7958 | 1118390.0752
167 | 2506891.6183 | 1118075.6594 | 2506902.6559 | 1118089.2683 | 2506904.4317 | 1118091.465
168 | 2506878.3172 | 1118059.1357 | 2506891.1761 | 1118075.1142 | 2506891.6183 | 1118075.6594
169 | 2506909.239 | 1118097.4346 | 2506908.6834 | 1118096.7245 | 2506904.4317 | 1118091.465
170 | 2506878.3172 | 1118059.1357 | 2506880.7149 | 1118058.0415
171 | 2506878.3172 | 1118059.1357 | 2506868.661 | 1118064.1541 | 2506860.3354 | 1118068.3793
172 | 2506909.239 | 1118097.4346 | 2506914.1591 | 1118103.7226
173 | 2506882.3867 | 1118057.2785 | 2506880.7149 | 1118058.0415
174 | 2506860.3354 | 1118068.3793 | 2506851.4121 | 1118072.9078
175 | 2506919.0876 | 1118110.0213 | 2506914.1591 | 1118103.7226
176 | 2506894.6854 | 1118051.6655 | 2506882.3867 | 1118057.2785
177 | 2506826.8449 | 1118085.3689 | 2506830.7718 | 1118083.3826 | 2506851.4121 | 1118072.9078
178 | 2506920.3108 | 1118111.5846 | 2506919.0876 | 1118110.0213
179 | 2506894.6854 | 1118051.6655 | 2506902.6461 | 1118048.0323 | 2506912.1133 | 1118043.7094
180 | 2506825.6937 | 1118085.9513 | 2506826.8449 | 1118085.3689
181 | 2506927.6956 | 1118036.5955 | 2506919.8312 | 1118040.1853 | 2506912.1133 | 1118043.7094
182 | 2506825.6937 | 1118085.9513 | 2506822.3425 | 1118080.3661 | 2506817.062 | 1118070.3775
183 | 2506825.6937 | 1118085.9513 | 2506805.719 | 1118096.5892
184 | 2506758.7949 | 1118121.9364 | 2506753.9556 | 1118124.6075
185 | 2506747.7942 | 1118148.4785 | 2506744.7864 | 1118150.1481
186 | 2506747.7942 | 1118148.4785 | 2506748.6523 | 1118150.0663 | 2506756.7265 | 1118165.0751
187 | 2506758.7949 | 1118121.9364 | 2506765.2377 | 1118118.3802 | 2506778.9408 | 1118110.9035
188 | 2506759.0765 | 1118169.4432 | 2506756.7265 | 1118165.0751
189 | 2506790.0756 | 1118229.6161 | 2506789.1505 | 1118227.5002 | 2506783.4177 | 1118216.2084
190 | 2506774.1053 | 1118197.8658 | 2506783.4177 | 1118216.2084
191 | 2506765.6413 | 1118181.6463 | 2506767.907 | 1118185.8579 | 2506768.5585 | 1118187.0597 | 2506773.508 | 1118196.6892 | 2506774.1053 | 1118197.8658
192 | 2506759.0765 | 1118169.4432 | 2506765.6413 | 1118181.6463
193 | 2506792.7598 | 1118103.4909 | 2506784.8258 | 1118107.7163 | 2506782.6209 | 1118108.8955 | 2506778.9408 | 1118110.9035
194 | 2506836.1008 | 1118200.2826 | 2506852.7886 | 1118232.8343 | 2506868.0853 | 1118260.0086
195 | 2506851.2181 | 1118289.7652 | 2506853.6537 | 1118288.9773 | 2506857.1022 | 1118287.6688
196 | 2506851.2181 | 1118289.7652 | 2506849.8462 | 1118290.209
197 | 2506849.8462 | 1118290.209 | 2506849.6337 | 1118290.2777
198 | 2506792.7598 | 1118103.4909 | 2506805.719 | 1118096.5892
199 | 2506815.7761 | 1118067.9451 | 2506817.062 | 1118070.3775
200 | 2506806.3218 | 1118050.0612 | 2506806.3218 | 1118050.0612 | 2506815.7761 | 1118067.9451
201 | 2506806.3869 | 1118049.7634 | 2506806.3218 | 1118050.0612
202 | 2506936.4185 | 1118032.6144 | 2506927.6956 | 1118036.5955
203 | 2506936.4185 | 1118032.6144 | 2506929.013 | 1118016.374 | 2506928.6265 | 1118015.7605
204 | 2506936.4185 | 1118032.6144 | 2506949.4163 | 1118026.9996
205 | 2506924.6573 | 1118010.2151 | 2506927.4384 | 1118013.8745 | 2506928.6265 | 1118015.7605
206 | 2506958.1438 | 1118023.2077 | 2506957.5128 | 1118023.4844 | 2506954.1929 | 1118024.9363 | 2506949.4163 | 1118026.9996
207 | 2506921.1957 | 1118003.9757 | 2506924.6573 | 1118010.2151
208 | 2506958.1438 | 1118023.2077 | 2506983.8422 | 1118011.9391 | 2507002.2653 | 1118003.2728 | 2507036.4538 | 1117988.2826 | 2507051.9572 | 1117981.4847 | 2507054.8896 | 1117980.1979
209 | 2507100.5651 | 1118376.3666 | 2507090.0656 | 1118382.1788
210 | 2507080.5736 | 1117969.0598 | 2507064.4549 | 1117976.0005 | 2507054.8896 | 1117980.1979
211 | 2507080.5736 | 1117969.0598 | 2507101.1252 | 1117959.7927
212 | 2506849.6337 | 1118290.2777 | 2506848.3849 | 1118290.6817 | 2506845.2024 | 1118291.7061
213 | 2506807.3064 | 1118045.5588 | 2506806.3869 | 1118049.7634
214 | 2506846.9531 | 1117995.6869 | 2506848.7381 | 1117998.5383
215 | 2506855.2833 | 1118008.9933 | 2506848.7381 | 1117998.5383
216 | 2506855.2833 | 1118008.9933 | 2506852.8974 | 1118010.6131
217 | 2506852.8974 | 1118010.6131 | 2506837.9558 | 1118020.7577
218 | 2506827.5634 | 1118027.8136 | 2506837.9558 | 1118020.7577
219 | 2506817.8986 | 1118034.3756 | 2506827.5634 | 1118027.8136
220 | 2506749.3692 | 1118229.2243 | 2506743.0259 | 1118232.6699 | 2506741.0605 | 1118233.7394
221 | 2506638.9141 | 1118226.3402 | 2506642.492 | 1118226.8282 | 2506645.8147 | 1118227.5662
222 | 2506647.1389 | 1118227.9944 | 2506645.8147 | 1118227.5662 | 2506645.8147 | 1118227.5662
223 | 2506657.8828 | 1118232.2326 | 2506656.07 | 1118231.377 | 2506653.7078 | 1118230.3572 | 2506651.6894 | 1118229.6102 | 2506649.0962 | 1118228.6274 | 2506647.1389 | 1118227.9944
224 | 2506807.3064 | 1118045.5588 | 2506807.4611 | 1118044.8516 | 2506808.1503 | 1118040.9942 | 2506817.8986 | 1118034.3756
225 | 2506755.864 | 1118208.7685 | 2506757.4381 | 1118211.735 | 2506757.912 | 1118219.4435 | 2506757.9986 | 1118221.5545 | 2506756.5341 | 1118224.1898 | 2506755.6866 | 1118225.7927 | 2506749.3692 | 1118229.2243
226 | 2506661.091 | 1118266.1276 | 2506662.2549 | 1118265.5134
227 | 2506638.3196 | 1118276.6531 | 2506638.3979 | 1118276.5994 | 2506639.9899 | 1118275.7299 | 2506642.9135 | 1118274.1171 | 2506645.1518 | 1118273.1042 | 2506650.7089 | 1118270.5835 | 2506659.759 | 1118266.8305 | 2506661.091 | 1118266.1276
228 | 2506613.9824 | 1118297.9479 | 2506612.6301 | 1118298.8996 | 2506608.7462 | 1118301.3055 | 2506605.8497 | 1118302.6733 | 2506604.5164 | 1118303.3053 | 2506601.4323 | 1118304.5204 | 2506599.8826 | 1118305.1336 | 2506596.6682 | 1118306.0253
229 | 2506613.9824 | 1118297.9479 | 2506614.5487 | 1118297.5493
230 | 2506596.6682 | 1118306.0253 | 2506596.0628 | 1118306.1932 | 2506592.0649 | 1118307.2111 | 2506587.9693 | 1118307.9081 | 2506581.7793 | 1118308.4262 | 2506581.2109 | 1118308.4425
231 | 2506614.5487 | 1118297.5493 | 2506617.3947 | 1118295.5462 | 2506621.4872 | 1118292.1477 | 2506622.714 | 1118290.9829
232 | 2506622.714 | 1118290.9829 | 2506623.0466 | 1118290.6671 | 2506625.3362 | 1118288.486 | 2506626.6487 | 1118287.0093 | 2506630.131 | 1118283.0865 | 2506631.8921 | 1118281.527
233 | 2506638.3196 | 1118276.6531 | 2506634.22 | 1118279.4656 | 2506631.8921 | 1118281.527

## bus_geodata
| x | y | coords
0 | 2506252.5241 | 1117461.0575
1 | 2506245.3451 | 1117470.5543
2 | 2506243.0139 | 1117475.0488
3 | 2506493.5829 | 1117581.1656
4 | 2506134.1206 | 1117713.7717
5 | 2506429.9547 | 1117886.5717
6 | 2506442.8494 | 1117897.3097
7 | 2506438.1104 | 1117881.3646
8 | 2506159.8304 | 1117725.2829
9 | 2506123.1455 | 1117737.2563
10 | 2506455.4041 | 1117907.7681
11 | 2506539.9309 | 1118375.9582
12 | 2506550.6869 | 1118363.2398
13 | 2506495.6212 | 1118272.2242
14 | 2506418.8922 | 1117842.4399
15 | 2506477.129 | 1117862.2737
16 | 2506160.4679 | 1117725.5683
17 | 2506135.3396 | 1117742.8026
18 | 2506534.4217 | 1118333.1437
19 | 2506859.4475 | 1118395.9975
20 | 2506843.81 | 1118378.2596
21 | 2506791.8171 | 1118371.4133
22 | 2506692.6227 | 1118385.1954
23 | 2506679.6997 | 1118391.6373
24 | 2506693.1032 | 1118384.956
25 | 2506716.2987 | 1118373.4008
26 | 2506719.0813 | 1118372.0145
27 | 2506705.6889 | 1118378.6863
28 | 2506664.267 | 1118399.3304
29 | 2506663.5913 | 1118397.951
30 | 2506769.0964 | 1118383.918
31 | 2506647.8422 | 1118120.6426
32 | 2506656.6963 | 1118114.8509
33 | 2506211.2302 | 1117777.3201
34 | 2506765.4228 | 1118385.9399
35 | 2506716.7518 | 1118335.2373
36 | 2506714.4909 | 1118316.2906
37 | 2506689.4476 | 1118349.0113
38 | 2506927.6433 | 1118365.0958
39 | 2506925.2331 | 1118362.9649
40 | 2506968.1385 | 1118364.339
41 | 2507004.0331 | 1118430.2826
42 | 2506982.0259 | 1118383.5148
43 | 2507056.4004 | 1118400.8101
44 | 2506842.6334 | 1118376.9251
45 | 2506637.4426 | 1118425.4372
46 | 2506631.5729 | 1118413.7972
47 | 2506617.2545 | 1118385.403
48 | 2506600.0518 | 1118394.0409
49 | 2506625.1278 | 1118401.0162
50 | 2506633.0515 | 1118377.4372
51 | 2506611.8209 | 1118342.8863
52 | 2506619.616 | 1118338.9856
53 | 2506533.1634 | 1118310.6675
54 | 2506649.4831 | 1118369.1513
55 | 2506736.5882 | 1118280.5672
56 | 2506736.9414 | 1118280.394
57 | 2506719.6947 | 1118288.8526
58 | 2506755.7115 | 1118271.4423
59 | 2506709.7228 | 1118268.4149
60 | 2506676.4366 | 1118310.4777
61 | 2506748.4603 | 1118258.1249
62 | 2506777.6938 | 1118261.0296
63 | 2506709.6063 | 1118268.1602
64 | 2506671.2942 | 1118313.0584
65 | 2506736.7255 | 1118238.5484
66 | 2506798.0709 | 1118251.3773
67 | 2506670.9828 | 1118247.3899
68 | 2506668.7041 | 1118314.3582
69 | 2506737.8745 | 1118235.4732
70 | 2506803.6025 | 1118277.7075
71 | 2506795.6147 | 1118244.2392
72 | 2506665.0461 | 1118263.5308
73 | 2506665.6934 | 1118237.2543
74 | 2506671.6942 | 1118357.9605
75 | 2506635.579 | 1118330.976
76 | 2506598.0425 | 1118017.7473
77 | 2506509.8892 | 1117952.2174
78 | 2506628.0926 | 1118040.6595
79 | 2506642.3009 | 1118051.4941
80 | 2506695.4764 | 1118030.2394
81 | 2506661.2078 | 1118065.9152
82 | 2506676.357 | 1118077.4644
83 | 2506691.6109 | 1118089.0977
84 | 2506693.6729 | 1118090.6668
85 | 2506703.5576 | 1118078.6151
86 | 2506711.7521 | 1118104.1024
87 | 2506672.9867 | 1118104.1945
88 | 2506711.7242 | 1118071.4545
89 | 2506722.8818 | 1118114.2212
90 | 2506658.9731 | 1118113.363
91 | 2506727.4567 | 1118118.6856
92 | 2506489.6146 | 1117856.381
93 | 2506608.302 | 1117777.9507
94 | 2506615.678 | 1117770.85
95 | 2506620.5477 | 1117766.162
96 | 2506622.8381 | 1117763.9571
97 | 2506738.6105 | 1118133.0774
98 | 2507106.1116 | 1118315.0327
99 | 2507132.8595 | 1118299.0015
100 | 2507155.9562 | 1118285.6748
101 | 2507140.9222 | 1118325.2558
102 | 2507148.4676 | 1118349.8261
103 | 2507134.16 | 1118357.7509
104 | 2507149.1812 | 1118349.4767
105 | 2507116.7488 | 1118367.4032
106 | 2507169.6225 | 1118339.5548
107 | 2506808.8535 | 1118297.8585
108 | 2506806.6174 | 1118289.2965
109 | 2506810.1979 | 1118303.0107
110 | 2506805.0074 | 1118283.1433
111 | 2506814.6431 | 1118316.1207
112 | 2506822.5108 | 1118299.1142
113 | 2506804.1926 | 1118280.001
114 | 2506820.0379 | 1118332.0299
115 | 2506831.9648 | 1118296.1225
116 | 2506824.6683 | 1118345.5192
117 | 2506832.7799 | 1118295.8646
118 | 2506825.1438 | 1118346.8996
119 | 2506835.0522 | 1118295.1444
120 | 2506548.2011 | 1118283.7657
121 | 2506551.1362 | 1118280.7093
122 | 2506553.9639 | 1118277.7648
123 | 2506556.8753 | 1118309.1425
124 | 2506558.1562 | 1118273.3992
125 | 2506565.102 | 1118308.9073
126 | 2506575.5884 | 1118255.2567
127 | 2506573.3061 | 1118308.6723
128 | 2506581.403 | 1118249.2083
129 | 2506575.813 | 1118308.5987
130 | 2506970.9458 | 1118318.0366
131 | 2506940.4824 | 1118288.9116
132 | 2506980.4663 | 1118336.8327
133 | 2506927.5232 | 1118263.547
134 | 2506986.7828 | 1118350.0547
135 | 2506963.0367 | 1118336.7674
136 | 2506905.2866 | 1118271.3505
137 | 2506963.2404 | 1118278.2843
138 | 2506885.2757 | 1118278.3729
139 | 2506933.7918 | 1118131.248
140 | 2506880.7784 | 1118148.1497
141 | 2506925.6651 | 1118119.3452
142 | 2506967.5324 | 1118286.3343
143 | 2506879.4373 | 1118280.175
144 | 2506890.9336 | 1118299.7657
145 | 2507187.3736 | 1118331.0495
146 | 2507184.1866 | 1118332.5674
147 | 2506878.37 | 1118143.7419
148 | 2506922.7009 | 1118115.0008
149 | 2506984.1388 | 1118382.3817
150 | 2506586.6 | 1118243.8982
151 | 2506595.5271 | 1118236.3656
152 | 2506595.9666 | 1118236.0784
153 | 2506605.5063 | 1118230.7289
154 | 2506616.6825 | 1118227.1311
155 | 2506627.2061 | 1118225.6302
156 | 2507075.7958 | 1118390.0752
157 | 2506891.6183 | 1118075.6594
158 | 2506904.4317 | 1118091.465
159 | 2506878.3172 | 1118059.1358
160 | 2506909.239 | 1118097.4346
161 | 2506880.7149 | 1118058.0415
162 | 2506860.3354 | 1118068.3793
163 | 2506914.1591 | 1118103.7226
164 | 2506882.3867 | 1118057.2785
165 | 2506851.4121 | 1118072.9078
166 | 2506919.0876 | 1118110.0213
167 | 2506894.6854 | 1118051.6655
168 | 2506826.8449 | 1118085.3689
169 | 2506920.3108 | 1118111.5846
170 | 2506912.1133 | 1118043.7094
171 | 2506825.6937 | 1118085.9513
172 | 2506753.9556 | 1118124.6075
173 | 2506747.7942 | 1118148.4785
174 | 2506758.7949 | 1118121.9364
175 | 2506744.7864 | 1118150.1481
176 | 2506756.7265 | 1118165.0751
177 | 2506790.0756 | 1118229.6161
178 | 2506783.4177 | 1118216.2084
179 | 2506774.1053 | 1118197.8658
180 | 2506765.6413 | 1118181.6463
181 | 2506759.0765 | 1118169.4432
182 | 2506778.9408 | 1118110.9035
183 | 2506868.0853 | 1118260.0086
184 | 2506857.1022 | 1118287.6688
185 | 2506836.1008 | 1118200.2826
186 | 2506851.2181 | 1118289.7652
187 | 2506849.8462 | 1118290.209
188 | 2506792.7598 | 1118103.4909
189 | 2506805.719 | 1118096.5892
190 | 2506817.062 | 1118070.3775
191 | 2506815.7761 | 1118067.9451
192 | 2506806.3218 | 1118050.0612
193 | 2506927.6956 | 1118036.5955
194 | 2506936.4185 | 1118032.6144
195 | 2506928.6265 | 1118015.7605
196 | 2506949.4163 | 1118026.9996
197 | 2506924.6573 | 1118010.2151
198 | 2506958.1438 | 1118023.2077
199 | 2507090.0656 | 1118382.1788
200 | 2507100.5651 | 1118376.3666
201 | 2507054.8896 | 1117980.1979
202 | 2507080.5736 | 1117969.0598
203 | 2507101.1252 | 1117959.7927
204 | 2506921.1957 | 1118003.9757
205 | 2506849.6337 | 1118290.2777
206 | 2506845.2024 | 1118291.7061
207 | 2506806.3869 | 1118049.7634
208 | 2506846.9531 | 1117995.6869
209 | 2506848.7381 | 1117998.5383
210 | 2506855.2833 | 1118008.9933
211 | 2506852.8974 | 1118010.6131
212 | 2506837.9558 | 1118020.7577
213 | 2506827.5634 | 1118027.8136
214 | 2506741.0605 | 1118233.7394
215 | 2506638.9141 | 1118226.3402
216 | 2506645.8147 | 1118227.5662
217 | 2506647.1389 | 1118227.9944
218 | 2506657.8828 | 1118232.2326
219 | 2506817.8986 | 1118034.3756
220 | 2506807.3064 | 1118045.5588
221 | 2506749.3692 | 1118229.2243
222 | 2506755.864 | 1118208.7685
223 | 2506662.2549 | 1118265.5134
224 | 2506661.091 | 1118266.1276
225 | 2506613.9824 | 1118297.9479
226 | 2506596.6682 | 1118306.0253
227 | 2506614.5487 | 1118297.5493
228 | 2506581.2109 | 1118308.4425
229 | 2506622.714 | 1118290.9829
230 | 2506631.8921 | 1118281.527
231 | 2506638.3196 | 1118276.6531
232 | 2506653.7262 | 1118367.0178
233 | 2506627.265 | 1118335.1482
234 | 2506635.8648 | 1118376.0185
235 | 2506747.7942 | 1118148.4785

## line_std_types
| c_nf_per_km | r_ohm_per_km | x_ohm_per_km | max_i_ka | type | q_mm2 | alpha | voltage_rating
NAYY 4x50 SE | 210 | 0.642 | 0.083 | 0.142 | cs | 50 | 0.00403 | LV
NAYY 4x120 SE | 264 | 0.225 | 0.08 | 0.242 | cs | 120 | 0.00403 | LV
NAYY 4x150 SE | 261 | 0.208 | 0.08 | 0.27 | cs | 150 | 0.00403 | LV
NA2XS2Y 1x95 RM/25 12/20 kV | 216 | 0.313 | 0.132 | 0.252 | cs | 95 | 0.00403 | MV
NA2XS2Y 1x185 RM/25 12/20 kV | 273 | 0.161 | 0.117 | 0.362 | cs | 185 | 0.00403 | MV
NA2XS2Y 1x240 RM/25 12/20 kV | 304 | 0.122 | 0.112 | 0.421 | cs | 240 | 0.00403 | MV
NA2XS2Y 1x95 RM/25 6/10 kV | 315 | 0.313 | 0.123 | 0.249 | cs | 95 | 0.00403 | MV
NA2XS2Y 1x185 RM/25 6/10 kV | 406 | 0.161 | 0.11 | 0.358 | cs | 185 | 0.00403 | MV
NA2XS2Y 1x240 RM/25 6/10 kV | 456 | 0.122 | 0.105 | 0.416 | cs | 240 | 0.00403 | MV
NA2XS2Y 1x150 RM/25 12/20 kV | 250 | 0.206 | 0.116 | 0.319 | cs | 150 | 0.00403 | MV
NA2XS2Y 1x120 RM/25 12/20 kV | 230 | 0.253 | 0.119 | 0.283 | cs | 120 | 0.00403 | MV
NA2XS2Y 1x70 RM/25 12/20 kV | 190 | 0.443 | 0.132 | 0.22 | cs | 70 | 0.00403 | MV
NA2XS2Y 1x150 RM/25 6/10 kV | 360 | 0.206 | 0.11 | 0.315 | cs | 150 | 0.00403 | MV
NA2XS2Y 1x120 RM/25 6/10 kV | 340 | 0.253 | 0.113 | 0.28 | cs | 120 | 0.00403 | MV
NA2XS2Y 1x70 RM/25 6/10 kV | 280 | 0.443 | 0.123 | 0.217 | cs | 70 | 0.00403 | MV
N2XS(FL)2Y 1x120 RM/35 64/110 kV | 112 | 0.153 | 0.166 | 0.366 | cs | 120 | 0.00393 | HV
N2XS(FL)2Y 1x185 RM/35 64/110 kV | 125 | 0.099 | 0.156 | 0.457 | cs | 185 | 0.00393 | HV
N2XS(FL)2Y 1x240 RM/35 64/110 kV | 135 | 0.075 | 0.149 | 0.526 | cs | 240 | 0.00393 | HV
N2XS(FL)2Y 1x300 RM/35 64/110 kV | 144 | 0.06 | 0.144 | 0.588 | cs | 300 | 0.00393 | HV
15-AL1/3-ST1A 0.4 | 11 | 1.8769 | 0.35 | 0.105 | ol | 16 | 0.00403 | LV
24-AL1/4-ST1A 0.4 | 11.25 | 1.2012 | 0.335 | 0.14 | ol | 24 | 0.00403 | LV
48-AL1/8-ST1A 0.4 | 12.2 | 0.5939 | 0.3 | 0.21 | ol | 48 | 0.00403 | LV
94-AL1/15-ST1A 0.4 | 13.2 | 0.306 | 0.29 | 0.35 | ol | 94 | 0.00403 | LV
34-AL1/6-ST1A 10.0 | 9.7 | 0.8342 | 0.36 | 0.17 | ol | 34 | 0.00403 | MV
48-AL1/8-ST1A 10.0 | 10.1 | 0.5939 | 0.35 | 0.21 | ol | 48 | 0.00403 | MV
70-AL1/11-ST1A 10.0 | 10.4 | 0.4132 | 0.339 | 0.29 | ol | 70 | 0.00403 | MV
94-AL1/15-ST1A 10.0 | 10.75 | 0.306 | 0.33 | 0.35 | ol | 94 | 0.00403 | MV
122-AL1/20-ST1A 10.0 | 11.1 | 0.2376 | 0.323 | 0.41 | ol | 122 | 0.00403 | MV
149-AL1/24-ST1A 10.0 | 11.25 | 0.194 | 0.315 | 0.47 | ol | 149 | 0.00403 | MV
34-AL1/6-ST1A 20.0 | 9.15 | 0.8342 | 0.382 | 0.17 | ol | 34 | 0.00403 | MV
48-AL1/8-ST1A 20.0 | 9.5 | 0.5939 | 0.372 | 0.21 | ol | 48 | 0.00403 | MV
70-AL1/11-ST1A 20.0 | 9.7 | 0.4132 | 0.36 | 0.29 | ol | 70 | 0.00403 | MV
94-AL1/15-ST1A 20.0 | 10 | 0.306 | 0.35 | 0.35 | ol | 94 | 0.00403 | MV
122-AL1/20-ST1A 20.0 | 10.3 | 0.2376 | 0.344 | 0.41 | ol | 122 | 0.00403 | MV
149-AL1/24-ST1A 20.0 | 10.5 | 0.194 | 0.337 | 0.47 | ol | 149 | 0.00403 | MV
184-AL1/30-ST1A 20.0 | 10.75 | 0.1571 | 0.33 | 0.535 | ol | 184 | 0.00403 | MV
243-AL1/39-ST1A 20.0 | 11 | 0.1188 | 0.32 | 0.645 | ol | 243 | 0.00403 | MV
48-AL1/8-ST1A 110.0 | 8 | 0.5939 | 0.46 | 0.21 | ol | 48 | 0.00403 | HV
70-AL1/11-ST1A 110.0 | 8.4 | 0.4132 | 0.45 | 0.29 | ol | 70 | 0.00403 | HV
94-AL1/15-ST1A 110.0 | 8.65 | 0.306 | 0.44 | 0.35 | ol | 94 | 0.00403 | HV
122-AL1/20-ST1A 110.0 | 8.5 | 0.2376 | 0.43 | 0.41 | ol | 122 | 0.00403 | HV
149-AL1/24-ST1A 110.0 | 8.75 | 0.194 | 0.41 | 0.47 | ol | 149 | 0.00403 | HV
184-AL1/30-ST1A 110.0 | 8.8 | 0.1571 | 0.4 | 0.535 | ol | 184 | 0.00403 | HV
243-AL1/39-ST1A 110.0 | 9 | 0.1188 | 0.39 | 0.645 | ol | 243 | 0.00403 | HV
305-AL1/39-ST1A 110.0 | 9.2 | 0.0949 | 0.38 | 0.74 | ol | 305 | 0.00403 | HV
490-AL1/64-ST1A 110.0 | 9.75 | 0.059 | 0.37 | 0.96 | ol | 490 | 0.00403 | HV
679-AL1/86-ST1A 110.0 | 9.95 | 0.042 | 0.36 | 1.15 | ol | 679 | 0.00403 | HV
490-AL1/64-ST1A 220.0 | 10 | 0.059 | 0.285 | 0.96 | ol | 490 | 0.00403 | HV
679-AL1/86-ST1A 220.0 | 11.7 | 0.042 | 0.275 | 1.15 | ol | 679 | 0.00403 | HV
490-AL1/64-ST1A 380.0 | 11 | 0.059 | 0.253 | 0.96 | ol | 490 | 0.00403 | HV
679-AL1/86-ST1A 380.0 | 14.6 | 0.042 | 0.25 | 1.15 | ol | 679 | 0.00403 | HV

## trafo_std_types
| i0_percent | pfe_kw | vkr_percent | sn_mva | vn_lv_kv | vn_hv_kv | vk_percent | shift_degree | vector_group | tap_side | tap_neutral | tap_min | tap_max | tap_step_degree | tap_step_percent | tap_phase_shifter
160 MVA 380/110 kV | 0.06 | 60 | 0.25 | 160 | 110 | 380 | 12.2 | 0 | Yy0 | hv | 0 | -9 | 9 | 0 | 1.5 | FALSE
100 MVA 220/110 kV | 0.06 | 55 | 0.26 | 100 | 110 | 220 | 12 | 0 | Yy0 | hv | 0 | -9 | 9 | 0 | 1.5 | FALSE
63 MVA 110/20 kV | 0.04 | 22 | 0.32 | 63 | 20 | 110 | 18 | 150 | YNd5 | hv | 0 | -9 | 9 | 0 | 1.5 | FALSE
40 MVA 110/20 kV | 0.05 | 18 | 0.34 | 40 | 20 | 110 | 16.2 | 150 | YNd5 | hv | 0 | -9 | 9 | 0 | 1.5 | FALSE
25 MVA 110/20 kV | 0.07 | 14 | 0.41 | 25 | 20 | 110 | 12 | 150 | YNd5 | hv | 0 | -9 | 9 | 0 | 1.5 | FALSE
63 MVA 110/10 kV | 0.04 | 22 | 0.32 | 63 | 10 | 110 | 18 | 150 | YNd5 | hv | 0 | -9 | 9 | 0 | 1.5 | FALSE
40 MVA 110/10 kV | 0.05 | 18 | 0.34 | 40 | 10 | 110 | 16.2 | 150 | YNd5 | hv | 0 | -9 | 9 | 0 | 1.5 | FALSE
25 MVA 110/10 kV | 0.07 | 14 | 0.41 | 25 | 10 | 110 | 12 | 150 | YNd5 | hv | 0 | -9 | 9 | 0 | 1.5 | FALSE
0.25 MVA 20/0.4 kV | 0.32 | 0.8 | 1.44 | 0.25 | 0.4 | 20 | 6 | 150 | Yzn5 | hv | 0 | -2 | 2 | 0 | 2.5 | FALSE
0.4 MVA 20/0.4 kV | 0.3375 | 1.35 | 1.425 | 0.4 | 0.4 | 20 | 6 | 150 | Dyn5 | hv | 0 | -2 | 2 | 0 | 2.5 | FALSE
0.63 MVA 20/0.4 kV | 0.2619 | 1.65 | 1.206 | 0.63 | 0.4 | 20 | 6 | 150 | Dyn5 | hv | 0 | -2 | 2 | 0 | 2.5 | FALSE
0.25 MVA 10/0.4 kV | 0.24 | 0.6 | 1.2 | 0.25 | 0.4 | 10 | 4 | 150 | Dyn5 | hv | 0 | -2 | 2 | 0 | 2.5 | FALSE
0.4 MVA 10/0.4 kV | 0.2375 | 0.95 | 1.325 | 0.4 | 0.4 | 10 | 4 | 150 | Dyn5 | hv | 0 | -2 | 2 | 0 | 2.5 | FALSE
0.63 MVA 10/0.4 kV | 0.1873 | 1.18 | 1.0794 | 0.63 | 0.4 | 10 | 4 | 150 | Dyn5 | hv | 0 | -2 | 2 | 0 | 2.5 | FALSE

## trafo3w_std_types
| sn_hv_mva | sn_mv_mva | sn_lv_mva | vn_hv_kv | vn_mv_kv | vn_lv_kv | vk_hv_percent | vk_mv_percent | vk_lv_percent | vkr_hv_percent | vkr_mv_percent | vkr_lv_percent | pfe_kw | i0_percent | shift_mv_degree | shift_lv_degree | vector_group | tap_side | tap_neutral | tap_min | tap_max | tap_step_percent
63/25/38 MVA 110/20/10 kV | 63 | 25 | 38 | 110 | 20 | 10 | 10.4 | 10.4 | 10.4 | 0.28 | 0.32 | 0.35 | 35 | 0.89 | 0 | 0 | YN0yn0yn0 | hv | 0 | -10 | 10 | 1.2
63/25/38 MVA 110/10/10 kV | 63 | 25 | 38 | 110 | 10 | 10 | 10.4 | 10.4 | 10.4 | 0.28 | 0.32 | 0.35 | 35 | 0.89 | 0 | 0 | YN0yn0yn0 | hv | 0 | -10 | 10 | 1.2

## fuse_std_types
| fuse_type | i_rated_a | t_avg | t_min | t_total | x_avg | x_min | x_total
HV 100A | HV 100A | 100 | 0 | [10.0, 3.64, 0.854, 0.281, 0.1, 0.0531, 0.022, 0.01] | [10.0, 4.267, 1.21, 0.403, 0.1, 0.058, 0.022, 0.01] | 0 | [300.0, 350.0, 450.0, 550.0, 700.0, 850.0, 1200.0, 1752.0] | [600.0, 700.0, 900.0, 1150.0, 1665.0, 2000.0, 3000.0, 4313.0]
HV 10A | HV 10A | 10 | 0 | [10.0, 1675.0, 0.344, 0.156, 0.1, 0.0417, 0.0171, 0.01] | [10.0, 1.3, 0.3, 0.155, 0.1, 0.0555, 0.023, 0.01] | 0 | [30.0, 32.0, 35.0, 37.0, 39.0, 50.0, 70.0, 88.0] | [60.0, 70.0, 80.0, 87.0, 94.0, 110.0, 150.0, 216.0]
HV 125A | HV 125A | 125 | 0 | [10.0, 1.82, 0.344, 0.1, 0.0467, 0.0269, 0.01] | [10.0, 2.478, 0.426, 0.1, 0.0427, 0.0211, 0.01] | 0 | [375.0, 500.0, 700.0, 925.0, 1200.0, 1500.0, 2341.0] | [750.0, 1000.0, 1500.0, 2200.0, 3000.0, 4000.0, 5765.0]
HV 160A | HV 160A | 160 | 0 | [10.0, 4.15, 1.03, 0.198, 0.1, 0.051, 0.0172, 0.01] | [10.0, 2.3, 0.734, 0.274, 0.1, 0.046, 0.0177, 0.01] | 0 | [480.0, 550.0, 700.0, 1000.0, 1260.0, 1600.0, 2500.0, 3227.0] | [960.0, 1300.0, 1700.0, 2200.0, 2996.0, 4000.0, 6000.0, 7946.0]
HV 16A | HV 16A | 16 | 0 | [10.0, 0.352, 0.164, 0.1, 0.0649, 0.0342, 0.01] | [10.0, 2.34, 0.722, 0.181, 0.1, 0.055, 0.0296, 0.01] | 0 | [48.0, 60.0, 65.0, 71.0, 80.0, 100.0, 162.0] | [96.0, 110.0, 125.0, 150.0, 168.0, 200.0, 250.0, 398.0]
HV 200A | HV 200A | 200 | 0 | [10.0, 4.267, 1.21, 0.403, 0.1, 0.058, 0.022, 0.01] | [10.0, 3.73, 1.654, 0.328, 0.1, 0.0531, 0.019, 0.01] | 0 | [600.0, 700.0, 900.0, 1150.0, 1665.0, 2000.0, 3000.0, 4313.0] | [1200.0, 1500.0, 1800.0, 2700.0, 3960.0, 5000.0, 7500.0, 10620.0]
HV 20A | HV 20A | 20 | 0 | [10.0, 1.3, 0.3, 0.155, 0.1, 0.0555, 0.023, 0.01] | [10.0, 1.3, 0.161, 0.1, 0.0611, 0.0399, 0.0141, 0.01] | 0 | [60.0, 70.0, 80.0, 87.0, 94.0, 110.0, 150.0, 216.0] | [120.0, 150.0, 200.0, 223.0, 260.0, 300.0, 450.0, 532.0]
HV 25A | HV 25A | 25 | 0 | [10.0, 2.512, 0.833, 0.299, 0.1, 0.0372, 0.0223, 0.01] | [10.0, 3.125, 0.597, 0.198, 0.1, 0.0378, 0.022, 0.01] | 0 | [75.0, 82.0, 90.0, 100.0, 124.0, 170.0, 200.0, 289.0] | [150.0, 170.0, 210.0, 250.0, 294.0, 400.0, 500.0, 711.0]
HV 31.5A | HV 31.5A | 31.5 | 0 | [10.0, 2.34, 0.722, 0.181, 0.1, 0.055, 0.0296, 0.01] | [10.0, 2.84, 0.368, 0.164, 0.1, 0.0621, 0.0378, 0.0195, 0.01] | 0 | [95.0, 110.0, 125.0, 150.0, 165.0, 200.0, 250.0, 390.0] | [189.0, 220.0, 300.0, 350.0, 393.0, 450.0, 530.0, 700.0, 960.0]
HV 40A | HV 40A | 40 | 0 | [10.0, 1.3, 0.161, 0.1, 0.0611, 0.0399, 0.0141, 0.01] | [10.0, 2.05, 0.369, 0.198, 0.1, 0.051, 0.0298, 0.01] | 0 | [120.0, 150.0, 200.0, 223.0, 260.0, 300.0, 450.0, 532.0] | [240.0, 300.0, 400.0, 450.0, 530.0, 650.0, 800.0, 1311.0]
HV 50A | HV 50A | 50 | 0 | [10.0, 3.215, 0.597, 0.198, 0.1, 0.0378, 0.022, 0.01] | [10.0, 3.64, 0.854, 0.281, 0.1, 0.0531, 0.022, 0.01] | 0 | [150.0, 170.0, 210.0, 250.0, 294.0, 400.0, 500.0, 711.0] | [300.0, 350.0, 450.0, 550.0, 700.0, 850.0, 1200.0, 1752.0]
HV 6.3A | HV 6.3A | 6.3 | 0 | [10.0, 1.39, 0.344, 0.168, 0.1, 0.056, 0.0263, 0.01] | [10.0, 1.711, 0.516, 0.198, 0.1, 0.0634, 0.0303, 0.01] | 0 | [19.0, 19.5, 20.4, 20.8, 22.0, 25.0, 32.0, 48.0] | [38.0, 40.0, 43.0, 48.0, 53.0, 60.0, 75.0, 118.0]
HV 63A | HV 63A | 63 | 0 | [10.0, 2.84, 0.368, 0.164, 0.1, 0.0621, 0.0378, 0.0195, 0.01] | [10.0, 1.82, 0.344, 0.1, 0.0467, 0.0269, 0.01] | 0 | [189.0, 220.0, 300.0, 350.0, 393.0, 450.0, 530.0, 700.0, 961.0] | [378.0, 500.0, 700.0, 934.0, 1200.0, 1500.0, 2366.0]
HV 80A | HV 80A | 80 | 0 | [10.0, 2.05, 0.369, 0.198, 0.1, 0.051, 0.0298, 0.01] | [10.0, 4.15, 1.03, 0.198, 0.1, 0.051, 0.0172, 0.01] | 0 | [240.0, 300.0, 400.0, 450.0, 530.0, 650.0, 800.0, 1311.0] | [480.0, 550.0, 700.0, 1000.0, 1260.0, 1600.0, 2500.0, 3227.0]
Siemens NH-1-100 | Siemens NH-1-100 | 100 | [5400.0, 2000.0, 400.0, 20.0, 1.0, 0.2, 0.012, 0.004] | 0 | 0 | [150.0, 190.0, 250.0, 430.0, 900.0, 1250.0, 2700.0, 3600.0] | 0 | 0
Siemens NH-1-125 | Siemens NH-1-125 | 125 | [4800.0, 120.0, 7.0, 0.1, 0.004] | 0 | 0 | [180.0, 400.0, 740.0, 2000.0, 4250.0] | 0 | 0
Siemens NH-1-16 | Siemens NH-1-16 | 16 | [4000.0, 400.0, 2.0, 0.1, 0.04, 0.01] | 0 | 0 | [26.0, 35.0, 75.0, 150.0, 200.0, 300.0] | 0 | 0
Siemens NH-1-160 | Siemens NH-1-160 | 160 | [4800.0, 120.0, 7.0, 0.1, 0.004] | 0 | 0 | [210.0, 500.0, 900.0, 2300.0, 5000.0] | 0 | 0
Siemens NH-1-25 | Siemens NH-1-25 | 25 | [4000.0, 1000.0, 10.0, 0.2, 0.02, 0.01] | 0 | 0 | [40.0, 50.0, 100.0, 210.0, 400.0, 500.0] | 0 | 0
Siemens NH-1-50 | Siemens NH-1-50 | 50 | [4000.0, 40.0, 4.0, 1.0, 0.02, 0.01] | 0 | 0 | [86.0, 200.0, 300.0, 400.0, 1000.0, 1280.0] | 0 | 0
Siemens NH-1-63 | Siemens NH-1-63 | 63 | [4000.0, 100.0, 10.0, 2.0, 0.04, 0.01] | 0 | 0 | [100.0, 200.0, 300.0, 400.0, 1000.0, 1500.0] | 0 | 0
Siemens NH-1-80 | Siemens NH-1-80 | 80 | [4800.0, 120.0, 7.0, 0.1, 0.01] | 0 | 0 | [150.58, 250.0, 450.0, 1150.0, 2470.0] | 0 | 0
Siemens NH-2-1000 | Siemens NH-2-1000 | 1000 | [4800.0, 120.0, 7.0, 0.1, 0.004] | 0 | 0 | [1900.0, 3500.0, 8400.0, 24000.0, 52000.0] | 0 | 0
Siemens NH-2-200 | Siemens NH-2-200 | 200 | [4800.0, 120.0, 7.0, 0.1, 0.004] | 0 | 0 | [280.0, 650.0, 1200.0, 3000.0, 7000.0] | 0 | 0
Siemens NH-2-224 | Siemens NH-2-224 | 224 | [4800.0, 120.0, 7.0, 0.2, 0.04, 0.004] | 0 | 0 | [400.0, 750.0, 1453.0, 3025.0, 4315.0, 7600.0] | 0 | 0
Siemens NH-2-250 | Siemens NH-2-250 | 250 | [4800.0, 120.0, 7.0, 0.1, 0.004] | 0 | 0 | [450.0, 800.0, 1650.0, 4000.0, 8500.0] | 0 | 0
Siemens NH-2-315 | Siemens NH-2-315 | 315 | [4800.0, 120.0, 7.0, 0.1, 0.004] | 0 | 0 | [550.0, 920.0, 1900.0, 5000.0, 11000.0] | 0 | 0
Siemens NH-2-355 | Siemens NH-2-355 | 355 | [4800.0, 120.0, 6.0, 0.1, 0.004] | 0 | 0 | [650.0, 1116.27, 2350.0, 5840.0, 12790.0] | 0 | 0
Siemens NH-2-400 | Siemens NH-2-400 | 400 | [4800.0, 120.0, 7.0, 0.1, 0.004] | 0 | 0 | [720.0, 1350.0, 2800.0, 6500.0, 15000.0] | 0 | 0
Siemens NH-2-425 | Siemens NH-2-425 | 425 | [4800.0, 120.0, 7.0, 0.1, 0.004] | 0 | 0 | [850.0, 1500.0, 3050.0, 7500.0, 16500.0] | 0 | 0
Siemens NH-2-630 | Siemens NH-2-630 | 630 | [4800.0, 120.0, 7.0, 0.1, 0.004] | 0 | 0 | [1200.0, 2000.0, 4800.0, 12000.0, 26000.0] | 0 | 0

## dtypes
| element | column | dtype
0 | bus | name | object
1 | bus | vn_kv | float64
2 | bus | type | object
3 | bus | zone | object
4 | bus | in_service | bool
5 | load | name | object
6 | load | bus | uint32
7 | load | p_mw | float64
8 | load | q_mvar | float64
9 | load | const_z_percent | float64
10 | load | const_i_percent | float64
11 | load | sn_mva | float64
12 | load | scaling | float64
13 | load | in_service | bool
14 | load | type | object
15 | ext_grid | name | object
16 | ext_grid | bus | uint32
17 | ext_grid | vm_pu | float64
18 | ext_grid | va_degree | float64
19 | ext_grid | slack_weight | float64
20 | ext_grid | in_service | bool
21 | line | name | object
22 | line | std_type | object
23 | line | from_bus | uint32
24 | line | to_bus | uint32
25 | line | length_km | float64
26 | line | r_ohm_per_km | float64
27 | line | x_ohm_per_km | float64
28 | line | c_nf_per_km | float64
29 | line | g_us_per_km | float64
30 | line | max_i_ka | float64
31 | line | df | float64
32 | line | parallel | uint32
33 | line | type | object
34 | line | in_service | bool
35 | trafo | name | object
36 | trafo | std_type | object
37 | trafo | hv_bus | uint32
38 | trafo | lv_bus | uint32
39 | trafo | sn_mva | float64
40 | trafo | vn_hv_kv | float64
41 | trafo | vn_lv_kv | float64
42 | trafo | vk_percent | float64
43 | trafo | vkr_percent | float64
44 | trafo | pfe_kw | float64
45 | trafo | i0_percent | float64
46 | trafo | shift_degree | float64
47 | trafo | tap_side | object
48 | trafo | tap_neutral | int32
49 | trafo | tap_min | int32
50 | trafo | tap_max | int32
51 | trafo | tap_step_percent | float64
52 | trafo | tap_step_degree | float64
53 | trafo | tap_pos | int32
54 | trafo | tap_phase_shifter | bool
55 | trafo | parallel | uint32
56 | trafo | df | float64
57 | trafo | in_service | bool
58 | line_geodata | coords | object
59 | bus_geodata | x | float64
60 | bus_geodata | y | float64
61 | bus_geodata | coords | object

## parameters
| version | format_version | converged | OPF_converged | name | f_hz | sn_mva
0 | 2.14.6 | 2.14.0 | FALSE | FALSE |  | 50 | 1