## bus
| name | vn_kv | type | zone | in_service
0 | bus_LV_6640-11_0_5_node_0 | 0.4 | n |  | TRUE
1 | bus_LV_6640-11_0_5_node_1 | 0.4 | n |  | TRUE
2 | bus_LV_6640-11_0_5_node_2 | 0.4 | n |  | TRUE
3 | bus_LV_6640-11_0_5_node_3 | 0.4 | n |  | TRUE
4 | bus_LV_6640-11_0_5_node_122 | 0.4 | n |  | TRUE
5 | bus_LV_6640-11_0_5_node_121 | 0.4 | n |  | TRUE
6 | bus_LV_6640-11_0_5_node_92 | 0.4 | n |  | TRUE
7 | bus_LV_6640-11_0_5_node_93 | 0.4 | n |  | TRUE
8 | bus_LV_6640-11_0_5_node_4 | 0.4 | n |  | TRUE
9 | bus_LV_6640-11_0_5_node_5 | 0.4 | n |  | TRUE
10 | bus_LV_6640-11_0_5_node_6 | 0.4 | n |  | TRUE
11 | bus_LV_6640-11_0_5_node_7 | 0.4 | n |  | TRUE
12 | bus_LV_6640-11_0_5_node_8 | 0.4 | n |  | TRUE
13 | bus_LV_6640-11_0_5_node_10 | 0.4 | n |  | TRUE
14 | bus_LV_6640-11_0_5_node_11 | 0.4 | n |  | TRUE
15 | bus_LV_6640-11_0_5_node_69 | 0.4 | n |  | TRUE
16 | bus_LV_6640-11_0_5_node_67 | 0.4 | n |  | TRUE
17 | bus_LV_6640-11_0_5_node_12 | 0.4 | n |  | TRUE
18 | bus_LV_6640-11_0_5_node_13 | 0.4 | n |  | TRUE
19 | bus_LV_6640-11_0_5_node_14 | 0.4 | n |  | TRUE
20 | bus_LV_6640-11_0_5_node_16 | 0.4 | n |  | TRUE
21 | bus_LV_6640-11_0_5_node_17 | 0.4 | n |  | TRUE
22 | bus_LV_6640-11_0_5_node_15 | 0.4 | n |  | TRUE
23 | bus_LV_6640-11_0_5_node_26 | 0.4 | n |  | TRUE
24 | bus_LV_6640-11_0_5_node_44 | 0.4 | n |  | TRUE
25 | bus_LV_6640-11_0_5_node_185 | 0.4 | n |  | TRUE
26 | bus_LV_6640-11_0_5_node_42 | 0.4 | n |  | TRUE
27 | bus_LV_6640-11_0_5_node_228 | 0.4 | n |  | TRUE
28 | bus_LV_6640-11_0_5_node_184 | 0.4 | n |  | TRUE
29 | bus_LV_6640-11_0_5_node_18 | 0.4 | n |  | TRUE
30 | bus_LV_6640-11_0_5_node_19 | 0.4 | n |  | TRUE
31 | bus_LV_6640-11_0_5_node_20 | 0.4 | n |  | TRUE
32 | bus_LV_6640-11_0_5_node_21 | 0.4 | n |  | TRUE
33 | bus_LV_6640-11_0_5_node_22 | 0.4 | n |  | TRUE
34 | bus_LV_6640-11_0_5_node_194 | 0.4 | n |  | TRUE
35 | bus_LV_6640-11_0_5_node_218 | 0.4 | n |  | TRUE
36 | bus_LV_6640-11_0_5_node_208 | 0.4 | n |  | TRUE
37 | bus_LV_6640-11_0_5_node_211 | 0.4 | n |  | TRUE
38 | bus_LV_6640-11_0_5_node_199 | 0.4 | n |  | TRUE
39 | bus_LV_6640-11_0_5_node_209 | 0.4 | n |  | TRUE
40 | bus_LV_6640-11_0_5_node_193 | 0.4 | n |  | TRUE
41 | bus_LV_6640-11_0_5_node_217 | 0.4 | n |  | TRUE
42 | bus_LV_6640-11_0_5_node_23 | 0.4 | n |  | TRUE
43 | bus_LV_6640-11_0_5_node_24 | 0.4 | n |  | TRUE
44 | bus_LV_6640-11_0_5_node_25 | 0.4 | n |  | TRUE
45 | bus_LV_6640-11_0_5_node_28 | 0.4 | n |  | TRUE
46 | bus_LV_6640-11_0_5_node_29 | 0.4 | n |  | TRUE
47 | bus_LV_6640-11_0_5_node_27 | 0.4 | n |  | TRUE
48 | bus_LV_6640-11_0_5_node_86 | 0.4 | n |  | TRUE
49 | bus_LV_6640-11_0_5_node_83 | 0.4 | n |  | TRUE
50 | bus_LV_6640-11_0_5_node_129 | 0.4 | n |  | TRUE
51 | bus_LV_6640-11_0_5_node_201 | 0.4 | n |  | TRUE
52 | bus_LV_6640-11_0_5_node_151 | 0.4 | n |  | TRUE
53 | bus_LV_6640-11_0_5_node_40 | 0.4 | n |  | TRUE
54 | bus_LV_6640-11_0_5_node_84 | 0.4 | n |  | TRUE
55 | bus_LV_6640-11_0_5_node_130 | 0.4 | n |  | TRUE
56 | bus_LV_6640-11_0_5_node_200 | 0.4 | n |  | TRUE
57 | bus_LV_6640-11_0_5_node_30 | 0.4 | n |  | TRUE
58 | bus_LV_6640-11_0_5_node_31 | 0.4 | n |  | TRUE
59 | bus_LV_6640-11_0_5_node_32 | 0.4 | n |  | TRUE
60 | bus_LV_6640-11_0_5_node_33 | 0.4 | n |  | TRUE
61 | bus_LV_6640-11_0_5_node_34 | 0.4 | n |  | TRUE
62 | bus_LV_6640-11_0_5_node_35 | 0.4 | n |  | TRUE
63 | bus_LV_6640-11_0_5_node_36 | 0.4 | n |  | TRUE
64 | bus_LV_6640-11_0_5_node_109 | 0.4 | n |  | TRUE
65 | bus_LV_6640-11_0_5_node_45 | 0.4 | n |  | TRUE
66 | bus_LV_6640-11_0_5_node_140 | 0.4 | n |  | TRUE
67 | bus_LV_6640-11_0_5_node_48 | 0.4 | n |  | TRUE
68 | bus_LV_6640-11_0_5_node_90 | 0.4 | n |  | TRUE
69 | bus_LV_6640-11_0_5_node_46 | 0.4 | n |  | TRUE
70 | bus_LV_6640-11_0_5_node_49 | 0.4 | n |  | TRUE
71 | bus_LV_6640-11_0_5_node_47 | 0.4 | n |  | TRUE
72 | bus_LV_6640-11_0_5_node_180 | 0.4 | n |  | TRUE
73 | bus_LV_6640-11_0_5_node_97 | 0.4 | n |  | TRUE
74 | bus_LV_6640-11_0_5_node_94 | 0.4 | n |  | TRUE
75 | bus_LV_6640-11_0_5_node_88 | 0.4 | n |  | TRUE
76 | bus_LV_6640-11_0_5_node_37 | 0.4 | n |  | TRUE
77 | bus_LV_6640-11_0_5_node_38 | 0.4 | n |  | TRUE
78 | bus_LV_6640-11_0_5_node_39 | 0.4 | n |  | TRUE
79 | bus_LV_6640-11_0_5_node_41 | 0.4 | n |  | TRUE
80 | bus_LV_6640-11_0_5_node_43 | 0.4 | n |  | TRUE
81 | bus_LV_6640-11_0_5_node_229 | 0.4 | n |  | TRUE
82 | bus_LV_6640-11_0_5_node_179 | 0.4 | n |  | TRUE
83 | bus_LV_6640-11_0_5_node_101 | 0.4 | n |  | TRUE
84 | bus_LV_6640-11_0_5_node_50 | 0.4 | n |  | TRUE
85 | bus_LV_6640-11_0_5_node_51 | 0.4 | n |  | TRUE
86 | bus_LV_6640-11_0_5_node_52 | 0.4 | n |  | TRUE
87 | bus_LV_6640-11_0_5_node_53 | 0.4 | n |  | TRUE
88 | bus_LV_6640-11_0_5_node_54 | 0.4 | n |  | TRUE
89 | bus_LV_6640-11_0_5_node_56 | 0.4 | n |  | TRUE
90 | bus_LV_6640-11_0_5_node_128 | 0.4 | n |  | TRUE
91 | bus_LV_6640-11_0_5_node_224 | 0.4 | n |  | TRUE
92 | bus_LV_6640-11_0_5_node_55 | 0.4 | n |  | TRUE
93 | bus_LV_6640-11_0_5_node_123 | 0.4 | n |  | TRUE
94 | bus_LV_6640-11_0_5_node_225 | 0.4 | n |  | TRUE
95 | bus_LV_6640-11_0_5_node_57 | 0.4 | n |  | TRUE
96 | bus_LV_6640-11_0_5_node_58 | 0.4 | n |  | TRUE
97 | bus_LV_6640-11_0_5_node_142 | 0.4 | n |  | TRUE
98 | bus_LV_6640-11_0_5_node_143 | 0.4 | n |  | TRUE
99 | bus_LV_6640-11_0_5_node_59 | 0.4 | n |  | TRUE
100 | bus_LV_6640-11_0_5_node_60 | 0.4 | n |  | TRUE
101 | bus_LV_6640-11_0_5_node_61 | 0.4 | n |  | TRUE
102 | bus_LV_6640-11_0_5_node_62 | 0.4 | n |  | TRUE
103 | bus_LV_6640-11_0_5_node_63 | 0.4 | n |  | TRUE
104 | bus_LV_6640-11_0_5_node_64 | 0.4 | n |  | TRUE
105 | bus_LV_6640-11_0_5_node_70 | 0.4 | n |  | TRUE
106 | bus_LV_6640-11_0_5_node_75 | 0.4 | n |  | TRUE
107 | bus_LV_6640-11_0_5_node_154 | 0.4 | n |  | TRUE
108 | bus_LV_6640-11_0_5_node_71 | 0.4 | n |  | TRUE
109 | bus_LV_6640-11_0_5_node_73 | 0.4 | n |  | TRUE
110 | bus_LV_6640-11_0_5_node_155 | 0.4 | n |  | TRUE
111 | bus_LV_6640-11_0_5_node_65 | 0.4 | n |  | TRUE
112 | bus_LV_6640-11_0_5_node_66 | 0.4 | n |  | TRUE
113 | bus_LV_6640-11_0_5_node_68 | 0.4 | n |  | TRUE
114 | bus_LV_6640-11_0_5_node_115 | 0.4 | n |  | TRUE
115 | bus_LV_6640-11_0_5_node_139 | 0.4 | n |  | TRUE
116 | bus_LV_6640-11_0_5_node_72 | 0.4 | n |  | TRUE
117 | bus_LV_6640-11_0_5_node_138 | 0.4 | n |  | TRUE
118 | bus_LV_6640-11_0_5_node_141 | 0.4 | n |  | TRUE
119 | bus_LV_6640-11_0_5_node_74 | 0.4 | n |  | TRUE
120 | bus_LV_6640-11_0_5_node_76 | 0.4 | n |  | TRUE
121 | bus_LV_6640-11_0_5_node_77 | 0.4 | n |  | TRUE
122 | bus_LV_6640-11_0_5_node_78 | 0.4 | n |  | TRUE
123 | bus_LV_6640-11_0_5_node_79 | 0.4 | n |  | TRUE
124 | bus_LV_6640-11_0_5_node_80 | 0.4 | n |  | TRUE
125 | bus_LV_6640-11_0_5_node_81 | 0.4 | n |  | TRUE
126 | bus_LV_6640-11_0_5_node_82 | 0.4 | n |  | TRUE
127 | bus_LV_6640-11_0_5_node_195 | 0.4 | n |  | TRUE
128 | bus_LV_6640-11_0_5_node_181 | 0.4 | n |  | TRUE
129 | bus_LV_6640-11_0_5_node_220 | 0.4 | n |  | TRUE
130 | bus_LV_6640-11_0_5_node_153 | 0.4 | n |  | TRUE
131 | bus_LV_6640-11_0_5_node_85 | 0.4 | n |  | TRUE
132 | bus_LV_6640-11_0_5_node_192 | 0.4 | n |  | TRUE
133 | bus_LV_6640-11_0_5_node_191 | 0.4 | n |  | TRUE
134 | bus_LV_6640-11_0_5_node_149 | 0.4 | n |  | TRUE
135 | bus_LV_6640-11_0_5_node_87 | 0.4 | n |  | TRUE
136 | bus_LV_6640-11_0_5_node_89 | 0.4 | n |  | TRUE
137 | bus_LV_6640-11_0_5_node_91 | 0.4 | n |  | TRUE
138 | bus_LV_6640-11_0_5_node_98 | 0.4 | n |  | TRUE
139 | bus_LV_6640-11_0_5_node_99 | 0.4 | n |  | TRUE
140 | bus_LV_6640-11_0_5_node_120 | 0.4 | n |  | TRUE
141 | bus_LV_6640-11_0_5_node_95 | 0.4 | n |  | TRUE
142 | bus_LV_6640-11_0_5_node_96 | 0.4 | n |  | TRUE
143 | bus_LV_6640-11_0_5_node_177 | 0.4 | n |  | TRUE
144 | bus_LV_6640-11_0_5_node_219 | 0.4 | n |  | TRUE
145 | bus_LV_6640-11_0_5_node_127 | 0.4 | n |  | TRUE
146 | bus_LV_6640-11_0_5_node_178 | 0.4 | n |  | TRUE
147 | bus_LV_6640-11_0_5_node_100 | 0.4 | n |  | TRUE
148 | bus_LV_6640-11_0_5_node_102 | 0.4 | n |  | TRUE
149 | bus_LV_6640-11_0_5_node_103 | 0.4 | n |  | TRUE
150 | bus_LV_6640-11_0_5_node_107 | 0.4 | n |  | TRUE
151 | bus_LV_6640-11_0_5_node_105 | 0.4 | n |  | TRUE
152 | bus_LV_6640-11_0_5_node_104 | 0.4 | n |  | TRUE
153 | bus_LV_6640-11_0_5_node_106 | 0.4 | n |  | TRUE
154 | bus_LV_6640-11_0_5_node_108 | 0.4 | n |  | TRUE
155 | bus_LV_6640-11_0_5_node_117 | 0.4 | n |  | TRUE
156 | bus_LV_6640-11_0_5_node_119 | 0.4 | n |  | TRUE
157 | bus_LV_6640-11_0_5_node_116 | 0.4 | n |  | TRUE
158 | bus_LV_6640-11_0_5_node_110 | 0.4 | n |  | TRUE
159 | bus_LV_6640-11_0_5_node_111 | 0.4 | n |  | TRUE
160 | bus_LV_6640-11_0_5_node_112 | 0.4 | n |  | TRUE
161 | bus_LV_6640-11_0_5_node_114 | 0.4 | n |  | TRUE
162 | bus_LV_6640-11_0_5_node_118 | 0.4 | n |  | TRUE
163 | bus_LV_6640-11_0_5_node_124 | 0.4 | n |  | TRUE
164 | bus_LV_6640-11_0_5_node_126 | 0.4 | n |  | TRUE
165 | bus_LV_6640-11_0_5_node_131 | 0.4 | n |  | TRUE
166 | bus_LV_6640-11_0_5_node_132 | 0.4 | n |  | TRUE
167 | bus_LV_6640-11_0_5_node_196 | 0.4 | n |  | TRUE
168 | bus_LV_6640-11_0_5_node_205 | 0.4 | n |  | TRUE
169 | bus_LV_6640-11_0_5_node_197 | 0.4 | n |  | TRUE
170 | bus_LV_6640-11_0_5_node_206 | 0.4 | n |  | TRUE
171 | bus_LV_6640-11_0_5_node_133 | 0.4 | n |  | TRUE
172 | bus_LV_6640-11_0_5_node_134 | 0.4 | n |  | TRUE
173 | bus_LV_6640-11_0_5_node_135 | 0.4 | n |  | TRUE
174 | bus_LV_6640-11_0_5_node_136 | 0.4 | n |  | TRUE
175 | bus_LV_6640-11_0_5_node_137 | 0.4 | n |  | TRUE
176 | bus_LV_6640-11_0_5_node_204 | 0.4 | n |  | TRUE
177 | bus_LV_6640-11_0_5_node_202 | 0.4 | n |  | TRUE
178 | bus_LV_6640-11_0_5_node_172 | 0.4 | n |  | TRUE
179 | bus_LV_6640-11_0_5_node_216 | 0.4 | n |  | TRUE
180 | bus_LV_6640-11_0_5_node_171 | 0.4 | n |  | TRUE
181 | bus_LV_6640-11_0_5_node_223 | 0.4 | n |  | TRUE
182 | bus_LV_6640-11_0_5_node_222 | 0.4 | n |  | TRUE
183 | bus_LV_6640-11_0_5_node_144 | 0.4 | n |  | TRUE
184 | bus_LV_6640-11_0_5_node_145 | 0.4 | n |  | TRUE
185 | bus_LV_6640-11_0_5_node_146 | 0.4 | n |  | TRUE
186 | bus_LV_6640-11_0_5_node_147 | 0.4 | n |  | TRUE
187 | bus_LV_6640-11_0_5_node_156 | 0.4 | n |  | TRUE
188 | bus_LV_6640-11_0_5_node_160 | 0.4 | n |  | TRUE
189 | bus_LV_6640-11_0_5_node_158 | 0.4 | n |  | TRUE
190 | bus_LV_6640-11_0_5_node_161 | 0.4 | n |  | TRUE
191 | bus_LV_6640-11_0_5_node_157 | 0.4 | n |  | TRUE
192 | bus_LV_6640-11_0_5_node_148 | 0.4 | n |  | TRUE
193 | bus_LV_6640-11_0_5_node_150 | 0.4 | n |  | TRUE
194 | bus_LV_6640-11_0_5_node_152 | 0.4 | n |  | TRUE
195 | bus_LV_6640-11_0_5_node_213 | 0.4 | n |  | TRUE
196 | bus_LV_6640-11_0_5_node_226 | 0.4 | n |  | TRUE
197 | bus_LV_6640-11_0_5_node_227 | 0.4 | n |  | TRUE
198 | bus_LV_6640-11_0_5_node_214 | 0.4 | n |  | TRUE
199 | bus_LV_6640-11_0_5_node_159 | 0.4 | n |  | TRUE
200 | bus_LV_6640-11_0_5_node_162 | 0.4 | n |  | TRUE
201 | bus_LV_6640-11_0_5_node_164 | 0.4 | n |  | TRUE
202 | bus_LV_6640-11_0_5_node_163 | 0.4 | n |  | TRUE
203 | bus_LV_6640-11_0_5_node_165 | 0.4 | n |  | TRUE
204 | bus_LV_6640-11_0_5_node_166 | 0.4 | n |  | TRUE
205 | bus_LV_6640-11_0_5_node_183 | 0.4 | n |  | TRUE
206 | bus_LV_6640-11_0_5_node_167 | 0.4 | n |  | TRUE
207 | bus_LV_6640-11_0_5_node_168 | 0.4 | n |  | TRUE
208 | bus_LV_6640-11_0_5_node_169 | 0.4 | n |  | TRUE
209 | bus_LV_6640-11_0_5_node_170 | 0.4 | n |  | TRUE
210 | bus_LV_6640-11_0_5_node_174 | 0.4 | n |  | TRUE
211 | bus_LV_6640-11_0_5_node_207 | 0.4 | n |  | TRUE
212 | bus_LV_6640-11_0_5_node_176 | 0.4 | n |  | TRUE
213 | bus_LV_6640-11_0_5_node_175 | 0.4 | n |  | TRUE
214 | bus_LV_6640-11_0_5_node_187 | 0.4 | n |  | TRUE
215 | bus_LV_6640-11_0_5_node_188 | 0.4 | n |  | TRUE
216 | bus_LV_6640-11_0_5_node_221 | 0.4 | n |  | TRUE
217 | bus_LV_6640-11_0_5_node_186 | 0.4 | n |  | TRUE
218 | bus_LV_6640-11_0_5_node_189 | 0.4 | n |  | TRUE
219 | bus_LV_6640-11_0_5_node_190 | 0.4 | n |  | TRUE
220 | bus_LV_6640-11_0_5_node_198 | 0.4 | n |  | TRUE
221 | bus_LV_6640-11_0_5_node_203 | 0.4 | n |  | TRUE
222 | bus_LV_6640-11_0_5_node_210 | 0.4 | n |  | TRUE
223 | bus_MV_648_0_node_42 | 20 | n |  | TRUE

## load
| name | bus | p_mw | q_mvar | const_z_percent | const_i_percent | sn_mva | scaling | in_service | type
0 | LV_6640-11_0_5_load_0 | 0 | 0.0012136 | 0.00030416 | 0 | 0 |  | 1 | TRUE | wye
1 | LV_6640-11_0_5_load_1 | 1 | 0.00198 | 0.00049624 | 0 | 0 |  | 1 | TRUE | wye
2 | LV_6640-11_0_5_load_2 | 2 | 0.00278 | 0.00069673 | 0 | 0 |  | 1 | TRUE | wye
3 | LV_6640-11_0_5_load_3 | 3 | 0.0014655 | 0.00036728 | 0 | 0 |  | 1 | TRUE | wye
4 | LV_6640-11_0_5_load_122 | 4 | 0.0052613 | 0.0013186 | 0 | 0 |  | 1 | TRUE | wye
5 | LV_6640-11_0_5_load_92 | 6 | 0.0010144 | 0.00025424 | 0 | 0 |  | 1 | TRUE | wye
6 | LV_6640-11_0_5_load_93 | 7 | 0.00084737 | 0.00021237 | 0 | 0 |  | 1 | TRUE | wye
7 | LV_6640-11_0_5_load_4 | 8 | 0.0014197 | 0.00035581 | 0 | 0 |  | 1 | TRUE | wye
8 | LV_6640-11_0_5_load_5 | 9 | 0.00053134 | 0.00013317 | 0 | 0 |  | 1 | TRUE | wye
9 | LV_6640-11_0_5_load_6 | 10 | 0.0046827 | 0.0011736 | 0 | 0 |  | 1 | TRUE | wye
10 | LV_6640-11_0_5_load_7 | 11 | 0.0028486 | 0.00071392 | 0 | 0 |  | 1 | TRUE | wye
11 | LV_6640-11_0_5_load_8 | 12 | 0.0016616 | 0.00041643 | 0 | 0 |  | 1 | TRUE | wye
12 | LV_6640-11_0_5_load_10 | 13 | 0.0019016 | 0.0004766 | 0 | 0 |  | 1 | TRUE | wye
13 | LV_6640-11_0_5_load_11 | 14 | 0.0013534 | 0.00033919 | 0 | 0 |  | 1 | TRUE | wye
14 | LV_6640-11_0_5_load_69 | 15 | 0.00055644 | 0.00013946 | 0 | 0 |  | 1 | TRUE | wye
15 | LV_6640-11_0_5_load_67 | 16 | 0.0013853 | 0.0003472 | 0 | 0 |  | 1 | TRUE | wye
16 | LV_6640-11_0_5_load_12 | 17 | 0.0084005 | 0.0021054 | 0 | 0 |  | 1 | TRUE | wye
17 | LV_6640-11_0_5_load_17 | 21 | 0.0020292 | 0.00050857 | 0 | 0 |  | 1 | TRUE | wye
18 | LV_6640-11_0_5_load_26 | 23 | 0.0010605 | 0.00026579 | 0 | 0 |  | 1 | TRUE | wye
19 | LV_6640-11_0_5_load_44 | 24 | 0.0019873 | 0.00049805 | 0 | 0 |  | 1 | TRUE | wye
20 | LV_6640-11_0_5_load_185 | 25 | 0.0020109 | 0.00050399 | 0 | 0 |  | 1 | TRUE | wye
21 | LV_6640-11_0_5_load_42 | 26 | 0.0020087 | 0.00050343 | 0 | 0 |  | 1 | TRUE | wye
22 | LV_6640-11_0_5_load_228 | 27 | 0.0027472 | 0.0006885 | 0 | 0 |  | 1 | TRUE | wye
23 | LV_6640-11_0_5_load_184 | 28 | 0.0020133 | 0.00050459 | 0 | 0 |  | 1 | TRUE | wye
24 | LV_6640-11_0_5_load_18 | 29 | 0.0024632 | 0.00061734 | 0 | 0 |  | 1 | TRUE | wye
25 | LV_6640-11_0_5_load_19 | 30 | 0.0024133 | 0.00060483 | 0 | 0 |  | 1 | TRUE | wye
26 | LV_6640-11_0_5_load_20 | 31 | 0.00081632 | 0.00020459 | 0 | 0 |  | 1 | TRUE | wye
27 | LV_6640-11_0_5_load_22 | 33 | 0.00081569 | 0.00020443 | 0 | 0 |  | 1 | TRUE | wye
28 | LV_6640-11_0_5_load_218 | 35 | 0.00082438 | 0.00020661 | 0 | 0 |  | 1 | TRUE | wye
29 | LV_6640-11_0_5_load_211 | 37 | 0.0010521 | 0.00026369 | 0 | 0 |  | 1 | TRUE | wye
30 | LV_6640-11_0_5_load_209 | 39 | 0.0024016 | 0.0006019 | 0 | 0 |  | 1 | TRUE | wye
31 | LV_6640-11_0_5_load_217 | 41 | 0.00082458 | 0.00020666 | 0 | 0 |  | 1 | TRUE | wye
32 | LV_6640-11_0_5_load_23 | 42 | 0.0010415 | 0.00026101 | 0 | 0 |  | 1 | TRUE | wye
33 | LV_6640-11_0_5_load_24 | 43 | 0.0010559 | 0.00026462 | 0 | 0 |  | 1 | TRUE | wye
34 | LV_6640-11_0_5_load_28 | 45 | 0.0010292 | 0.00025794 | 0 | 0 |  | 1 | TRUE | wye
35 | LV_6640-11_0_5_load_29 | 46 | 0.0010389 | 0.00026037 | 0 | 0 |  | 1 | TRUE | wye
36 | LV_6640-11_0_5_load_83 | 49 | 0.0024043 | 0.00060257 | 0 | 0 |  | 1 | TRUE | wye
37 | LV_6640-11_0_5_load_129 | 50 | 0.0010428 | 0.00026135 | 0 | 0 |  | 1 | TRUE | wye
38 | LV_6640-11_0_5_load_201 | 51 | 0.0010464 | 0.00026225 | 0 | 0 |  | 1 | TRUE | wye
39 | LV_6640-11_0_5_load_151 | 52 | 0.00077142 | 0.00019334 | 0 | 0 |  | 1 | TRUE | wye
40 | LV_6640-11_0_5_load_40 | 53 | 0.00079922 | 0.0002003 | 0 | 0 |  | 1 | TRUE | wye
41 | LV_6640-11_0_5_load_84 | 54 | 0.0024566 | 0.00061569 | 0 | 0 |  | 1 | TRUE | wye
42 | LV_6640-11_0_5_load_200 | 56 | 0.0010484 | 0.00026274 | 0 | 0 |  | 1 | TRUE | wye
43 | LV_6640-11_0_5_load_30 | 57 | 0.0022477 | 0.00056332 | 0 | 0 |  | 1 | TRUE | wye
44 | LV_6640-11_0_5_load_31 | 58 | 0.0025507 | 0.00063926 | 0 | 0 |  | 1 | TRUE | wye
45 | LV_6640-11_0_5_load_32 | 59 | 0.0013825 | 0.00034649 | 0 | 0 |  | 1 | TRUE | wye
46 | LV_6640-11_0_5_load_34 | 61 | 0.0015071 | 0.0003777 | 0 | 0 |  | 1 | TRUE | wye
47 | LV_6640-11_0_5_load_109 | 64 | 0.0012335 | 0.00030914 | 0 | 0 |  | 1 | TRUE | wye
48 | LV_6640-11_0_5_load_45 | 65 | 0.0057531 | 0.0014419 | 0 | 0 |  | 1 | TRUE | wye
49 | LV_6640-11_0_5_load_140 | 66 | 0.0058611 | 0.0014689 | 0 | 0 |  | 1 | TRUE | wye
50 | LV_6640-11_0_5_load_90 | 68 | 0.0021516 | 0.00053924 | 0 | 0 |  | 1 | TRUE | wye
51 | LV_6640-11_0_5_load_180 | 72 | 0.00030386 | 7.6156e-05 | 0 | 0 |  | 1 | TRUE | wye
52 | LV_6640-11_0_5_load_97 | 73 | 0.0047914 | 0.0012008 | 0 | 0 |  | 1 | TRUE | wye
53 | LV_6640-11_0_5_load_94 | 74 | 0.00047925 | 0.00012011 | 0 | 0 |  | 1 | TRUE | wye
54 | LV_6640-11_0_5_load_88 | 75 | 0.0017978 | 0.00045057 | 0 | 0 |  | 1 | TRUE | wye
55 | LV_6640-11_0_5_load_37 | 76 | 0.0023082 | 0.00057848 | 0 | 0 |  | 1 | TRUE | wye
56 | LV_6640-11_0_5_load_38 | 77 | 0.00080365 | 0.00020141 | 0 | 0 |  | 1 | TRUE | wye
57 | LV_6640-11_0_5_load_39 | 78 | 0.002343 | 0.00058722 | 0 | 0 |  | 1 | TRUE | wye
58 | LV_6640-11_0_5_load_41 | 79 | 0.0020267 | 0.00050794 | 0 | 0 |  | 1 | TRUE | wye
59 | LV_6640-11_0_5_load_43 | 80 | 0.0023077 | 0.00057837 | 0 | 0 |  | 1 | TRUE | wye
60 | LV_6640-11_0_5_load_229 | 81 | 0.00072937 | 0.0001828 | 0 | 0 |  | 1 | TRUE | wye
61 | LV_6640-11_0_5_load_179 | 82 | 0.0011602 | 0.00029078 | 0 | 0 |  | 1 | TRUE | wye
62 | LV_6640-11_0_5_load_101 | 83 | 0.00041248 | 0.00010338 | 0 | 0 |  | 1 | TRUE | wye
63 | LV_6640-11_0_5_load_50 | 84 | 0.0011898 | 0.00029818 | 0 | 0 |  | 1 | TRUE | wye
64 | LV_6640-11_0_5_load_51 | 85 | 0.001739 | 0.00043584 | 0 | 0 |  | 1 | TRUE | wye
65 | LV_6640-11_0_5_load_52 | 86 | 0.0011864 | 0.00029735 | 0 | 0 |  | 1 | TRUE | wye
66 | LV_6640-11_0_5_load_54 | 88 | 0.0011897 | 0.00029817 | 0 | 0 |  | 1 | TRUE | wye
67 | LV_6640-11_0_5_load_56 | 89 | 0.0010917 | 0.00027362 | 0 | 0 |  | 1 | TRUE | wye
68 | LV_6640-11_0_5_load_224 | 91 | 0.0019935 | 0.00049963 | 0 | 0 |  | 1 | TRUE | wye
69 | LV_6640-11_0_5_load_55 | 92 | 0.0011113 | 0.00027851 | 0 | 0 |  | 1 | TRUE | wye
70 | LV_6640-11_0_5_load_225 | 94 | 0.0031798 | 0.00079695 | 0 | 0 |  | 1 | TRUE | wye
71 | LV_6640-11_0_5_load_57 | 95 | 0.00080428 | 0.00020157 | 0 | 0 |  | 1 | TRUE | wye
72 | LV_6640-11_0_5_load_58 | 96 | 0.00084356 | 0.00021142 | 0 | 0 |  | 1 | TRUE | wye
73 | LV_6640-11_0_5_load_142 | 97 | 0.0011051 | 0.00027696 | 0 | 0 |  | 1 | TRUE | wye
74 | LV_6640-11_0_5_load_143 | 98 | 0.0010936 | 0.00027408 | 0 | 0 |  | 1 | TRUE | wye
75 | LV_6640-11_0_5_load_59 | 99 | 0.0012688 | 0.00031798 | 0 | 0 |  | 1 | TRUE | wye
76 | LV_6640-11_0_5_load_60 | 100 | 0.00088209 | 0.00022107 | 0 | 0 |  | 1 | TRUE | wye
77 | LV_6640-11_0_5_load_62 | 102 | 0.0021247 | 0.00053251 | 0 | 0 |  | 1 | TRUE | wye
78 | LV_6640-11_0_5_load_64 | 104 | 0.00090124 | 0.00022587 | 0 | 0 |  | 1 | TRUE | wye
79 | LV_6640-11_0_5_load_70 | 105 | 0.0027124 | 0.00067979 | 0 | 0 |  | 1 | TRUE | wye
80 | LV_6640-11_0_5_load_75 | 106 | 0.0010248 | 0.00025683 | 0 | 0 |  | 1 | TRUE | wye
81 | LV_6640-11_0_5_load_154 | 107 | 0.00069187 | 0.0001734 | 0 | 0 |  | 1 | TRUE | wye
82 | LV_6640-11_0_5_load_71 | 108 | 0.0014756 | 0.00036982 | 0 | 0 |  | 1 | TRUE | wye
83 | LV_6640-11_0_5_load_73 | 109 | 0.0014919 | 0.00037391 | 0 | 0 |  | 1 | TRUE | wye
84 | LV_6640-11_0_5_load_155 | 110 | 0.0018134 | 0.00045448 | 0 | 0 |  | 1 | TRUE | wye
85 | LV_6640-11_0_5_load_65 | 111 | 0.0023826 | 0.00059714 | 0 | 0 |  | 1 | TRUE | wye
86 | LV_6640-11_0_5_load_66 | 112 | 0.0010457 | 0.00026206 | 0 | 0 |  | 1 | TRUE | wye
87 | LV_6640-11_0_5_load_68 | 113 | 0.0019133 | 0.00047951 | 0 | 0 |  | 1 | TRUE | wye
88 | LV_6640-11_0_5_load_115 | 114 | 0.0054881 | 0.0013754 | 0 | 0 |  | 1 | TRUE | wye
89 | LV_6640-11_0_5_load_139 | 115 | 0.0033725 | 0.00084522 | 0 | 0 |  | 1 | TRUE | wye
90 | LV_6640-11_0_5_load_72 | 116 | 0.00085457 | 0.00021418 | 0 | 0 |  | 1 | TRUE | wye
91 | LV_6640-11_0_5_load_138 | 117 | 0.0008772 | 0.00021985 | 0 | 0 |  | 1 | TRUE | wye
92 | LV_6640-11_0_5_load_141 | 118 | 0.00082846 | 0.00020763 | 0 | 0 |  | 1 | TRUE | wye
93 | LV_6640-11_0_5_load_74 | 119 | 0.0025936 | 0.00065002 | 0 | 0 |  | 1 | TRUE | wye
94 | LV_6640-11_0_5_load_76 | 120 | 0.0025102 | 0.00062913 | 0 | 0 |  | 1 | TRUE | wye
95 | LV_6640-11_0_5_load_77 | 121 | 0.0031466 | 0.00078862 | 0 | 0 |  | 1 | TRUE | wye
96 | LV_6640-11_0_5_load_78 | 122 | 0.0024479 | 0.00061349 | 0 | 0 |  | 1 | TRUE | wye
97 | LV_6640-11_0_5_load_80 | 124 | 0.0024618 | 0.000617 | 0 | 0 |  | 1 | TRUE | wye
98 | LV_6640-11_0_5_load_81 | 125 | 0.0012721 | 0.00031882 | 0 | 0 |  | 1 | TRUE | wye
99 | LV_6640-11_0_5_load_195 | 127 | 0.002472 | 0.00061953 | 0 | 0 |  | 1 | TRUE | wye
100 | LV_6640-11_0_5_load_220 | 129 | 0.00094777 | 0.00023753 | 0 | 0 |  | 1 | TRUE | wye
101 | LV_6640-11_0_5_load_85 | 131 | 0.0024527 | 0.0006147 | 0 | 0 |  | 1 | TRUE | wye
102 | LV_6640-11_0_5_load_192 | 132 | 0.0024387 | 0.0006112 | 0 | 0 |  | 1 | TRUE | wye
103 | LV_6640-11_0_5_load_191 | 133 | 0.0024315 | 0.00060938 | 0 | 0 |  | 1 | TRUE | wye
104 | LV_6640-11_0_5_load_149 | 134 | 0.00078822 | 0.00019755 | 0 | 0 |  | 1 | TRUE | wye
105 | LV_6640-11_0_5_load_87 | 135 | 0.0031813 | 0.0007973 | 0 | 0 |  | 1 | TRUE | wye
106 | LV_6640-11_0_5_load_89 | 136 | 0.0009138 | 0.00022902 | 0 | 0 |  | 1 | TRUE | wye
107 | LV_6640-11_0_5_load_91 | 137 | 0.0014046 | 0.00035203 | 0 | 0 |  | 1 | TRUE | wye
108 | LV_6640-11_0_5_load_98 | 138 | 0.0019018 | 0.00047665 | 0 | 0 |  | 1 | TRUE | wye
109 | LV_6640-11_0_5_load_99 | 139 | 0.0015429 | 0.00038669 | 0 | 0 |  | 1 | TRUE | wye
110 | LV_6640-11_0_5_load_120 | 140 | 0.00089714 | 0.00022485 | 0 | 0 |  | 1 | TRUE | wye
111 | LV_6640-11_0_5_load_95 | 141 | 0.0015349 | 0.00038469 | 0 | 0 |  | 1 | TRUE | wye
112 | LV_6640-11_0_5_load_96 | 142 | 0.0015264 | 0.00038256 | 0 | 0 |  | 1 | TRUE | wye
113 | LV_6640-11_0_5_load_177 | 143 | 0.0015483 | 0.00038805 | 0 | 0 |  | 1 | TRUE | wye
114 | LV_6640-11_0_5_load_219 | 144 | 0.0040305 | 0.0010101 | 0 | 0 |  | 1 | TRUE | wye
115 | LV_6640-11_0_5_load_178 | 146 | 0.0015489 | 0.0003882 | 0 | 0 |  | 1 | TRUE | wye
116 | LV_6640-11_0_5_load_100 | 147 | 0.0019587 | 0.00049091 | 0 | 0 |  | 1 | TRUE | wye
117 | LV_6640-11_0_5_load_102 | 148 | 0.0026511 | 0.00066444 | 0 | 0 |  | 1 | TRUE | wye
118 | LV_6640-11_0_5_load_103 | 149 | 0.0020453 | 0.00051261 | 0 | 0 |  | 1 | TRUE | wye
119 | LV_6640-11_0_5_load_107 | 150 | 0.0013573 | 0.00034018 | 0 | 0 |  | 1 | TRUE | wye
120 | LV_6640-11_0_5_load_105 | 151 | 0.0017083 | 0.00042815 | 0 | 0 |  | 1 | TRUE | wye
121 | LV_6640-11_0_5_load_104 | 152 | 0.0033396 | 0.00083699 | 0 | 0 |  | 1 | TRUE | wye
122 | LV_6640-11_0_5_load_106 | 153 | 0.0021534 | 0.00053968 | 0 | 0 |  | 1 | TRUE | wye
123 | LV_6640-11_0_5_load_108 | 154 | 0.0027386 | 0.00068635 | 0 | 0 |  | 1 | TRUE | wye
124 | LV_6640-11_0_5_load_119 | 156 | 0.0040091 | 0.0010048 | 0 | 0 |  | 1 | TRUE | wye
125 | LV_6640-11_0_5_load_116 | 157 | 0.00042838 | 0.00010736 | 0 | 0 |  | 1 | TRUE | wye
126 | LV_6640-11_0_5_load_110 | 158 | 0.0025075 | 0.00062843 | 0 | 0 |  | 1 | TRUE | wye
127 | LV_6640-11_0_5_load_111 | 159 | 0.0015695 | 0.00039335 | 0 | 0 |  | 1 | TRUE | wye
128 | LV_6640-11_0_5_load_112 | 160 | 0.0012122 | 0.0003038 | 0 | 0 |  | 1 | TRUE | wye
129 | LV_6640-11_0_5_load_114 | 161 | 0.001245 | 0.00031203 | 0 | 0 |  | 1 | TRUE | wye
130 | LV_6640-11_0_5_load_118 | 162 | 0.00035485 | 8.8933e-05 | 0 | 0 |  | 1 | TRUE | wye
131 | LV_6640-11_0_5_load_124 | 163 | 0.0031229 | 0.00078267 | 0 | 0 |  | 1 | TRUE | wye
132 | LV_6640-11_0_5_load_126 | 164 | 0.0026698 | 0.00066912 | 0 | 0 |  | 1 | TRUE | wye
133 | LV_6640-11_0_5_load_131 | 165 | 0.0010299 | 0.00025812 | 0 | 0 |  | 1 | TRUE | wye
134 | LV_6640-11_0_5_load_132 | 166 | 0.0010395 | 0.00026051 | 0 | 0 |  | 1 | TRUE | wye
135 | LV_6640-11_0_5_load_196 | 167 | 0.0010427 | 0.00026132 | 0 | 0 |  | 1 | TRUE | wye
136 | LV_6640-11_0_5_load_205 | 168 | 0.0010467 | 0.00026232 | 0 | 0 |  | 1 | TRUE | wye
137 | LV_6640-11_0_5_load_206 | 170 | 0.0010484 | 0.00026275 | 0 | 0 |  | 1 | TRUE | wye
138 | LV_6640-11_0_5_load_133 | 171 | 0.00086072 | 0.00021572 | 0 | 0 |  | 1 | TRUE | wye
139 | LV_6640-11_0_5_load_134 | 172 | 0.00087531 | 0.00021937 | 0 | 0 |  | 1 | TRUE | wye
140 | LV_6640-11_0_5_load_136 | 174 | 0.00086522 | 0.00021685 | 0 | 0 |  | 1 | TRUE | wye
141 | LV_6640-11_0_5_load_137 | 175 | 0.00087465 | 0.00021921 | 0 | 0 |  | 1 | TRUE | wye
142 | LV_6640-11_0_5_load_204 | 176 | 0.00090563 | 0.00022697 | 0 | 0 |  | 1 | TRUE | wye
143 | LV_6640-11_0_5_load_202 | 177 | 0.0010484 | 0.00026276 | 0 | 0 |  | 1 | TRUE | wye
144 | LV_6640-11_0_5_load_172 | 178 | 0.00088382 | 0.00022151 | 0 | 0 |  | 1 | TRUE | wye
145 | LV_6640-11_0_5_load_216 | 179 | 0.00085548 | 0.0002144 | 0 | 0 |  | 1 | TRUE | wye
146 | LV_6640-11_0_5_load_171 | 180 | 0.00086307 | 0.00021631 | 0 | 0 |  | 1 | TRUE | wye
147 | LV_6640-11_0_5_load_223 | 181 | 0.0018439 | 0.00046214 | 0 | 0 |  | 1 | TRUE | wye
148 | LV_6640-11_0_5_load_222 | 182 | 0.0012339 | 0.00030924 | 0 | 0 |  | 1 | TRUE | wye
149 | LV_6640-11_0_5_load_144 | 183 | 0.00078517 | 0.00019678 | 0 | 0 |  | 1 | TRUE | wye
150 | LV_6640-11_0_5_load_156 | 187 | 0.00077137 | 0.00019332 | 0 | 0 |  | 1 | TRUE | wye
151 | LV_6640-11_0_5_load_160 | 188 | 0.0014354 | 0.00035975 | 0 | 0 |  | 1 | TRUE | wye
152 | LV_6640-11_0_5_load_158 | 189 | 0.0011383 | 0.00028529 | 0 | 0 |  | 1 | TRUE | wye
153 | LV_6640-11_0_5_load_161 | 190 | 0.0010286 | 0.0002578 | 0 | 0 |  | 1 | TRUE | wye
154 | LV_6640-11_0_5_load_157 | 191 | 0.0010104 | 0.00025323 | 0 | 0 |  | 1 | TRUE | wye
155 | LV_6640-11_0_5_load_148 | 192 | 0.00078646 | 0.00019711 | 0 | 0 |  | 1 | TRUE | wye
156 | LV_6640-11_0_5_load_213 | 195 | 0.0012311 | 0.00030854 | 0 | 0 |  | 1 | TRUE | wye
157 | LV_6640-11_0_5_load_226 | 196 | 0.00091672 | 0.00022975 | 0 | 0 |  | 1 | TRUE | wye
158 | LV_6640-11_0_5_load_227 | 197 | 0.0023299 | 0.00058392 | 0 | 0 |  | 1 | TRUE | wye
159 | LV_6640-11_0_5_load_214 | 198 | 0.0035077 | 0.00087911 | 0 | 0 |  | 1 | TRUE | wye
160 | LV_6640-11_0_5_load_159 | 199 | 0.0015064 | 0.00037754 | 0 | 0 |  | 1 | TRUE | wye
161 | LV_6640-11_0_5_load_162 | 200 | 0.00082894 | 0.00020775 | 0 | 0 |  | 1 | TRUE | wye
162 | LV_6640-11_0_5_load_164 | 201 | 0.00088352 | 0.00022143 | 0 | 0 |  | 1 | TRUE | wye
163 | LV_6640-11_0_5_load_163 | 202 | 0.00060683 | 0.00015209 | 0 | 0 |  | 1 | TRUE | wye
164 | LV_6640-11_0_5_load_165 | 203 | 0.00068346 | 0.00017129 | 0 | 0 |  | 1 | TRUE | wye
165 | LV_6640-11_0_5_load_166 | 204 | 0.00059493 | 0.0001491 | 0 | 0 |  | 1 | TRUE | wye
166 | LV_6640-11_0_5_load_183 | 205 | 0.003289 | 0.00082431 | 0 | 0 |  | 1 | TRUE | wye
167 | LV_6640-11_0_5_load_167 | 206 | 0.0009133 | 0.00022889 | 0 | 0 |  | 1 | TRUE | wye
168 | LV_6640-11_0_5_load_168 | 207 | 0.0010795 | 0.00027056 | 0 | 0 |  | 1 | TRUE | wye
169 | LV_6640-11_0_5_load_169 | 208 | 0.00088049 | 0.00022067 | 0 | 0 |  | 1 | TRUE | wye
170 | LV_6640-11_0_5_load_170 | 209 | 0.00090842 | 0.00022767 | 0 | 0 |  | 1 | TRUE | wye
171 | LV_6640-11_0_5_load_174 | 210 | 0.00087157 | 0.00021844 | 0 | 0 |  | 1 | TRUE | wye
172 | LV_6640-11_0_5_load_207 | 211 | 0.0010826 | 0.00027132 | 0 | 0 |  | 1 | TRUE | wye
173 | LV_6640-11_0_5_load_176 | 212 | 0.0010806 | 0.00027082 | 0 | 0 |  | 1 | TRUE | wye
174 | LV_6640-11_0_5_load_175 | 213 | 0.0010832 | 0.00027147 | 0 | 0 |  | 1 | TRUE | wye
175 | LV_6640-11_0_5_load_187 | 214 | 0.0010366 | 0.00025979 | 0 | 0 |  | 1 | TRUE | wye
176 | LV_6640-11_0_5_load_221 | 216 | 0.0011066 | 0.00027734 | 0 | 0 |  | 1 | TRUE | wye
177 | LV_6640-11_0_5_load_186 | 217 | 0.0010198 | 0.00025558 | 0 | 0 |  | 1 | TRUE | wye
178 | LV_6640-11_0_5_load_189 | 218 | 0.0010302 | 0.0002582 | 0 | 0 |  | 1 | TRUE | wye
179 | LV_6640-11_0_5_load_190 | 219 | 0.0010561 | 0.00026468 | 0 | 0 |  | 1 | TRUE | wye
180 | LV_6640-11_0_5_load_198 | 220 | 0.0010398 | 0.00026059 | 0 | 0 |  | 1 | TRUE | wye
181 | LV_6640-11_0_5_load_203 | 221 | 0.0010467 | 0.00026232 | 0 | 0 |  | 1 | TRUE | wye
182 | LV_6640-11_0_5_load_210 | 222 | 0.0010397 | 0.00026057 | 0 | 0 |  | 1 | TRUE | wye

## ext_grid
| name | bus | vm_pu | va_degree | slack_weight | in_service
0 |  | 61 | 1 | 0 | 1 | TRUE

## line
| name | std_type | from_bus | to_bus | length_km | r_ohm_per_km | x_ohm_per_km | c_nf_per_km | g_us_per_km | max_i_ka | df | parallel | type | in_service
0 | LV_6640-11_0_5_line_0 |  | 0 | 1 | 0.021385 | 0.125 | 0.08 | 261 | 0 | 0.364 | 1 | 1 | cs | TRUE
1 | LV_6640-11_0_5_line_1 |  | 0 | 2 | 0.018318 | 0.125 | 0.08 | 261 | 0 | 0.364 | 1 | 1 | cs | TRUE
2 | LV_6640-11_0_5_line_2 |  | 2 | 3 | 0.027644 | 0.125 | 0.08 | 261 | 0 | 0.364 | 1 | 1 | cs | TRUE
3 | LV_6640-11_0_5_line_3 |  | 3 | 6 | 0.02205 | 0.125 | 0.08 | 261 | 0 | 0.364 | 1 | 1 | cs | TRUE
4 | LV_6640-11_0_5_line_4 |  | 3 | 4 | 0.10379 | 0.125 | 0.08 | 261 | 0 | 0.364 | 1 | 1 | cs | TRUE
5 | LV_6640-11_0_5_line_5 |  | 4 | 5 | 0.055381 | 0.125 | 0.08 | 261 | 0 | 0.364 | 1 | 1 | cs | TRUE
6 | LV_6640-11_0_5_line_6 |  | 5 | 93 | 0.059463 | 0.125 | 0.08 | 261 | 0 | 0.364 | 1 | 1 | cs | TRUE
7 | LV_6640-11_0_5_line_7 |  | 5 | 140 | 0.013819 | 0.125 | 0.08 | 261 | 0 | 0.364 | 1 | 1 | cs | TRUE
8 | LV_6640-11_0_5_line_8 |  | 6 | 7 | 0.019713 | 0.125 | 0.08 | 261 | 0 | 0.364 | 1 | 1 | cs | TRUE
9 | LV_6640-11_0_5_line_9 |  | 8 | 9 | 0.0069803 | 0.125 | 0.08 | 261 | 0 | 0.364 | 1 | 1 | cs | TRUE
10 | LV_6640-11_0_5_line_10 |  | 8 | 10 | 0.020219 | 0.125 | 0.08 | 261 | 0 | 0.364 | 1 | 1 | cs | TRUE
11 | LV_6640-11_0_5_line_11 |  | 9 | 11 | 0.019634 | 0.125 | 0.08 | 261 | 0 | 0.364 | 1 | 1 | cs | TRUE
12 | LV_6640-11_0_5_line_12 |  | 10 | 12 | 0.0041505 | 0.125 | 0.08 | 261 | 0 | 0.364 | 1 | 1 | cs | TRUE
13 | LV_6640-11_0_5_line_13 |  | 12 | 13 | 0.04959 | 0.125 | 0.08 | 261 | 0 | 0.364 | 1 | 1 | cs | TRUE
14 | LV_6640-11_0_5_line_14 |  | 13 | 14 | 0.013319 | 0.125 | 0.08 | 261 | 0 | 0.364 | 1 | 1 | cs | TRUE
15 | LV_6640-11_0_5_line_15 |  | 14 | 15 | 0.0074822 | 0.125 | 0.08 | 261 | 0 | 0.364 | 1 | 1 | cs | TRUE
16 | LV_6640-11_0_5_line_16 |  | 15 | 16 | 0.041828 | 0.125 | 0.08 | 261 | 0 | 0.364 | 1 | 1 | cs | TRUE
17 | LV_6640-11_0_5_line_17 |  | 16 | 111 | 0.030455 | 0.125 | 0.08 | 261 | 0 | 0.364 | 1 | 1 | cs | TRUE
18 | LV_6640-11_0_5_line_18 |  | 17 | 18 | 0.046449 | 0.125 | 0.08 | 261 | 0 | 0.364 | 1 | 1 | cs | TRUE
19 | LV_6640-11_0_5_line_19 |  | 17 | 19 | 0.011951 | 0.125 | 0.08 | 261 | 0 | 0.364 | 1 | 1 | cs | TRUE
20 | LV_6640-11_0_5_line_20 |  | 18 | 20 | 0.046636 | 0.125 | 0.08 | 261 | 0 | 0.364 | 1 | 1 | cs | TRUE
21 | LV_6640-11_0_5_line_21 |  | 19 | 21 | 0.010007 | 0.125 | 0.08 | 261 | 0 | 0.364 | 1 | 1 | cs | TRUE
22 | LV_6640-11_0_5_line_22 |  | 20 | 24 | 0.02298 | 0.125 | 0.08 | 261 | 0 | 0.364 | 1 | 1 | cs | TRUE
23 | LV_6640-11_0_5_line_23 |  | 20 | 22 | 0.042131 | 0.125 | 0.08 | 261 | 0 | 0.364 | 1 | 1 | cs | TRUE
24 | LV_6640-11_0_5_line_24 |  | 21 | 25 | 0.022518 | 0.125 | 0.08 | 261 | 0 | 0.364 | 1 | 1 | cs | TRUE
25 | LV_6640-11_0_5_line_25 |  | 22 | 23 | 0.029747 | 0.125 | 0.08 | 261 | 0 | 0.364 | 1 | 1 | cs | TRUE
26 | LV_6640-11_0_5_line_26 |  | 24 | 26 | 0.0065211 | 0.125 | 0.08 | 261 | 0 | 0.364 | 1 | 1 | cs | TRUE
27 | LV_6640-11_0_5_line_27 |  | 25 | 27 | 0.040762 | 0.125 | 0.08 | 261 | 0 | 0.364 | 1 | 1 | cs | TRUE
28 | LV_6640-11_0_5_line_28 |  | 25 | 28 | 0.021135 | 0.125 | 0.08 | 261 | 0 | 0.364 | 1 | 1 | cs | TRUE
29 | LV_6640-11_0_5_line_29 |  | 26 | 80 | 0.0073996 | 0.125 | 0.08 | 261 | 0 | 0.364 | 1 | 1 | cs | TRUE
30 | LV_6640-11_0_5_line_30 |  | 28 | 217 | 0.0026681 | 0.125 | 0.08 | 261 | 0 | 0.364 | 1 | 1 | cs | TRUE
31 | LV_6640-11_0_5_line_31 |  | 29 | 30 | 0.0093398 | 0.125 | 0.08 | 261 | 0 | 0.364 | 1 | 1 | cs | TRUE
32 | LV_6640-11_0_5_line_32 |  | 29 | 31 | 0.014505 | 0.125 | 0.08 | 261 | 0 | 0.364 | 1 | 1 | cs | TRUE
33 | LV_6640-11_0_5_line_33 |  | 30 | 32 | 0.011611 | 0.125 | 0.08 | 261 | 0 | 0.364 | 1 | 1 | cs | TRUE
34 | LV_6640-11_0_5_line_34 |  | 31 | 33 | 0.014543 | 0.125 | 0.08 | 261 | 0 | 0.364 | 1 | 1 | cs | TRUE
35 | LV_6640-11_0_5_line_35 |  | 32 | 34 | 0.005957 | 0.125 | 0.08 | 261 | 0 | 0.364 | 1 | 1 | cs | TRUE
36 | LV_6640-11_0_5_line_36 |  | 33 | 35 | 0.014434 | 0.125 | 0.08 | 261 | 0 | 0.364 | 1 | 1 | cs | TRUE
37 | LV_6640-11_0_5_line_37 |  | 34 | 39 | 0.0052552 | 0.125 | 0.08 | 261 | 0 | 0.364 | 1 | 1 | cs | TRUE
38 | LV_6640-11_0_5_line_38 |  | 34 | 40 | 0.013649 | 0.125 | 0.08 | 261 | 0 | 0.364 | 1 | 1 | cs | TRUE
39 | LV_6640-11_0_5_line_39 |  | 35 | 41 | 0.014574 | 0.125 | 0.08 | 261 | 0 | 0.364 | 1 | 1 | cs | TRUE
40 | LV_6640-11_0_5_line_40 |  | 36 | 37 | 0.0041878 | 0.125 | 0.08 | 261 | 0 | 0.364 | 1 | 1 | cs | TRUE
41 | LV_6640-11_0_5_line_41 |  | 36 | 38 | 0.008781 | 0.125 | 0.08 | 261 | 0 | 0.364 | 1 | 1 | cs | TRUE
42 | LV_6640-11_0_5_line_42 |  | 37 | 222 | 0.0024033 | 0.125 | 0.08 | 261 | 0 | 0.364 | 1 | 1 | cs | TRUE
43 | LV_6640-11_0_5_line_43 |  | 38 | 39 | 0.026466 | 0.125 | 0.08 | 261 | 0 | 0.364 | 1 | 1 | cs | TRUE
44 | LV_6640-11_0_5_line_44 |  | 38 | 169 | 0.011652 | 0.125 | 0.08 | 261 | 0 | 0.364 | 1 | 1 | cs | TRUE
45 | LV_6640-11_0_5_line_45 |  | 40 | 127 | 0.010636 | 0.125 | 0.08 | 261 | 0 | 0.364 | 1 | 1 | cs | TRUE
46 | LV_6640-11_0_5_line_46 |  | 40 | 133 | 0.025743 | 0.125 | 0.08 | 261 | 0 | 0.364 | 1 | 1 | cs | TRUE
47 | LV_6640-11_0_5_line_47 |  | 41 | 144 | 0.047442 | 0.125 | 0.08 | 261 | 0 | 0.364 | 1 | 1 | cs | TRUE
48 | LV_6640-11_0_5_line_48 |  | 42 | 43 | 0.00075658 | 0.125 | 0.08 | 261 | 0 | 0.364 | 1 | 1 | cs | TRUE
49 | LV_6640-11_0_5_line_49 |  | 42 | 44 | 0.034058 | 0.125 | 0.08 | 261 | 0 | 0.364 | 1 | 1 | cs | TRUE
50 | LV_6640-11_0_5_line_50 |  | 44 | 45 | 0.019815 | 0.125 | 0.08 | 261 | 0 | 0.364 | 1 | 1 | cs | TRUE
51 | LV_6640-11_0_5_line_51 |  | 44 | 46 | 0.020685 | 0.125 | 0.08 | 261 | 0 | 0.364 | 1 | 1 | cs | TRUE
52 | LV_6640-11_0_5_line_52 |  | 45 | 50 | 0.00014871 | 0.125 | 0.08 | 261 | 0 | 0.364 | 1 | 1 | cs | TRUE
53 | LV_6640-11_0_5_line_53 |  | 46 | 51 | 0.007032 | 0.125 | 0.08 | 261 | 0 | 0.364 | 1 | 1 | cs | TRUE
54 | LV_6640-11_0_5_line_54 |  | 47 | 48 | 0.022195 | 0.125 | 0.08 | 261 | 0 | 0.364 | 1 | 1 | cs | TRUE
55 | LV_6640-11_0_5_line_55 |  | 47 | 49 | 0.032177 | 0.125 | 0.08 | 261 | 0 | 0.364 | 1 | 1 | cs | TRUE
56 | LV_6640-11_0_5_line_56 |  | 48 | 52 | 0.0026403 | 0.125 | 0.08 | 261 | 0 | 0.364 | 1 | 1 | cs | TRUE
57 | LV_6640-11_0_5_line_57 |  | 48 | 53 | 0.0049023 | 0.125 | 0.08 | 261 | 0 | 0.364 | 1 | 1 | cs | TRUE
58 | LV_6640-11_0_5_line_58 |  | 49 | 54 | 0.014399 | 0.125 | 0.08 | 261 | 0 | 0.364 | 1 | 1 | cs | TRUE
59 | LV_6640-11_0_5_line_59 |  | 50 | 55 | 0.029793 | 0.125 | 0.08 | 261 | 0 | 0.364 | 1 | 1 | cs | TRUE
60 | LV_6640-11_0_5_line_60 |  | 51 | 56 | 0.0070532 | 0.125 | 0.08 | 261 | 0 | 0.364 | 1 | 1 | cs | TRUE
61 | LV_6640-11_0_5_line_61 |  | 52 | 134 | 0.0069937 | 0.125 | 0.08 | 261 | 0 | 0.364 | 1 | 1 | cs | TRUE
62 | LV_6640-11_0_5_line_62 |  | 53 | 77 | 0.0075737 | 0.125 | 0.08 | 261 | 0 | 0.364 | 1 | 1 | cs | TRUE
63 | LV_6640-11_0_5_line_63 |  | 54 | 131 | 0.01453 | 0.125 | 0.08 | 261 | 0 | 0.364 | 1 | 1 | cs | TRUE
64 | LV_6640-11_0_5_line_64 |  | 55 | 165 | 0.017829 | 0.125 | 0.08 | 261 | 0 | 0.364 | 1 | 1 | cs | TRUE
65 | LV_6640-11_0_5_line_65 |  | 55 | 166 | 0.024339 | 0.125 | 0.08 | 261 | 0 | 0.364 | 1 | 1 | cs | TRUE
66 | LV_6640-11_0_5_line_66 |  | 57 | 58 | 0.034703 | 0.125 | 0.08 | 261 | 0 | 0.364 | 1 | 4 | cs | TRUE
67 | LV_6640-11_0_5_line_67 |  | 57 | 59 | 0.0089192 | 0.125 | 0.08 | 261 | 0 | 0.364 | 1 | 4 | cs | TRUE
68 | LV_6640-11_0_5_line_68 |  | 58 | 60 | 0.01764 | 0.125 | 0.08 | 261 | 0 | 0.364 | 1 | 4 | cs | TRUE
69 | LV_6640-11_0_5_line_69 |  | 59 | 61 | 0.033913 | 0.125 | 0.08 | 261 | 0 | 0.364 | 1 | 4 | cs | TRUE
70 | LV_6640-11_0_5_line_70 |  | 60 | 62 | 0.004234 | 0.125 | 0.08 | 261 | 0 | 0.364 | 1 | 4 | cs | TRUE
71 | LV_6640-11_0_5_line_71 |  | 60 | 63 | 0.017986 | 0.125 | 0.08 | 261 | 0 | 0.364 | 1 | 1 | cs | TRUE
72 | LV_6640-11_0_5_line_72 |  | 61 | 64 | 0.028293 | 0.125 | 0.08 | 261 | 0 | 0.364 | 1 | 1 | cs | TRUE
73 | LV_6640-11_0_5_line_73 |  | 62 | 65 | 0.011934 | 0.125 | 0.08 | 261 | 0 | 0.364 | 1 | 4 | cs | TRUE
74 | LV_6640-11_0_5_line_74 |  | 63 | 66 | 0.023127 | 0.125 | 0.08 | 261 | 0 | 0.364 | 1 | 1 | cs | TRUE
75 | LV_6640-11_0_5_line_75 |  | 63 | 67 | 0.063011 | 0.125 | 0.08 | 261 | 0 | 0.364 | 1 | 1 | cs | TRUE
76 | LV_6640-11_0_5_line_76 |  | 63 | 68 | 0.025128 | 0.125 | 0.08 | 261 | 0 | 0.364 | 1 | 1 | cs | TRUE
77 | LV_6640-11_0_5_line_77 |  | 65 | 69 | 0.012891 | 0.125 | 0.08 | 261 | 0 | 0.364 | 1 | 4 | cs | TRUE
78 | LV_6640-11_0_5_line_78 |  | 67 | 73 | 0.036944 | 0.125 | 0.08 | 261 | 0 | 0.364 | 1 | 1 | cs | TRUE
79 | LV_6640-11_0_5_line_79 |  | 67 | 74 | 0.04336 | 0.125 | 0.08 | 261 | 0 | 0.364 | 1 | 1 | cs | TRUE
80 | LV_6640-11_0_5_line_80 |  | 68 | 75 | 0.023118 | 0.125 | 0.08 | 261 | 0 | 0.364 | 1 | 1 | cs | TRUE
81 | LV_6640-11_0_5_line_81 |  | 69 | 70 | 0.004635 | 0.125 | 0.08 | 261 | 0 | 0.364 | 1 | 1 | cs | TRUE
82 | LV_6640-11_0_5_line_82 |  | 69 | 71 | 0.022748 | 0.125 | 0.08 | 261 | 0 | 0.364 | 1 | 4 | cs | TRUE
83 | LV_6640-11_0_5_line_83 |  | 70 | 81 | 0.037762 | 0.125 | 0.08 | 261 | 0 | 0.364 | 1 | 1 | cs | TRUE
84 | LV_6640-11_0_5_line_84 |  | 71 | 72 | 0.01386 | 0.125 | 0.08 | 261 | 0 | 0.364 | 1 | 4 | cs | TRUE
85 | LV_6640-11_0_5_line_85 |  | 72 | 82 | 0.024926 | 0.125 | 0.08 | 261 | 0 | 0.364 | 1 | 4 | cs | TRUE
86 | LV_6640-11_0_5_line_86 |  | 73 | 83 | 0.026435 | 0.125 | 0.08 | 261 | 0 | 0.364 | 1 | 1 | cs | TRUE
87 | LV_6640-11_0_5_line_87 |  | 75 | 135 | 0.0022724 | 0.125 | 0.08 | 261 | 0 | 0.364 | 1 | 1 | cs | TRUE
88 | LV_6640-11_0_5_line_88 |  | 76 | 77 | 0.0087234 | 0.125 | 0.08 | 261 | 0 | 0.364 | 1 | 1 | cs | TRUE
89 | LV_6640-11_0_5_line_89 |  | 76 | 78 | 0.0076122 | 0.125 | 0.08 | 261 | 0 | 0.364 | 1 | 1 | cs | TRUE
90 | LV_6640-11_0_5_line_90 |  | 78 | 79 | 0.005165 | 0.125 | 0.08 | 261 | 0 | 0.364 | 1 | 1 | cs | TRUE
91 | LV_6640-11_0_5_line_91 |  | 79 | 80 | 0.0023683 | 0.125 | 0.08 | 261 | 0 | 0.364 | 1 | 1 | cs | TRUE
92 | LV_6640-11_0_5_line_92 |  | 82 | 126 | 0.061001 | 0.125 | 0.08 | 261 | 0 | 0.364 | 1 | 4 | cs | TRUE
93 | LV_6640-11_0_5_line_93 |  | 83 | 147 | 0.01226 | 0.125 | 0.08 | 261 | 0 | 0.364 | 1 | 1 | cs | TRUE
94 | LV_6640-11_0_5_line_94 |  | 84 | 85 | 0.045746 | 0.125 | 0.08 | 261 | 0 | 0.364 | 1 | 1 | cs | TRUE
95 | LV_6640-11_0_5_line_95 |  | 84 | 86 | 0.011354 | 0.125 | 0.08 | 261 | 0 | 0.364 | 1 | 1 | cs | TRUE
96 | LV_6640-11_0_5_line_96 |  | 85 | 87 | 0.039827 | 0.125 | 0.08 | 261 | 0 | 0.364 | 1 | 1 | cs | TRUE
97 | LV_6640-11_0_5_line_97 |  | 86 | 88 | 0.027488 | 0.125 | 0.08 | 261 | 0 | 0.364 | 1 | 1 | cs | TRUE
98 | LV_6640-11_0_5_line_98 |  | 87 | 89 | 0.064158 | 0.125 | 0.08 | 261 | 0 | 0.364 | 1 | 4 | cs | TRUE
99 | LV_6640-11_0_5_line_99 |  | 87 | 90 | 0.020399 | 0.125 | 0.08 | 261 | 0 | 0.364 | 1 | 2 | cs | TRUE
100 | LV_6640-11_0_5_line_100 |  | 88 | 91 | 0.01118 | 0.125 | 0.08 | 261 | 0 | 0.364 | 1 | 1 | cs | TRUE
101 | LV_6640-11_0_5_line_101 |  | 89 | 92 | 0.010977 | 0.125 | 0.08 | 261 | 0 | 0.364 | 1 | 4 | cs | TRUE
102 | LV_6640-11_0_5_line_102 |  | 90 | 93 | 0.070079 | 0.125 | 0.08 | 261 | 0 | 0.364 | 1 | 1 | cs | TRUE
103 | LV_6640-11_0_5_line_103 |  | 91 | 94 | 0.0093705 | 0.125 | 0.08 | 261 | 0 | 0.364 | 1 | 1 | cs | TRUE
104 | LV_6640-11_0_5_line_104 |  | 92 | 95 | 0.020758 | 0.125 | 0.08 | 261 | 0 | 0.364 | 1 | 4 | cs | TRUE
105 | LV_6640-11_0_5_line_105 |  | 93 | 115 | 0.056074 | 0.125 | 0.08 | 261 | 0 | 0.364 | 1 | 1 | cs | TRUE
106 | LV_6640-11_0_5_line_106 |  | 95 | 96 | 0.0018307 | 0.125 | 0.08 | 261 | 0 | 0.364 | 1 | 4 | cs | TRUE
107 | LV_6640-11_0_5_line_107 |  | 96 | 97 | 0.021699 | 0.125 | 0.08 | 261 | 0 | 0.364 | 1 | 4 | cs | TRUE
108 | LV_6640-11_0_5_line_108 |  | 97 | 98 | 0.010896 | 0.125 | 0.08 | 261 | 0 | 0.364 | 1 | 4 | cs | TRUE
109 | LV_6640-11_0_5_line_109 |  | 98 | 103 | 0.02973 | 0.125 | 0.08 | 261 | 0 | 0.364 | 1 | 4 | cs | TRUE
110 | LV_6640-11_0_5_line_110 |  | 99 | 100 | 0.018088 | 0.125 | 0.08 | 261 | 0 | 0.364 | 1 | 4 | cs | TRUE
111 | LV_6640-11_0_5_line_111 |  | 99 | 101 | 0.010824 | 0.125 | 0.08 | 261 | 0 | 0.364 | 1 | 4 | cs | TRUE
112 | LV_6640-11_0_5_line_112 |  | 100 | 102 | 0.0041234 | 0.125 | 0.08 | 261 | 0 | 0.364 | 1 | 4 | cs | TRUE
113 | LV_6640-11_0_5_line_113 |  | 101 | 103 | 0.002653 | 0.125 | 0.08 | 261 | 0 | 0.364 | 1 | 4 | cs | TRUE
114 | LV_6640-11_0_5_line_114 |  | 101 | 104 | 0.020607 | 0.125 | 0.08 | 261 | 0 | 0.364 | 1 | 1 | cs | TRUE
115 | LV_6640-11_0_5_line_115 |  | 102 | 105 | 0.008335 | 0.125 | 0.08 | 261 | 0 | 0.364 | 1 | 4 | cs | TRUE
116 | LV_6640-11_0_5_line_116 |  | 103 | 106 | 0.023238 | 0.125 | 0.08 | 261 | 0 | 0.364 | 1 | 1 | cs | TRUE
117 | LV_6640-11_0_5_line_117 |  | 104 | 107 | 0.021501 | 0.125 | 0.08 | 261 | 0 | 0.364 | 1 | 1 | cs | TRUE
118 | LV_6640-11_0_5_line_118 |  | 105 | 108 | 0.008158 | 0.125 | 0.08 | 261 | 0 | 0.364 | 1 | 4 | cs | TRUE
119 | LV_6640-11_0_5_line_119 |  | 106 | 109 | 0.021987 | 0.125 | 0.08 | 261 | 0 | 0.364 | 1 | 1 | cs | TRUE
120 | LV_6640-11_0_5_line_120 |  | 107 | 110 | 0.013302 | 0.125 | 0.08 | 261 | 0 | 0.364 | 1 | 1 | cs | TRUE
121 | LV_6640-11_0_5_line_121 |  | 108 | 116 | 0.02172 | 0.125 | 0.08 | 261 | 0 | 0.364 | 1 | 4 | cs | TRUE
122 | LV_6640-11_0_5_line_122 |  | 109 | 119 | 0.00040392 | 0.125 | 0.08 | 261 | 0 | 0.364 | 1 | 1 | cs | TRUE
123 | LV_6640-11_0_5_line_123 |  | 110 | 187 | 0.0081624 | 0.125 | 0.08 | 261 | 0 | 0.364 | 1 | 1 | cs | TRUE
124 | LV_6640-11_0_5_line_124 |  | 111 | 112 | 0.027568 | 0.125 | 0.08 | 261 | 0 | 0.364 | 1 | 1 | cs | TRUE
125 | LV_6640-11_0_5_line_125 |  | 112 | 113 | 0.033262 | 0.125 | 0.08 | 261 | 0 | 0.364 | 1 | 1 | cs | TRUE
126 | LV_6640-11_0_5_line_126 |  | 113 | 114 | 0.037349 | 0.125 | 0.08 | 261 | 0 | 0.364 | 1 | 1 | cs | TRUE
127 | LV_6640-11_0_5_line_127 |  | 114 | 115 | 0.015504 | 0.125 | 0.08 | 261 | 0 | 0.364 | 1 | 1 | cs | TRUE
128 | LV_6640-11_0_5_line_128 |  | 116 | 117 | 0.0011576 | 0.125 | 0.08 | 261 | 0 | 0.364 | 1 | 4 | cs | TRUE
129 | LV_6640-11_0_5_line_129 |  | 117 | 118 | 0.0055336 | 0.125 | 0.08 | 261 | 0 | 0.364 | 1 | 4 | cs | TRUE
130 | LV_6640-11_0_5_line_130 |  | 118 | 181 | 0.0018579 | 0.125 | 0.08 | 261 | 0 | 0.364 | 1 | 4 | cs | TRUE
131 | LV_6640-11_0_5_line_131 |  | 119 | 120 | 0.016474 | 0.125 | 0.08 | 261 | 0 | 0.364 | 1 | 1 | cs | TRUE
132 | LV_6640-11_0_5_line_132 |  | 121 | 122 | 0.014453 | 0.125 | 0.08 | 261 | 0 | 0.364 | 1 | 2 | cs | TRUE
133 | LV_6640-11_0_5_line_133 |  | 121 | 123 | 0.0097835 | 0.125 | 0.08 | 261 | 0 | 0.364 | 1 | 3 | cs | TRUE
134 | LV_6640-11_0_5_line_134 |  | 122 | 124 | 0.01457 | 0.125 | 0.08 | 261 | 0 | 0.364 | 1 | 2 | cs | TRUE
135 | LV_6640-11_0_5_line_135 |  | 123 | 125 | 0.041418 | 0.125 | 0.08 | 261 | 0 | 0.364 | 1 | 1 | cs | TRUE
136 | LV_6640-11_0_5_line_136 |  | 123 | 126 | 0.015546 | 0.125 | 0.08 | 261 | 0 | 0.364 | 1 | 4 | cs | TRUE
137 | LV_6640-11_0_5_line_137 |  | 124 | 127 | 0.014589 | 0.125 | 0.08 | 261 | 0 | 0.364 | 1 | 1 | cs | TRUE
138 | LV_6640-11_0_5_line_138 |  | 126 | 128 | 0.027294 | 0.125 | 0.08 | 261 | 0 | 0.364 | 1 | 4 | cs | TRUE
139 | LV_6640-11_0_5_line_139 |  | 128 | 129 | 0.02414 | 0.125 | 0.08 | 261 | 0 | 0.364 | 1 | 4 | cs | TRUE
140 | LV_6640-11_0_5_line_140 |  | 128 | 130 | 0.008452 | 0.125 | 0.08 | 261 | 0 | 0.364 | 1 | 1 | cs | TRUE
141 | LV_6640-11_0_5_line_141 |  | 129 | 216 | 0.0068342 | 0.125 | 0.08 | 261 | 0 | 0.364 | 1 | 4 | cs | TRUE
142 | LV_6640-11_0_5_line_142 |  | 130 | 196 | 0.00546 | 0.125 | 0.08 | 261 | 0 | 0.364 | 1 | 1 | cs | TRUE
143 | LV_6640-11_0_5_line_143 |  | 130 | 197 | 0.005283 | 0.125 | 0.08 | 261 | 0 | 0.364 | 1 | 1 | cs | TRUE
144 | LV_6640-11_0_5_line_144 |  | 131 | 132 | 0.014511 | 0.125 | 0.08 | 261 | 0 | 0.364 | 1 | 1 | cs | TRUE
145 | LV_6640-11_0_5_line_145 |  | 132 | 133 | 0.014461 | 0.125 | 0.08 | 261 | 0 | 0.364 | 1 | 1 | cs | TRUE
146 | LV_6640-11_0_5_line_146 |  | 134 | 192 | 0.0075234 | 0.125 | 0.08 | 261 | 0 | 0.364 | 1 | 1 | cs | TRUE
147 | LV_6640-11_0_5_line_147 |  | 135 | 136 | 0.030024 | 0.125 | 0.08 | 261 | 0 | 0.364 | 1 | 1 | cs | TRUE
148 | LV_6640-11_0_5_line_148 |  | 136 | 137 | 0.031546 | 0.125 | 0.08 | 261 | 0 | 0.364 | 1 | 1 | cs | TRUE
149 | LV_6640-11_0_5_line_149 |  | 137 | 138 | 0.030692 | 0.125 | 0.08 | 261 | 0 | 0.364 | 1 | 1 | cs | TRUE
150 | LV_6640-11_0_5_line_150 |  | 138 | 139 | 0.033792 | 0.125 | 0.08 | 261 | 0 | 0.364 | 1 | 1 | cs | TRUE
151 | LV_6640-11_0_5_line_151 |  | 141 | 142 | 0.0051518 | 0.125 | 0.08 | 261 | 0 | 0.364 | 1 | 1 | cs | TRUE
152 | LV_6640-11_0_5_line_152 |  | 142 | 143 | 0.0062385 | 0.125 | 0.08 | 261 | 0 | 0.364 | 1 | 1 | cs | TRUE
153 | LV_6640-11_0_5_line_153 |  | 143 | 146 | 0.0066567 | 0.125 | 0.08 | 261 | 0 | 0.364 | 1 | 1 | cs | TRUE
154 | LV_6640-11_0_5_line_154 |  | 144 | 145 | 0.027385 | 0.125 | 0.08 | 261 | 0 | 0.364 | 1 | 1 | cs | TRUE
155 | LV_6640-11_0_5_line_155 |  | 144 | 146 | 0.016481 | 0.125 | 0.08 | 261 | 0 | 0.364 | 1 | 1 | cs | TRUE
156 | LV_6640-11_0_5_line_156 |  | 145 | 164 | 0.023106 | 0.125 | 0.08 | 261 | 0 | 0.364 | 1 | 1 | cs | TRUE
157 | LV_6640-11_0_5_line_157 |  | 147 | 148 | 0.014049 | 0.125 | 0.08 | 261 | 0 | 0.364 | 1 | 1 | cs | TRUE
158 | LV_6640-11_0_5_line_158 |  | 148 | 149 | 0.0093232 | 0.125 | 0.08 | 261 | 0 | 0.364 | 1 | 1 | cs | TRUE
159 | LV_6640-11_0_5_line_159 |  | 149 | 150 | 0.0067534 | 0.125 | 0.08 | 261 | 0 | 0.364 | 1 | 1 | cs | TRUE
160 | LV_6640-11_0_5_line_160 |  | 150 | 151 | 0.021862 | 0.125 | 0.08 | 261 | 0 | 0.364 | 1 | 1 | cs | TRUE
161 | LV_6640-11_0_5_line_161 |  | 151 | 152 | 0.0025094 | 0.125 | 0.08 | 261 | 0 | 0.364 | 1 | 1 | cs | TRUE
162 | LV_6640-11_0_5_line_162 |  | 152 | 153 | 0.00019133 | 0.125 | 0.08 | 261 | 0 | 0.364 | 1 | 1 | cs | TRUE
163 | LV_6640-11_0_5_line_163 |  | 153 | 154 | 0.0061131 | 0.125 | 0.08 | 261 | 0 | 0.364 | 1 | 1 | cs | TRUE
164 | LV_6640-11_0_5_line_164 |  | 154 | 155 | 0.017627 | 0.125 | 0.08 | 261 | 0 | 0.364 | 1 | 1 | cs | TRUE
165 | LV_6640-11_0_5_line_165 |  | 155 | 156 | 0.0027669 | 0.125 | 0.08 | 261 | 0 | 0.364 | 1 | 1 | cs | TRUE
166 | LV_6640-11_0_5_line_166 |  | 155 | 157 | 0.039765 | 0.125 | 0.08 | 261 | 0 | 0.364 | 1 | 1 | cs | TRUE
167 | LV_6640-11_0_5_line_167 |  | 156 | 161 | 0.00098892 | 0.125 | 0.08 | 261 | 0 | 0.364 | 1 | 1 | cs | TRUE
168 | LV_6640-11_0_5_line_168 |  | 157 | 162 | 0.083853 | 0.125 | 0.08 | 261 | 0 | 0.364 | 1 | 1 | cs | TRUE
169 | LV_6640-11_0_5_line_169 |  | 158 | 159 | 0.012739 | 0.125 | 0.08 | 261 | 0 | 0.364 | 1 | 1 | cs | TRUE
170 | LV_6640-11_0_5_line_170 |  | 158 | 160 | 0.0084093 | 0.125 | 0.08 | 261 | 0 | 0.364 | 1 | 1 | cs | TRUE
171 | LV_6640-11_0_5_line_171 |  | 160 | 161 | 0.0011707 | 0.125 | 0.08 | 261 | 0 | 0.364 | 1 | 1 | cs | TRUE
172 | LV_6640-11_0_5_line_172 |  | 163 | 164 | 0.050091 | 0.125 | 0.08 | 261 | 0 | 0.364 | 1 | 1 | cs | TRUE
173 | LV_6640-11_0_5_line_173 |  | 165 | 167 | 0.00019014 | 0.125 | 0.08 | 261 | 0 | 0.364 | 1 | 1 | cs | TRUE
174 | LV_6640-11_0_5_line_174 |  | 166 | 168 | 0.0070326 | 0.125 | 0.08 | 261 | 0 | 0.364 | 1 | 1 | cs | TRUE
175 | LV_6640-11_0_5_line_175 |  | 167 | 169 | 0.029925 | 0.125 | 0.08 | 261 | 0 | 0.364 | 1 | 1 | cs | TRUE
176 | LV_6640-11_0_5_line_176 |  | 168 | 170 | 0.0070532 | 0.125 | 0.08 | 261 | 0 | 0.364 | 1 | 1 | cs | TRUE
177 | LV_6640-11_0_5_line_177 |  | 169 | 220 | 0.024161 | 0.125 | 0.08 | 261 | 0 | 0.364 | 1 | 1 | cs | TRUE
178 | LV_6640-11_0_5_line_178 |  | 170 | 211 | 0.0042312 | 0.125 | 0.08 | 261 | 0 | 0.364 | 1 | 1 | cs | TRUE
179 | LV_6640-11_0_5_line_179 |  | 171 | 172 | 0.010202 | 0.125 | 0.08 | 261 | 0 | 0.364 | 1 | 1 | cs | TRUE
180 | LV_6640-11_0_5_line_180 |  | 171 | 173 | 0.026713 | 0.125 | 0.08 | 261 | 0 | 0.364 | 1 | 1 | cs | TRUE
181 | LV_6640-11_0_5_line_181 |  | 172 | 174 | 0.010252 | 0.125 | 0.08 | 261 | 0 | 0.364 | 1 | 1 | cs | TRUE
182 | LV_6640-11_0_5_line_182 |  | 173 | 175 | 0.034376 | 0.125 | 0.08 | 261 | 0 | 0.364 | 1 | 1 | cs | TRUE
183 | LV_6640-11_0_5_line_183 |  | 174 | 178 | 0.019812 | 0.125 | 0.08 | 261 | 0 | 0.364 | 1 | 1 | cs | TRUE
184 | LV_6640-11_0_5_line_184 |  | 175 | 179 | 3.033e-05 | 0.125 | 0.08 | 261 | 0 | 0.364 | 1 | 1 | cs | TRUE
185 | LV_6640-11_0_5_line_185 |  | 176 | 177 | 0.0050616 | 0.125 | 0.08 | 261 | 0 | 0.364 | 1 | 1 | cs | TRUE
186 | LV_6640-11_0_5_line_186 |  | 177 | 221 | 0.0070526 | 0.125 | 0.08 | 261 | 0 | 0.364 | 1 | 1 | cs | TRUE
187 | LV_6640-11_0_5_line_187 |  | 179 | 180 | 0.0009328 | 0.125 | 0.08 | 261 | 0 | 0.364 | 1 | 1 | cs | TRUE
188 | LV_6640-11_0_5_line_188 |  | 180 | 208 | 0.0043095 | 0.125 | 0.08 | 261 | 0 | 0.364 | 1 | 1 | cs | TRUE
189 | LV_6640-11_0_5_line_189 |  | 181 | 182 | 0.0028679 | 0.125 | 0.08 | 261 | 0 | 0.364 | 1 | 4 | cs | TRUE
190 | LV_6640-11_0_5_line_190 |  | 182 | 216 | 0.0019763 | 0.125 | 0.08 | 261 | 0 | 0.364 | 1 | 4 | cs | TRUE
191 | LV_6640-11_0_5_line_191 |  | 183 | 184 | 0.029938 | 0.125 | 0.08 | 261 | 0 | 0.364 | 1 | 1 | cs | TRUE
192 | LV_6640-11_0_5_line_192 |  | 184 | 185 | 0.000946 | 0.125 | 0.08 | 261 | 0 | 0.364 | 1 | 1 | cs | TRUE
193 | LV_6640-11_0_5_line_193 |  | 184 | 186 | 0.055044 | 0.125 | 0.08 | 261 | 0 | 0.364 | 1 | 1 | cs | TRUE
194 | LV_6640-11_0_5_line_194 |  | 185 | 187 | 0.015592 | 0.125 | 0.08 | 261 | 0 | 0.364 | 1 | 1 | cs | TRUE
195 | LV_6640-11_0_5_line_195 |  | 185 | 188 | 0.030279 | 0.125 | 0.08 | 261 | 0 | 0.364 | 1 | 1 | cs | TRUE
196 | LV_6640-11_0_5_line_196 |  | 186 | 189 | 0.033551 | 0.125 | 0.08 | 261 | 0 | 0.364 | 1 | 1 | cs | TRUE
197 | LV_6640-11_0_5_line_197 |  | 188 | 190 | 0.0036829 | 0.125 | 0.08 | 261 | 0 | 0.364 | 1 | 1 | cs | TRUE
198 | LV_6640-11_0_5_line_198 |  | 189 | 191 | 0.018193 | 0.125 | 0.08 | 261 | 0 | 0.364 | 1 | 1 | cs | TRUE
199 | LV_6640-11_0_5_line_199 |  | 190 | 200 | 0.018881 | 0.125 | 0.08 | 261 | 0 | 0.364 | 1 | 1 | cs | TRUE
200 | LV_6640-11_0_5_line_200 |  | 191 | 199 | 0.0063331 | 0.125 | 0.08 | 261 | 0 | 0.364 | 1 | 1 | cs | TRUE
201 | LV_6640-11_0_5_line_201 |  | 192 | 193 | 0.023602 | 0.125 | 0.08 | 261 | 0 | 0.364 | 1 | 1 | cs | TRUE
202 | LV_6640-11_0_5_line_202 |  | 193 | 194 | 0.010425 | 0.125 | 0.08 | 261 | 0 | 0.364 | 1 | 1 | cs | TRUE
203 | LV_6640-11_0_5_line_203 |  | 194 | 195 | 0.014979 | 0.125 | 0.08 | 261 | 0 | 0.364 | 1 | 1 | cs | TRUE
204 | LV_6640-11_0_5_line_204 |  | 195 | 198 | 0.005954 | 0.125 | 0.08 | 261 | 0 | 0.364 | 1 | 1 | cs | TRUE
205 | LV_6640-11_0_5_line_205 |  | 200 | 201 | 0.018576 | 0.125 | 0.08 | 261 | 0 | 0.364 | 1 | 1 | cs | TRUE
206 | LV_6640-11_0_5_line_206 |  | 201 | 202 | 0.0031332 | 0.125 | 0.08 | 261 | 0 | 0.364 | 1 | 1 | cs | TRUE
207 | LV_6640-11_0_5_line_207 |  | 202 | 203 | 0.0031389 | 0.125 | 0.08 | 261 | 0 | 0.364 | 1 | 1 | cs | TRUE
208 | LV_6640-11_0_5_line_208 |  | 203 | 204 | 0.0037444 | 0.125 | 0.08 | 261 | 0 | 0.364 | 1 | 1 | cs | TRUE
209 | LV_6640-11_0_5_line_209 |  | 204 | 205 | 0.0045702 | 0.125 | 0.08 | 261 | 0 | 0.364 | 1 | 1 | cs | TRUE
210 | LV_6640-11_0_5_line_210 |  | 206 | 207 | 0.029663 | 0.125 | 0.08 | 261 | 0 | 0.364 | 1 | 1 | cs | TRUE
211 | LV_6640-11_0_5_line_211 |  | 206 | 208 | 3.0868e-05 | 0.125 | 0.08 | 261 | 0 | 0.364 | 1 | 1 | cs | TRUE
212 | LV_6640-11_0_5_line_212 |  | 207 | 209 | 0.0014364 | 0.125 | 0.08 | 261 | 0 | 0.364 | 1 | 1 | cs | TRUE
213 | LV_6640-11_0_5_line_213 |  | 209 | 210 | 4.9522e-05 | 0.125 | 0.08 | 261 | 0 | 0.364 | 1 | 1 | cs | TRUE
214 | LV_6640-11_0_5_line_214 |  | 210 | 213 | 0.0021691 | 0.125 | 0.08 | 261 | 0 | 0.364 | 1 | 1 | cs | TRUE
215 | LV_6640-11_0_5_line_215 |  | 211 | 212 | 0.04819 | 0.125 | 0.08 | 261 | 0 | 0.364 | 1 | 1 | cs | TRUE
216 | LV_6640-11_0_5_line_216 |  | 212 | 214 | 0.022461 | 0.125 | 0.08 | 261 | 0 | 0.364 | 1 | 1 | cs | TRUE
217 | LV_6640-11_0_5_line_217 |  | 212 | 213 | 0.021744 | 0.125 | 0.08 | 261 | 0 | 0.364 | 1 | 1 | cs | TRUE
218 | LV_6640-11_0_5_line_218 |  | 214 | 215 | 0.0075231 | 0.125 | 0.08 | 261 | 0 | 0.364 | 1 | 1 | cs | TRUE
219 | LV_6640-11_0_5_line_219 |  | 215 | 218 | 0.00087667 | 0.125 | 0.08 | 261 | 0 | 0.364 | 1 | 1 | cs | TRUE
220 | LV_6640-11_0_5_line_220 |  | 218 | 219 | 0.0083775 | 0.125 | 0.08 | 261 | 0 | 0.364 | 1 | 1 | cs | TRUE
221 | LV_6640-11_0_5_line_221 |  | 220 | 221 | 0.0070336 | 0.125 | 0.08 | 261 | 0 | 0.364 | 1 | 1 | cs | TRUE

## trafo
| name | std_type | hv_bus | lv_bus | sn_mva | vn_hv_kv | vn_lv_kv | vk_percent | vkr_percent | pfe_kw | i0_percent | shift_degree | tap_side | tap_neutral | tap_min | tap_max | tap_step_percent | tap_step_degree | tap_pos | tap_phase_shifter | parallel | df | in_service
0 | LV_6640-11_0_5_trafo_34 | 0.63 MVA 20/0.4 kV | 223 | 61 | 0.63 | 20 | 0.4 | 6 | 1.206 | 1.65 | 0.2619 | 150 | hv | 0 | -2 | 2 | 2.5 | 0 | 0 | FALSE | 1 | 1 | TRUE

## line_geodata
| x0 | y0 | x1 | y1 | x2 | y2 | x3 | y3 | x4 | y4 | x5 | y5 | x6 | y6 | x7 | y7 | x8 | y8 | x9 | y9 | x10 | y10 | x11 | y11 | x12 | y12 | x13 | y13
0 | 2503468.8372 | 1115662.9602 | 2503466.5831 | 1115655.7353 | 2503464.6459 | 1115649.5068 | 2503462.4732 | 1115642.5443
1 | 2503468.8372 | 1115662.9602 | 2503474.2926 | 1115680.4466
2 | 2503477.2021 | 1115707.2525 | 2503478.4078 | 1115704.7325 | 2503478.7143 | 1115698.7795 | 2503477.2219 | 1115690.9096 | 2503476.6993 | 1115688.1607 | 2503474.2926 | 1115680.4466
3 | 2503457.928 | 1115716.171 | 2503461.5281 | 1115714.9414 | 2503475.867 | 1115710.043 | 2503477.2021 | 1115707.2525
4 | 2503580.8642 | 1115712.4818 | 2503477.2021 | 1115707.2525
5 | 2503580.8642 | 1115712.4818 | 2503577.0517 | 1115720.3697 | 2503574.3882 | 1115726.7049 | 2503573.3536 | 1115730.5904 | 2503572.216 | 1115738.6691 | 2503571.65 | 1115743.3699 | 2503571.491 | 1115747.4416 | 2503571.7758 | 1115752.2289 | 2503572.6466 | 1115758.897 | 2503574.3956 | 1115765.9179
6 | 2503605.7432 | 1115816.0716 | 2503592.5163 | 1115799.65 | 2503590.8119 | 1115796.8754 | 2503584.5334 | 1115786.6691 | 2503577.2561 | 1115773.8772 | 2503574.3956 | 1115765.9179
7 | 2503574.3956 | 1115765.9179 | 2503561.8435 | 1115771.6967
8 | 2503439.2729 | 1115722.5428 | 2503457.928 | 1115716.171
9 | 2503586.9576 | 1115544.8797 | 2503580.7729 | 1115541.6434
10 | 2503586.9576 | 1115544.8797 | 2503604.8719 | 1115554.2537
11 | 2503580.7729 | 1115541.6434 | 2503575.1048 | 1115538.6775 | 2503570.5204 | 1115535.9377 | 2503564.2279 | 1115531.1684
12 | 2503608.5494 | 1115556.178 | 2503604.8719 | 1115554.2537
13 | 2503608.5494 | 1115556.178 | 2503614.4458 | 1115559.2635 | 2503619.0638 | 1115561.6914 | 2503652.4481 | 1115579.2454
14 | 2503664.1638 | 1115585.577 | 2503659.8624 | 1115583.1439 | 2503652.4481 | 1115579.2454
15 | 2503669.7676 | 1115590.4923 | 2503667.4696 | 1115588.0481 | 2503664.1638 | 1115585.577 | 2503664.1638 | 1115585.577
16 | 2503669.7676 | 1115590.4923 | 2503671.4758 | 1115592.3092 | 2503673.4157 | 1115594.8354 | 2503676.0359 | 1115598.8629 | 2503677.5617 | 1115602.5408 | 2503678.3793 | 1115604.9071 | 2503678.9869 | 1115606.6874 | 2503679.8888 | 1115610.9534 | 2503680.167 | 1115616.2967 | 2503679.9666 | 1115619.2351 | 2503679.506 | 1115622.311 | 2503678.6393 | 1115626.5607 | 2503677.9853 | 1115628.6502 | 2503677.7463 | 1115629.292
17 | 2503667.1122 | 1115657.8306 | 2503668.7208 | 1115653.513 | 2503674.912 | 1115636.9042 | 2503677.7463 | 1115629.292
18 | 2504095.4976 | 1115774.1756 | 2504093.2165 | 1115776.9023 | 2504086.1075 | 1115781.9514 | 2504072.6619 | 1115790.1251 | 2504060.1812 | 1115797.7832 | 2504056.5949 | 1115799.0298
19 | 2504049.6224 | 1115789.3232 | 2504056.5949 | 1115799.0298
20 | 2504065.3194 | 1115745.8921 | 2504069.1207 | 1115747.9664 | 2504083.1031 | 1115754.6489 | 2504090.8011 | 1115758.4959 | 2504089.3552 | 1115763.244 | 2504089.6179 | 1115766.6641 | 2504090.5703 | 1115769.2618 | 2504092.3793 | 1115771.8236 | 2504095.4976 | 1115774.1756
21 | 2504049.6224 | 1115789.3232 | 2504043.7945 | 1115781.1884
22 | 2504065.3194 | 1115745.8921 | 2504061.0044 | 1115743.559 | 2504058.4965 | 1115742.2091 | 2504047.0238 | 1115736.0205 | 2504045.0952 | 1115734.9802
23 | 2504065.3194 | 1115745.8921 | 2504072.9007 | 1115743.8373 | 2504088.2018 | 1115739.6922 | 2504104.5138 | 1115731.1284
24 | 2504043.7945 | 1115781.1884 | 2504035.5745 | 1115785.3213 | 2504023.6704 | 1115791.2922
25 | 2504104.5138 | 1115731.1284 | 2504097.5689 | 1115715.8513 | 2504096.134 | 1115713.5059 | 2504094.1891 | 1115712.1137 | 2504092.4015 | 1115711.386 | 2504090.096 | 1115711.1113 | 2504087.7333 | 1115711.6157 | 2504086.6702 | 1115712.0714
26 | 2504045.0952 | 1115734.9802 | 2504039.3559 | 1115731.8844
27 | 2504023.6704 | 1115791.2922 | 2504021.3345 | 1115831.987
28 | 2504003.428 | 1115793.9724 | 2504016.4296 | 1115794.9197 | 2504022.4359 | 1115791.9115 | 2504023.6704 | 1115791.2922
29 | 2504032.8433 | 1115728.3715 | 2504039.3559 | 1115731.8844
30 | 2504000.7669 | 1115793.7786 | 2504003.428 | 1115793.9724
31 | 2503947.8749 | 1115576.6549 | 2503943.1254 | 1115568.613
32 | 2503935.7493 | 1115556.1237 | 2503943.1254 | 1115568.613
33 | 2503953.7792 | 1115586.6521 | 2503947.8749 | 1115576.6549
34 | 2503928.3538 | 1115543.6016 | 2503935.7493 | 1115556.1237
35 | 2503955.6989 | 1115592.2918 | 2503953.7792 | 1115586.6521
36 | 2503928.3538 | 1115543.6016 | 2503921.0136 | 1115531.173
37 | 2503955.6989 | 1115592.2918 | 2503960.7412 | 1115590.8108
38 | 2503955.6989 | 1115592.2918 | 2503943.8377 | 1115599.1064
39 | 2503913.6025 | 1115518.6244 | 2503921.0136 | 1115531.173
40 | 2503979.1123 | 1115573.7866 | 2503979.8344 | 1115569.6615
41 | 2503984.8383 | 1115579.8662 | 2503982.0633 | 1115577.7534 | 2503980.2122 | 1115574.0026 | 2503979.1123 | 1115573.7866
42 | 2503979.7832 | 1115567.2588 | 2503979.8344 | 1115569.6615
43 | 2503984.8383 | 1115579.8662 | 2503960.7412 | 1115590.8108
44 | 2503989.7168 | 1115590.4509 | 2503984.8383 | 1115579.8662
45 | 2503943.8377 | 1115599.1064 | 2503934.7288 | 1115604.5967
46 | 2503943.8377 | 1115599.1064 | 2503954.4197 | 1115622.5741
47 | 2503913.6025 | 1115518.6244 | 2503898.134 | 1115492.433 | 2503912.7438 | 1115483.6946
48 | 2504053.9605 | 1115704.0752 | 2504053.5784 | 1115703.4223
49 | 2504033.9391 | 1115676.9027 | 2504038.1668 | 1115678.1142 | 2504040.6107 | 1115681.2662 | 2504053.5784 | 1115703.4223
50 | 2504033.9391 | 1115676.9027 | 2504029.319 | 1115673.3515 | 2504023.3254 | 1115660.7129
51 | 2504033.9391 | 1115676.9027 | 2504036.1079 | 1115674.8893 | 2504052.226 | 1115667.5123
52 | 2504023.2617 | 1115660.5785 | 2504023.3254 | 1115660.7129
53 | 2504052.226 | 1115667.5123 | 2504058.6201 | 1115664.5858
54 | 2504002.8825 | 1115691.1151 | 2504006.7802 | 1115700.2367 | 2504000.9051 | 1115711.0254
55 | 2504002.8825 | 1115691.1151 | 2503999.5161 | 1115692.6028 | 2503981.3445 | 1115682.2847 | 2503978.2205 | 1115675.3566
56 | 2504000.9051 | 1115711.0254 | 2503998.5865 | 1115709.7623
57 | 2504000.9051 | 1115711.0254 | 2504005.2095 | 1115713.3716
58 | 2503972.3016 | 1115662.2305 | 2503978.2205 | 1115675.3566
59 | 2504010.4958 | 1115633.659 | 2504023.2617 | 1115660.5785
60 | 2504065.0335 | 1115661.6505 | 2504058.6201 | 1115664.5858
61 | 2503992.4451 | 1115706.4164 | 2503998.5865 | 1115709.7623
62 | 2504011.8594 | 1115716.9963 | 2504005.2095 | 1115713.3716
63 | 2503972.3016 | 1115662.2305 | 2503966.3289 | 1115648.9848
64 | 2504010.4958 | 1115633.659 | 2504002.7687 | 1115617.5911
65 | 2504010.4958 | 1115633.659 | 2504032.6852 | 1115623.658
66 | 2503805.7058 | 1115611.4129 | 2503775.2449 | 1115594.7859
67 | 2503805.7058 | 1115611.4129 | 2503813.5346 | 1115615.6863 | 2503813.5346 | 1115615.6863
68 | 2503759.7614 | 1115586.3342 | 2503775.2449 | 1115594.7859
69 | 2503813.5346 | 1115615.6863 | 2503843.3909 | 1115631.7702
70 | 2503761.7405 | 1115582.5893 | 2503759.7614 | 1115586.3342
71 | 2503743.6573 | 1115587.58 | 2503747.9371 | 1115589.1462 | 2503749.9927 | 1115586.8121 | 2503752.1502 | 1115585.5436 | 2503755.1475 | 1115585.1291 | 2503758.1216 | 1115585.6821 | 2503759.7614 | 1115586.3342
72 | 2503843.3909 | 1115631.7702 | 2503868.2999 | 1115645.1889
73 | 2503761.7405 | 1115582.5893 | 2503763.8444 | 1115578.4422 | 2503770.2371 | 1115581.933
74 | 2503743.6573 | 1115587.58 | 2503739.8901 | 1115586.2057 | 2503740.1356 | 1115582.2216 | 2503739.2644 | 1115579.4004 | 2503736.9888 | 1115576.646 | 2503733.9048 | 1115574.5271 | 2503729.5677 | 1115572.2724
75 | 2503743.6573 | 1115587.58 | 2503749.2324 | 1115575.9174 | 2503758.8214 | 1115566.5703 | 2503762.8705 | 1115562.37 | 2503767.7109 | 1115557.9125 | 2503777.0096 | 1115550.2154 | 2503786.683 | 1115542.7682
76 | 2503743.6573 | 1115587.58 | 2503737.0868 | 1115605.6067 | 2503735.0443 | 1115611.1857
77 | 2503781.5509 | 1115588.111 | 2503770.2371 | 1115581.933
78 | 2503786.683 | 1115542.7682 | 2503779.307 | 1115532.5013 | 2503777.1119 | 1115528.9785 | 2503776.4266 | 1115526.1877 | 2503776.1653 | 1115522.8676 | 2503776.6863 | 1115518.2453 | 2503777.9081 | 1115515.4353 | 2503781.0274 | 1115510.0407
79 | 2503786.683 | 1115542.7682 | 2503820.8603 | 1115516.0848
80 | 2503727.0944 | 1115632.8942 | 2503727.1703 | 1115632.6923 | 2503735.0443 | 1115611.1857
81 | 2503783.9433 | 1115584.1372 | 2503781.5509 | 1115588.111
82 | 2503781.5509 | 1115588.111 | 2503779.2037 | 1115592.0174 | 2503787.0933 | 1115596.2279 | 2503795.2478 | 1115600.5899
83 | 2503811.022 | 1115582.9727 | 2503794.0168 | 1115570.78 | 2503790.5037 | 1115573.7265 | 2503783.9433 | 1115584.1372
84 | 2503795.2478 | 1115600.5899 | 2503807.4633 | 1115607.1373
85 | 2503829.4318 | 1115618.9142 | 2503817.2661 | 1115612.3916 | 2503807.4633 | 1115607.1373
86 | 2503781.0274 | 1115510.0407 | 2503781.9439 | 1115508.4557 | 2503786.1601 | 1115501.1619 | 2503790.3916 | 1115493.8568 | 2503792.3155 | 1115490.5242 | 2503793.6035 | 1115486.854
87 | 2503726.2956 | 1115635.0216 | 2503727.0944 | 1115632.8942
88 | 2504011.8594 | 1115716.9963 | 2504019.5189 | 1115721.1712
89 | 2504026.2131 | 1115724.7952 | 2504021.8353 | 1115722.4338 | 2504019.5189 | 1115721.1712
90 | 2504026.2131 | 1115724.7952 | 2504030.7589 | 1115727.2472
91 | 2504032.8433 | 1115728.3715 | 2504030.7589 | 1115727.2472
92 | 2503883.2859 | 1115647.5644 | 2503834.5256 | 1115621.6453 | 2503829.4318 | 1115618.9142
93 | 2503796.2249 | 1115474.9029 | 2503795.8385 | 1115478.0049 | 2503794.0811 | 1115485.493 | 2503793.6035 | 1115486.854
94 | 2503704.1937 | 1115737.5093 | 2503694.5283 | 1115764.5707 | 2503689.1165 | 1115780.6968
95 | 2503704.1937 | 1115737.5093 | 2503707.1842 | 1115729.1364 | 2503708.0778 | 1115726.8416
96 | 2503684.4092 | 1115819.6435 | 2503682.7471 | 1115808.8522 | 2503687.0898 | 1115786.7361 | 2503689.1165 | 1115780.6968
97 | 2503718.053 | 1115701.2276 | 2503708.0778 | 1115726.8416
98 | 2503684.4092 | 1115819.6435 | 2503705.6107 | 1115811.7012 | 2503717.3398 | 1115807.3008 | 2503744.4859 | 1115797.1263
99 | 2503684.4092 | 1115819.6435 | 2503665.2574 | 1115826.8194
100 | 2503722.2085 | 1115690.8486 | 2503718.8168 | 1115699.2662 | 2503718.053 | 1115701.2276
101 | 2503754.7647 | 1115793.2738 | 2503744.4859 | 1115797.1263
102 | 2503605.7432 | 1115816.0716 | 2503622.7002 | 1115833.9792 | 2503626.6802 | 1115837.5736 | 2503642.5347 | 1115832.8182 | 2503665.2574 | 1115826.8194
103 | 2503725.7105 | 1115682.1571 | 2503722.2085 | 1115690.8486
104 | 2503754.7647 | 1115793.2738 | 2503767.6186 | 1115788.4561 | 2503769.696 | 1115786.533 | 2503772.7796 | 1115783.6808
105 | 2503605.7432 | 1115816.0716 | 2503623.1809 | 1115774.5016 | 2503624.6837 | 1115770.9199 | 2503627.4286 | 1115764.361 | 2503627.4286 | 1115764.361
106 | 2503774.1235 | 1115782.4377 | 2503772.7796 | 1115783.6808
107 | 2503774.1235 | 1115782.4377 | 2503790.0529 | 1115767.7036
108 | 2503798.0516 | 1115760.305 | 2503790.0529 | 1115767.7036
109 | 2503819.8765 | 1115740.1177 | 2503798.0516 | 1115760.305
110 | 2503829.8741 | 1115731.0735 | 2503843.3125 | 1115718.9658
111 | 2503821.8324 | 1115738.3189 | 2503829.8741 | 1115731.0735
112 | 2503846.3595 | 1115716.1877 | 2503844.2298 | 1115718.1394 | 2503843.3125 | 1115718.9658
113 | 2503819.8765 | 1115740.1177 | 2503821.8324 | 1115738.3189
114 | 2503821.8324 | 1115738.3189 | 2503832.429 | 1115755.9921
115 | 2503846.3595 | 1115716.1877 | 2503852.5043 | 1115710.5563
116 | 2503819.8765 | 1115740.1177 | 2503803.1023 | 1115724.0352
117 | 2503843.4855 | 1115774.4324 | 2503832.429 | 1115755.9921
118 | 2503852.5043 | 1115710.5563 | 2503858.5187 | 1115705.0445
119 | 2503803.1023 | 1115724.0352 | 2503791.7016 | 1115713.1045 | 2503786.0205 | 1115710.6404
120 | 2503843.4855 | 1115774.4324 | 2503850.3259 | 1115785.841
121 | 2503858.5187 | 1115705.0445 | 2503874.5313 | 1115690.37
122 | 2503785.6499 | 1115710.4797 | 2503786.0205 | 1115710.6404
123 | 2503854.5232 | 1115792.8414 | 2503850.3259 | 1115785.841
124 | 2503667.1122 | 1115657.8306 | 2503664.2998 | 1115665.3796 | 2503657.4922 | 1115683.6651
125 | 2503657.4922 | 1115683.6651 | 2503657.2796 | 1115684.2363 | 2503653.6213 | 1115694.0561 | 2503646.2158 | 1115713.9307 | 2503645.8802 | 1115714.8339
126 | 2503645.8802 | 1115714.8339 | 2503645.268 | 1115716.4807 | 2503642.0909 | 1115724.9921 | 2503635.093 | 1115743.7818 | 2503634.1599 | 1115746.2871 | 2503632.8391 | 1115749.8318
127 | 2503632.8391 | 1115749.8318 | 2503630.5091 | 1115756.0846 | 2503627.4286 | 1115764.361
128 | 2503875.3847 | 1115689.5878 | 2503874.5313 | 1115690.37
129 | 2503879.4643 | 1115685.8491 | 2503875.3847 | 1115689.5878
130 | 2503879.4643 | 1115685.8491 | 2503880.0328 | 1115685.3282 | 2503880.8379 | 1115684.598
131 | 2503770.5361 | 1115703.9242 | 2503785.6499 | 1115710.4797
132 | 2503909.7551 | 1115619.6493 | 2503897.3769 | 1115627.1101
133 | 2503890.6046 | 1115633.8397 | 2503893.5384 | 1115629.4237 | 2503897.3769 | 1115627.1101
134 | 2503909.7551 | 1115619.6493 | 2503922.2339 | 1115612.1279
135 | 2503854.1344 | 1115614.0179 | 2503890.6046 | 1115633.8397
136 | 2503890.6046 | 1115633.8397 | 2503883.2859 | 1115647.5644
137 | 2503922.2339 | 1115612.1279 | 2503934.7288 | 1115604.5967
138 | 2503907.3688 | 1115660.5344 | 2503883.2859 | 1115647.5644
139 | 2503907.3688 | 1115660.5344 | 2503889.4884 | 1115676.7526
140 | 2503914.8978 | 1115664.4172 | 2503907.3688 | 1115660.5344
141 | 2503889.4884 | 1115676.7526 | 2503888.6424 | 1115677.52 | 2503884.4261 | 1115681.3438
142 | 2503914.8978 | 1115664.4172 | 2503912.4347 | 1115669.2927
143 | 2503914.8978 | 1115664.4172 | 2503917.2785 | 1115659.6987
144 | 2503960.3641 | 1115635.7568 | 2503966.3289 | 1115648.9848
145 | 2503954.4197 | 1115622.5741 | 2503960.3641 | 1115635.7568
146 | 2503992.4451 | 1115706.4164 | 2503985.8386 | 1115702.8172
147 | 2503726.2956 | 1115635.0216 | 2503715.7409 | 1115663.1291
148 | 2503715.7409 | 1115663.1291 | 2503706.124 | 1115688.7394 | 2503704.6883 | 1115692.6749
149 | 2503694.1695 | 1115721.5078 | 2503704.6883 | 1115692.6749
150 | 2503694.1695 | 1115721.5078 | 2503682.5883 | 1115753.2531
151 | 2503890.817 | 1115475.4106 | 2503888.0278 | 1115476.5392 | 2503886.0766 | 1115477.4252
152 | 2503896.6 | 1115473.0706 | 2503890.817 | 1115475.4106
153 | 2503896.6 | 1115473.0706 | 2503902.7707 | 1115470.5737
154 | 2503912.7438 | 1115483.6946 | 2503929.8655 | 1115462.3217
155 | 2503912.7438 | 1115483.6946 | 2503902.7707 | 1115470.5737
156 | 2503929.8655 | 1115462.3217 | 2503934.6424 | 1115453.3626 | 2503947.3129 | 1115450.6711
157 | 2503798.0363 | 1115460.9718 | 2503797.9071 | 1115461.9177 | 2503797.2013 | 1115467.0654 | 2503796.2249 | 1115474.9029
158 | 2503798.0363 | 1115460.9718 | 2503798.3913 | 1115458.3745 | 2503799.2989 | 1115451.7346
159 | 2503799.2989 | 1115451.7346 | 2503800.2135 | 1115445.0434
160 | 2503803.6382 | 1115423.4762 | 2503802.6734 | 1115427.0649 | 2503801.9815 | 1115432.1123 | 2503801.6079 | 1115434.8422 | 2503800.2135 | 1115445.0434
161 | 2503804.2896 | 1115421.0528 | 2503803.6382 | 1115423.4762
162 | 2503804.3393 | 1115420.868 | 2503804.2896 | 1115421.0528
163 | 2503805.9263 | 1115414.9645 | 2503804.3393 | 1115420.868
164 | 2503814.3636 | 1115399.7734 | 2503808.8308 | 1115406.8323 | 2503806.9387 | 1115411.1984 | 2503805.9263 | 1115414.9645
165 | 2503814.3636 | 1115399.7734 | 2503816.059 | 1115397.5868
166 | 2503814.3636 | 1115399.7734 | 2503789.5036 | 1115368.7376
167 | 2503816.059 | 1115397.5868 | 2503816.665 | 1115396.8053
168 | 2503789.5036 | 1115368.7376 | 2503731.2669 | 1115308.4068
169 | 2503822.4245 | 1115389.1523 | 2503824.2245 | 1115386.6196 | 2503826.5433 | 1115383.3474 | 2503829.8018 | 1115378.7671
170 | 2503817.3823 | 1115395.8801 | 2503820.5082 | 1115391.8486 | 2503822.4245 | 1115389.1523
171 | 2503816.665 | 1115396.8053 | 2503817.3823 | 1115395.8801
172 | 2503947.3129 | 1115450.6711 | 2503914.6975 | 1115412.6542
173 | 2504002.7687 | 1115617.5911 | 2504002.6863 | 1115617.4198
174 | 2504039.0967 | 1115620.7682 | 2504032.6852 | 1115623.658
175 | 2503989.7168 | 1115590.4509 | 2504002.6863 | 1115617.4198
176 | 2504039.0967 | 1115620.7682 | 2504045.5269 | 1115617.8701
177 | 2503989.7168 | 1115590.4509 | 2504011.6742 | 1115580.3708
178 | 2504049.3844 | 1115616.1315 | 2504045.5269 | 1115617.8701
179 | 2504106.4638 | 1115513.5593 | 2504096.2689 | 1115513.9455
180 | 2504071.6858 | 1115508.0336 | 2504074.2666 | 1115507.1588 | 2504077.2721 | 1115506.7665 | 2504081.7807 | 1115508.6406 | 2504090.6176 | 1115514.1595 | 2504096.2689 | 1115513.9455
181 | 2504106.4638 | 1115513.5593 | 2504116.7084 | 1115513.1713
182 | 2504071.6858 | 1115508.0336 | 2504070.2645 | 1115509.4681 | 2504068.4276 | 1115512.4546 | 2504067.54 | 1115515.4038 | 2504067.4523 | 1115517.6622 | 2504067.9471 | 1115520.6228 | 2504074.556 | 1115540.0371
183 | 2504116.7084 | 1115513.1713 | 2504125.6967 | 1115530.8271
184 | 2504074.5657 | 1115540.0658 | 2504074.556 | 1115540.0371
185 | 2504029.0759 | 1115572.3821 | 2504024.4759 | 1115574.4939
186 | 2504024.4759 | 1115574.4939 | 2504018.0664 | 1115577.4363
187 | 2504074.8663 | 1115540.9489 | 2504074.5657 | 1115540.0658
188 | 2504076.2551 | 1115545.0285 | 2504074.8663 | 1115540.9489
189 | 2503882.9622 | 1115682.6714 | 2503880.8379 | 1115684.598
190 | 2503884.4261 | 1115681.3438 | 2503882.9622 | 1115682.6714
191 | 2503863.0403 | 1115807.0175 | 2503837.5024 | 1115822.6409
192 | 2503862.5411 | 1115806.2139 | 2503863.0403 | 1115807.0175
193 | 2503892.0389 | 1115853.8413 | 2503863.0403 | 1115807.0175
194 | 2503862.5411 | 1115806.2139 | 2503854.5232 | 1115792.8414
195 | 2503862.5411 | 1115806.2139 | 2503888.5901 | 1115790.7772
196 | 2503892.0389 | 1115853.8413 | 2503921.0804 | 1115837.0402
197 | 2503888.5901 | 1115790.7772 | 2503891.7584 | 1115788.8997
198 | 2503936.8278 | 1115827.93 | 2503921.0804 | 1115837.0402
199 | 2503908.0013 | 1115779.2742 | 2503891.7584 | 1115788.8997
200 | 2503942.3097 | 1115824.7586 | 2503936.8278 | 1115827.93
201 | 2503965.1127 | 1115691.5257 | 2503985.8386 | 1115702.8172
202 | 2503967.7213 | 1115681.7116 | 2503967.6516 | 1115686.5602 | 2503965.1127 | 1115691.5257
203 | 2503967.7213 | 1115681.7116 | 2503964.4108 | 1115677.9618 | 2503962.4312 | 1115674.8691 | 2503957.7236 | 1115670.6746
204 | 2503954.1199 | 1115665.9733 | 2503955.8863 | 1115668.7692 | 2503957.7236 | 1115670.6746
205 | 2503908.0013 | 1115779.2742 | 2503923.9823 | 1115769.8038
206 | 2503926.6778 | 1115768.2065 | 2503923.9823 | 1115769.8038
207 | 2503929.3781 | 1115766.6063 | 2503926.6778 | 1115768.2065
208 | 2503932.5994 | 1115764.6973 | 2503929.3781 | 1115766.6063
209 | 2503936.5311 | 1115762.3674 | 2503932.5994 | 1115764.6973
210 | 2504085.6428 | 1115573.1993 | 2504077.6667 | 1115549.1752 | 2504076.265 | 1115545.0577
211 | 2504076.265 | 1115545.0577 | 2504076.2551 | 1115545.0285
212 | 2504085.6428 | 1115573.1993 | 2504086.0954 | 1115574.5625
213 | 2504086.111 | 1115574.6095 | 2504086.0954 | 1115574.5625
214 | 2504086.7945 | 1115576.6681 | 2504086.111 | 1115574.6095
215 | 2504049.3844 | 1115616.1315 | 2504093.7319 | 1115597.2752
216 | 2504100.8742 | 1115618.5706 | 2504096.1983 | 1115604.5823 | 2504093.7319 | 1115597.2752
217 | 2504093.7319 | 1115597.2752 | 2504087.8929 | 1115579.9766 | 2504086.7945 | 1115576.6681
218 | 2504103.2593 | 1115625.7056 | 2504100.8742 | 1115618.5706
219 | 2504103.5467 | 1115626.5338 | 2504103.2593 | 1115625.7056
220 | 2504103.5467 | 1115626.5338 | 2504106.2937 | 1115634.4482
221 | 2504018.0664 | 1115577.4363 | 2504011.6742 | 1115580.3708

## bus_geodata
| x | y | coords
0 | 2503468.8372 | 1115662.9602
1 | 2503462.4732 | 1115642.5443
2 | 2503474.2926 | 1115680.4466
3 | 2503477.2021 | 1115707.2525
4 | 2503580.8642 | 1115712.4818
5 | 2503574.3956 | 1115765.9179
6 | 2503457.928 | 1115716.171
7 | 2503439.2729 | 1115722.5428
8 | 2503586.9576 | 1115544.8797
9 | 2503580.7729 | 1115541.6434
10 | 2503604.8719 | 1115554.2537
11 | 2503564.2279 | 1115531.1684
12 | 2503608.5494 | 1115556.178
13 | 2503652.4481 | 1115579.2454
14 | 2503664.1638 | 1115585.577
15 | 2503669.7676 | 1115590.4923
16 | 2503677.7463 | 1115629.292
17 | 2504056.5949 | 1115799.0298
18 | 2504095.4976 | 1115774.1756
19 | 2504049.6224 | 1115789.3232
20 | 2504065.3194 | 1115745.8921
21 | 2504043.7945 | 1115781.1884
22 | 2504104.5138 | 1115731.1284
23 | 2504086.6702 | 1115712.0714
24 | 2504045.0952 | 1115734.9802
25 | 2504023.6704 | 1115791.2922
26 | 2504039.3559 | 1115731.8844
27 | 2504021.3345 | 1115831.987
28 | 2504003.428 | 1115793.9724
29 | 2503943.1254 | 1115568.613
30 | 2503947.8749 | 1115576.6549
31 | 2503935.7493 | 1115556.1237
32 | 2503953.7792 | 1115586.6521
33 | 2503928.3538 | 1115543.6016
34 | 2503955.6989 | 1115592.2918
35 | 2503921.0136 | 1115531.173
36 | 2503979.1123 | 1115573.7866
37 | 2503979.8344 | 1115569.6615
38 | 2503984.8383 | 1115579.8662
39 | 2503960.7412 | 1115590.8108
40 | 2503943.8377 | 1115599.1064
41 | 2503913.6025 | 1115518.6244
42 | 2504053.5784 | 1115703.4223
43 | 2504053.9605 | 1115704.0752
44 | 2504033.9391 | 1115676.9027
45 | 2504023.3254 | 1115660.7129
46 | 2504052.226 | 1115667.5123
47 | 2504002.8825 | 1115691.1151
48 | 2504000.9051 | 1115711.0254
49 | 2503978.2205 | 1115675.3566
50 | 2504023.2617 | 1115660.5785
51 | 2504058.6201 | 1115664.5858
52 | 2503998.5865 | 1115709.7623
53 | 2504005.2095 | 1115713.3716
54 | 2503972.3016 | 1115662.2305
55 | 2504010.4958 | 1115633.659
56 | 2504065.0335 | 1115661.6505
57 | 2503805.7058 | 1115611.4129
58 | 2503775.2449 | 1115594.7859
59 | 2503813.5346 | 1115615.6863
60 | 2503759.7614 | 1115586.3342
61 | 2503843.3909 | 1115631.7702
62 | 2503761.7405 | 1115582.5893
63 | 2503743.6573 | 1115587.58
64 | 2503868.2999 | 1115645.1889
65 | 2503770.2371 | 1115581.933
66 | 2503729.5677 | 1115572.2724
67 | 2503786.683 | 1115542.7682
68 | 2503735.0443 | 1115611.1857
69 | 2503781.5509 | 1115588.111
70 | 2503783.9433 | 1115584.1372
71 | 2503795.2478 | 1115600.5899
72 | 2503807.4633 | 1115607.1373
73 | 2503781.0274 | 1115510.0407
74 | 2503820.8603 | 1115516.0848
75 | 2503727.0944 | 1115632.8942
76 | 2504019.5189 | 1115721.1712
77 | 2504011.8594 | 1115716.9963
78 | 2504026.2131 | 1115724.7952
79 | 2504030.7589 | 1115727.2472
80 | 2504032.8433 | 1115728.3715
81 | 2503811.022 | 1115582.9727
82 | 2503829.4318 | 1115618.9142
83 | 2503793.6035 | 1115486.854
84 | 2503704.1937 | 1115737.5093
85 | 2503689.1165 | 1115780.6968
86 | 2503708.0778 | 1115726.8416
87 | 2503684.4092 | 1115819.6435
88 | 2503718.053 | 1115701.2276
89 | 2503744.4859 | 1115797.1263
90 | 2503665.2574 | 1115826.8194
91 | 2503722.2085 | 1115690.8486
92 | 2503754.7647 | 1115793.2738
93 | 2503605.7432 | 1115816.0716
94 | 2503725.7105 | 1115682.1571
95 | 2503772.7796 | 1115783.6808
96 | 2503774.1235 | 1115782.4377
97 | 2503790.0529 | 1115767.7036
98 | 2503798.0516 | 1115760.305
99 | 2503829.8741 | 1115731.0735
100 | 2503843.3125 | 1115718.9658
101 | 2503821.8324 | 1115738.3189
102 | 2503846.3595 | 1115716.1877
103 | 2503819.8765 | 1115740.1177
104 | 2503832.429 | 1115755.9921
105 | 2503852.5043 | 1115710.5563
106 | 2503803.1023 | 1115724.0352
107 | 2503843.4855 | 1115774.4324
108 | 2503858.5187 | 1115705.0445
109 | 2503786.0205 | 1115710.6404
110 | 2503850.3259 | 1115785.841
111 | 2503667.1122 | 1115657.8306
112 | 2503657.4922 | 1115683.6651
113 | 2503645.8802 | 1115714.8339
114 | 2503632.8391 | 1115749.8318
115 | 2503627.4286 | 1115764.361
116 | 2503874.5313 | 1115690.37
117 | 2503875.3847 | 1115689.5878
118 | 2503879.4643 | 1115685.8491
119 | 2503785.6499 | 1115710.4797
120 | 2503770.5361 | 1115703.9242
121 | 2503897.3769 | 1115627.1101
122 | 2503909.7551 | 1115619.6493
123 | 2503890.6046 | 1115633.8397
124 | 2503922.2339 | 1115612.1279
125 | 2503854.1344 | 1115614.0179
126 | 2503883.2859 | 1115647.5644
127 | 2503934.7288 | 1115604.5967
128 | 2503907.3688 | 1115660.5344
129 | 2503889.4884 | 1115676.7526
130 | 2503914.8978 | 1115664.4172
131 | 2503966.3289 | 1115648.9848
132 | 2503960.3641 | 1115635.7568
133 | 2503954.4197 | 1115622.5741
134 | 2503992.4451 | 1115706.4164
135 | 2503726.2956 | 1115635.0216
136 | 2503715.7409 | 1115663.1291
137 | 2503704.6883 | 1115692.6749
138 | 2503694.1695 | 1115721.5078
139 | 2503682.5883 | 1115753.2531
140 | 2503561.8435 | 1115771.6967
141 | 2503886.0766 | 1115477.4252
142 | 2503890.817 | 1115475.4106
143 | 2503896.6 | 1115473.0706
144 | 2503912.7438 | 1115483.6946
145 | 2503929.8655 | 1115462.3217
146 | 2503902.7707 | 1115470.5737
147 | 2503796.2249 | 1115474.9029
148 | 2503798.0363 | 1115460.9718
149 | 2503799.2989 | 1115451.7346
150 | 2503800.2135 | 1115445.0434
151 | 2503803.6382 | 1115423.4762
152 | 2503804.2896 | 1115421.0528
153 | 2503804.3393 | 1115420.868
154 | 2503805.9263 | 1115414.9645
155 | 2503814.3636 | 1115399.7734
156 | 2503816.059 | 1115397.5868
157 | 2503789.5036 | 1115368.7376
158 | 2503822.4245 | 1115389.1523
159 | 2503829.8018 | 1115378.7671
160 | 2503817.3823 | 1115395.8801
161 | 2503816.665 | 1115396.8053
162 | 2503731.2669 | 1115308.4068
163 | 2503914.6975 | 1115412.6542
164 | 2503947.3129 | 1115450.6711
165 | 2504002.7687 | 1115617.5911
166 | 2504032.6852 | 1115623.658
167 | 2504002.6863 | 1115617.4198
168 | 2504039.0967 | 1115620.7682
169 | 2503989.7168 | 1115590.4509
170 | 2504045.5269 | 1115617.8701
171 | 2504096.2689 | 1115513.9455
172 | 2504106.4638 | 1115513.5593
173 | 2504071.6858 | 1115508.0336
174 | 2504116.7084 | 1115513.1713
175 | 2504074.556 | 1115540.0371
176 | 2504029.0759 | 1115572.3821
177 | 2504024.4759 | 1115574.4939
178 | 2504125.6967 | 1115530.8271
179 | 2504074.5657 | 1115540.0658
180 | 2504074.8663 | 1115540.9489
181 | 2503880.8379 | 1115684.598
182 | 2503882.9622 | 1115682.6714
183 | 2503837.5024 | 1115822.6409
184 | 2503863.0403 | 1115807.0175
185 | 2503862.5411 | 1115806.2139
186 | 2503892.0389 | 1115853.8413
187 | 2503854.5232 | 1115792.8414
188 | 2503888.5901 | 1115790.7772
189 | 2503921.0804 | 1115837.0402
190 | 2503891.7584 | 1115788.8997
191 | 2503936.8278 | 1115827.93
192 | 2503985.8386 | 1115702.8172
193 | 2503965.1127 | 1115691.5257
194 | 2503967.7213 | 1115681.7116
195 | 2503957.7236 | 1115670.6746
196 | 2503912.4347 | 1115669.2927
197 | 2503917.2785 | 1115659.6987
198 | 2503954.1199 | 1115665.9733
199 | 2503942.3097 | 1115824.7586
200 | 2503908.0013 | 1115779.2742
201 | 2503923.9823 | 1115769.8038
202 | 2503926.6778 | 1115768.2065
203 | 2503929.3781 | 1115766.6063
204 | 2503932.5994 | 1115764.6973
205 | 2503936.5311 | 1115762.3674
206 | 2504076.265 | 1115545.0577
207 | 2504085.6428 | 1115573.1993
208 | 2504076.2551 | 1115545.0285
209 | 2504086.0954 | 1115574.5625
210 | 2504086.111 | 1115574.6095
211 | 2504049.3844 | 1115616.1315
212 | 2504093.7319 | 1115597.2752
213 | 2504086.7945 | 1115576.6681
214 | 2504100.8742 | 1115618.5706
215 | 2504103.2593 | 1115625.7056
216 | 2503884.4261 | 1115681.3438
217 | 2504000.7669 | 1115793.7786
218 | 2504103.5467 | 1115626.5338
219 | 2504106.2937 | 1115634.4482
220 | 2504011.6742 | 1115580.3708
221 | 2504018.0664 | 1115577.4363
222 | 2503979.7832 | 1115567.2588
223 | 2503896.7147 | 1115661.1706

## line_std_types
| c_nf_per_km | r_ohm_per_km | x_ohm_per_km | max_i_ka | type | q_mm2 | alpha | voltage_rating
NAYY 4x50 SE | 210 | 0.642 | 0.083 | 0.142 | cs | 50 | 0.00403 | LV
NAYY 4x120 SE | 264 | 0.225 | 0.08 | 0.242 | cs | 120 | 0.00403 | LV
NAYY 4x150 SE | 261 | 0.208 | 0.08 | 0.27 | cs | 150 | 0.00403 | LV
NA2XS2Y 1x95 RM/25 12/20 kV | 216 | 0.313 | 0.132 | 0.252 | cs | 95 | 0.00403 | MV
NA2XS2Y 1x185 RM/25 12/20 kV | 273 | 0.161 | 0.117 | 0.362 | cs | 185 | 0.00403 | MV
NA2XS2Y 1x240 RM/25 12/20 kV | 304 | 0.122 | 0.112 | 0.421 | cs | 240 | 0.00403 | MV
NA2XS2Y 1x95 RM/25 6/10 kV | 315 | 0.313 | 0.123 | 0.249 | cs | 95 | 0.00403 | MV
NA2XS2Y 1x185 RM/25 6/10 kV | 406 | 0.161 | 0.11 | 0.358 | cs | 185 | 0.00403 | MV
NA2XS2Y 1x240 RM/25 6/10 kV | 456 | 0.122 | 0.105 | 0.416 | cs | 240 | 0.00403 | MV
NA2XS2Y 1x150 RM/25 12/20 kV | 250 | 0.206 | 0.116 | 0.319 | cs | 150 | 0.00403 | MV
NA2XS2Y 1x120 RM/25 12/20 kV | 230 | 0.253 | 0.119 | 0.283 | cs | 120 | 0.00403 | MV
NA2XS2Y 1x70 RM/25 12/20 kV | 190 | 0.443 | 0.132 | 0.22 | cs | 70 | 0.00403 | MV
NA2XS2Y 1x150 RM/25 6/10 kV | 360 | 0.206 | 0.11 | 0.315 | cs | 150 | 0.00403 | MV
NA2XS2Y 1x120 RM/25 6/10 kV | 340 | 0.253 | 0.113 | 0.28 | cs | 120 | 0.00403 | MV
NA2XS2Y 1x70 RM/25 6/10 kV | 280 | 0.443 | 0.123 | 0.217 | cs | 70 | 0.00403 | MV
N2XS(FL)2Y 1x120 RM/35 64/110 kV | 112 | 0.153 | 0.166 | 0.366 | cs | 120 | 0.00393 | HV
N2XS(FL)2Y 1x185 RM/35 64/110 kV | 125 | 0.099 | 0.156 | 0.457 | cs | 185 | 0.00393 | HV
N2XS(FL)2Y 1x240 RM/35 64/110 kV | 135 | 0.075 | 0.149 | 0.526 | cs | 240 | 0.00393 | HV
N2XS(FL)2Y 1x300 RM/35 64/110 kV | 144 | 0.06 | 0.144 | 0.588 | cs | 300 | 0.00393 | HV
15-AL1/3-ST1A 0.4 | 11 | 1.8769 | 0.35 | 0.105 | ol | 16 | 0.00403 | LV
24-AL1/4-ST1A 0.4 | 11.25 | 1.2012 | 0.335 | 0.14 | ol | 24 | 0.00403 | LV
48-AL1/8-ST1A 0.4 | 12.2 | 0.5939 | 0.3 | 0.21 | ol | 48 | 0.00403 | LV
94-AL1/15-ST1A 0.4 | 13.2 | 0.306 | 0.29 | 0.35 | ol | 94 | 0.00403 | LV
34-AL1/6-ST1A 10.0 | 9.7 | 0.8342 | 0.36 | 0.17 | ol | 34 | 0.00403 | MV
48-AL1/8-ST1A 10.0 | 10.1 | 0.5939 | 0.35 | 0.21 | ol | 48 | 0.00403 | MV
70-AL1/11-ST1A 10.0 | 10.4 | 0.4132 | 0.339 | 0.29 | ol | 70 | 0.00403 | MV
94-AL1/15-ST1A 10.0 | 10.75 | 0.306 | 0.33 | 0.35 | ol | 94 | 0.00403 | MV
122-AL1/20-ST1A 10.0 | 11.1 | 0.2376 | 0.323 | 0.41 | ol | 122 | 0.00403 | MV
149-AL1/24-ST1A 10.0 | 11.25 | 0.194 | 0.315 | 0.47 | ol | 149 | 0.00403 | MV
34-AL1/6-ST1A 20.0 | 9.15 | 0.8342 | 0.382 | 0.17 | ol | 34 | 0.00403 | MV
48-AL1/8-ST1A 20.0 | 9.5 | 0.5939 | 0.372 | 0.21 | ol | 48 | 0.00403 | MV
70-AL1/11-ST1A 20.0 | 9.7 | 0.4132 | 0.36 | 0.29 | ol | 70 | 0.00403 | MV
94-AL1/15-ST1A 20.0 | 10 | 0.306 | 0.35 | 0.35 | ol | 94 | 0.00403 | MV
122-AL1/20-ST1A 20.0 | 10.3 | 0.2376 | 0.344 | 0.41 | ol | 122 | 0.00403 | MV
149-AL1/24-ST1A 20.0 | 10.5 | 0.194 | 0.337 | 0.47 | ol | 149 | 0.00403 | MV
184-AL1/30-ST1A 20.0 | 10.75 | 0.1571 | 0.33 | 0.535 | ol | 184 | 0.00403 | MV
243-AL1/39-ST1A 20.0 | 11 | 0.1188 | 0.32 | 0.645 | ol | 243 | 0.00403 | MV
48-AL1/8-ST1A 110.0 | 8 | 0.5939 | 0.46 | 0.21 | ol | 48 | 0.00403 | HV
70-AL1/11-ST1A 110.0 | 8.4 | 0.4132 | 0.45 | 0.29 | ol | 70 | 0.00403 | HV
94-AL1/15-ST1A 110.0 | 8.65 | 0.306 | 0.44 | 0.35 | ol | 94 | 0.00403 | HV
122-AL1/20-ST1A 110.0 | 8.5 | 0.2376 | 0.43 | 0.41 | ol | 122 | 0.00403 | HV
149-AL1/24-ST1A 110.0 | 8.75 | 0.194 | 0.41 | 0.47 | ol | 149 | 0.00403 | HV
184-AL1/30-ST1A 110.0 | 8.8 | 0.1571 | 0.4 | 0.535 | ol | 184 | 0.00403 | HV
243-AL1/39-ST1A 110.0 | 9 | 0.1188 | 0.39 | 0.645 | ol | 243 | 0.00403 | HV
305-AL1/39-ST1A 110.0 | 9.2 | 0.0949 | 0.38 | 0.74 | ol | 305 | 0.00403 | HV
490-AL1/64-ST1A 110.0 | 9.75 | 0.059 | 0.37 | 0.96 | ol | 490 | 0.00403 | HV
679-AL1/86-ST1A 110.0 | 9.95 | 0.042 | 0.36 | 1.15 | ol | 679 | 0.00403 | HV
490-AL1/64-ST1A 220.0 | 10 | 0.059 | 0.285 | 0.96 | ol | 490 | 0.00403 | HV
679-AL1/86-ST1A 220.0 | 11.7 | 0.042 | 0.275 | 1.15 | ol | 679 | 0.00403 | HV
490-AL1/64-ST1A 380.0 | 11 | 0.059 | 0.253 | 0.96 | ol | 490 | 0.00403 | HV
679-AL1/86-ST1A 380.0 | 14.6 | 0.042 | 0.25 | 1.15 | ol | 679 | 0.00403 | HV

## trafo_std_types
| i0_percent | pfe_kw | vkr_percent | sn_mva | vn_lv_kv | vn_hv_kv | vk_percent | shift_degree | vector_group | tap_side | tap_neutral | tap_min | tap_max | tap_step_degree | tap_step_percent | tap_phase_shifter
160 MVA 380/110 kV | 0.06 | 60 | 0.25 | 160 | 110 | 380 | 12.2 | 0 | Yy0 | hv | 0 | -9 | 9 | 0 | 1.5 | FALSE
100 MVA 220/110 kV | 0.06 | 55 | 0.26 | 100 | 110 | 220 | 12 | 0 | Yy0 | hv | 0 | -9 | 9 | 0 | 1.5 | FALSE
63 MVA 110/20 kV | 0.04 | 22 | 0.32 | 63 | 20 | 110 | 18 | 150 | YNd5 | hv | 0 | -9 | 9 | 0 | 1.5 | FALSE
40 MVA 110/20 kV | 0.05 | 18 | 0.34 | 40 | 20 | 110 | 16.2 | 150 | YNd5 | hv | 0 | -9 | 9 | 0 | 1.5 | FALSE
25 MVA 110/20 kV | 0.07 | 14 | 0.41 | 25 | 20 | 110 | 12 | 150 | YNd5 | hv | 0 | -9 | 9 | 0 | 1.5 | FALSE
63 MVA 110/10 kV | 0.04 | 22 | 0.32 | 63 | 10 | 110 | 18 | 150 | YNd5 | hv | 0 | -9 | 9 | 0 | 1.5 | FALSE
40 MVA 110/10 kV | 0.05 | 18 | 0.34 | 40 | 10 | 110 | 16.2 | 150 | YNd5 | hv | 0 | -9 | 9 | 0 | 1.5 | FALSE
25 MVA 110/10 kV | 0.07 | 14 | 0.41 | 25 | 10 | 110 | 12 | 150 | YNd5 | hv | 0 | -9 | 9 | 0 | 1.5 | FALSE
0.25 MVA 20/0.4 kV | 0.32 | 0.8 | 1.44 | 0.25 | 0.4 | 20 | 6 | 150 | Yzn5 | hv | 0 | -2 | 2 | 0 | 2.5 | FALSE
0.4 MVA 20/0.4 kV | 0.3375 | 1.35 | 1.425 | 0.4 | 0.4 | 20 | 6 | 150 | Dyn5 | hv | 0 | -2 | 2 | 0 | 2.5 | FALSE
0.63 MVA 20/0.4 kV | 0.2619 | 1.65 | 1.206 | 0.63 | 0.4 | 20 | 6 | 150 | Dyn5 | hv | 0 | -2 | 2 | 0 | 2.5 | FALSE
0.25 MVA 10/0.4 kV | 0.24 | 0.6 | 1.2 | 0.25 | 0.4 | 10 | 4 | 150 | Dyn5 | hv | 0 | -2 | 2 | 0 | 2.5 | FALSE
0.4 MVA 10/0.4 kV | 0.2375 | 0.95 | 1.325 | 0.4 | 0.4 | 10 | 4 | 150 | Dyn5 | hv | 0 | -2 | 2 | 0 | 2.5 | FALSE
0.63 MVA 10/0.4 kV | 0.1873 | 1.18 | 1.0794 | 0.63 | 0.4 | 10 | 4 | 150 | Dyn5 | hv | 0 | -2 | 2 | 0 | 2.5 | FALSE

## trafo3w_std_types
| sn_hv_mva | sn_mv_mva | sn_lv_mva | vn_hv_kv | vn_mv_kv | vn_lv_kv | vk_hv_percent | vk_mv_percent | vk_lv_percent | vkr_hv_percent | vkr_mv_percent | vkr_lv_percent | pfe_kw | i0_percent | shift_mv_degree | shift_lv_degree | vector_group | tap_side | tap_neutral | tap_min | tap_max | tap_step_percent
63/25/38 MVA 110/20/10 kV | 63 | 25 | 38 | 110 | 20 | 10 | 10.4 | 10.4 | 10.4 | 0.28 | 0.32 | 0.35 | 35 | 0.89 | 0 | 0 | YN0yn0yn0 | hv | 0 | -10 | 10 | 1.2
63/25/38 MVA 110/10/10 kV | 63 | 25 | 38 | 110 | 10 | 10 | 10.4 | 10.4 | 10.4 | 0.28 | 0.32 | 0.35 | 35 | 0.89 | 0 | 0 | YN0yn0yn0 | hv | 0 | -10 | 10 | 1.2

## fuse_std_types
| fuse_type | i_rated_a | t_avg | t_min | t_total | x_avg | x_min | x_total
HV 100A | HV 100A | 100 | 0 | [10.0, 3.64, 0.854, 0.281, 0.1, 0.0531, 0.022, 0.01] | [10.0, 4.267, 1.21, 0.403, 0.1, 0.058, 0.022, 0.01] | 0 | [300.0, 350.0, 450.0, 550.0, 700.0, 850.0, 1200.0, 1752.0] | [600.0, 700.0, 900.0, 1150.0, 1665.0, 2000.0, 3000.0, 4313.0]
HV 10A | HV 10A | 10 | 0 | [10.0, 1675.0, 0.344, 0.156, 0.1, 0.0417, 0.0171, 0.01] | [10.0, 1.3, 0.3, 0.155, 0.1, 0.0555, 0.023, 0.01] | 0 | [30.0, 32.0, 35.0, 37.0, 39.0, 50.0, 70.0, 88.0] | [60.0, 70.0, 80.0, 87.0, 94.0, 110.0, 150.0, 216.0]
HV 125A | HV 125A | 125 | 0 | [10.0, 1.82, 0.344, 0.1, 0.0467, 0.0269, 0.01] | [10.0, 2.478, 0.426, 0.1, 0.0427, 0.0211, 0.01] | 0 | [375.0, 500.0, 700.0, 925.0, 1200.0, 1500.0, 2341.0] | [750.0, 1000.0, 1500.0, 2200.0, 3000.0, 4000.0, 5765.0]
HV 160A | HV 160A | 160 | 0 | [10.0, 4.15, 1.03, 0.198, 0.1, 0.051, 0.0172, 0.01] | [10.0, 2.3, 0.734, 0.274, 0.1, 0.046, 0.0177, 0.01] | 0 | [480.0, 550.0, 700.0, 1000.0, 1260.0, 1600.0, 2500.0, 3227.0] | [960.0, 1300.0, 1700.0, 2200.0, 2996.0, 4000.0, 6000.0, 7946.0]
HV 16A | HV 16A | 16 | 0 | [10.0, 0.352, 0.164, 0.1, 0.0649, 0.0342, 0.01] | [10.0, 2.34, 0.722, 0.181, 0.1, 0.055, 0.0296, 0.01] | 0 | [48.0, 60.0, 65.0, 71.0, 80.0, 100.0, 162.0] | [96.0, 110.0, 125.0, 150.0, 168.0, 200.0, 250.0, 398.0]
HV 200A | HV 200A | 200 | 0 | [10.0, 4.267, 1.21, 0.403, 0.1, 0.058, 0.022, 0.01] | [10.0, 3.73, 1.654, 0.328, 0.1, 0.0531, 0.019, 0.01] | 0 | [600.0, 700.0, 900.0, 1150.0, 1665.0, 2000.0, 3000.0, 4313.0] | [1200.0, 1500.0, 1800.0, 2700.0, 3960.0, 5000.0, 7500.0, 10620.0]
HV 20A | HV 20A | 20 | 0 | [10.0, 1.3, 0.3, 0.155, 0.1, 0.0555, 0.023, 0.01] | [10.0, 1.3, 0.161, 0.1, 0.0611, 0.0399, 0.0141, 0.01] | 0 | [60.0, 70.0, 80.0, 87.0, 94.0, 110.0, 150.0, 216.0] | [120.0, 150.0, 200.0, 223.0, 260.0, 300.0, 450.0, 532.0]
HV 25A | HV 25A | 25 | 0 | [10.0, 2.512, 0.833, 0.299, 0.1, 0.0372, 0.0223, 0.01] | [10.0, 3.125, 0.597, 0.198, 0.1, 0.0378, 0.022, 0.01] | 0 | [75.0, 82.0, 90.0, 100.0, 124.0, 170.0, 200.0, 289.0] | [150.0, 170.0, 210.0, 250.0, 294.0, 400.0, 500.0, 711.0]
HV 31.5A | HV 31.5A | 31.5 | 0 | [10.0, 2.34, 0.722, 0.181, 0.1, 0.055, 0.0296, 0.01] | [10.0, 2.84, 0.368, 0.164, 0.1, 0.0621, 0.0378, 0.0195, 0.01] | 0 | [95.0, 110.0, 125.0, 150.0, 165.0, 200.0, 250.0, 390.0] | [189.0, 220.0, 300.0, 350.0, 393.0, 450.0, 530.0, 700.0, 960.0]
HV 40A | HV 40A | 40 | 0 | [10.0, 1.3, 0.161, 0.1, 0.0611, 0.0399, 0.0141, 0.01] | [10.0, 2.05, 0.369, 0.198, 0.1, 0.051, 0.0298, 0.01] | 0 | [120.0, 150.0, 200.0, 223.0, 260.0, 300.0, 450.0, 532.0] | [240.0, 300.0, 400.0, 450.0, 530.0, 650.0, 800.0, 1311.0]
HV 50A | HV 50A | 50 | 0 | [10.0, 3.215, 0.597, 0.198, 0.1, 0.0378, 0.022, 0.01] | [10.0, 3.64, 0.854, 0.281, 0.1, 0.0531, 0.022, 0.01] | 0 | [150.0, 170.0, 210.0, 250.0, 294.0, 400.0, 500.0, 711.0] | [300.0, 350.0, 450.0, 550.0, 700.0, 850.0, 1200.0, 1752.0]
HV 6.3A | HV 6.3A | 6.3 | 0 | [10.0, 1.39, 0.344, 0.168, 0.1, 0.056, 0.0263, 0.01] | [10.0, 1.711, 0.516, 0.198, 0.1, 0.0634, 0.0303, 0.01] | 0 | [19.0, 19.5, 20.4, 20.8, 22.0, 25.0, 32.0, 48.0] | [38.0, 40.0, 43.0, 48.0, 53.0, 60.0, 75.0, 118.0]
HV 63A | HV 63A | 63 | 0 | [10.0, 2.84, 0.368, 0.164, 0.1, 0.0621, 0.0378, 0.0195, 0.01] | [10.0, 1.82, 0.344, 0.1, 0.0467, 0.0269, 0.01] | 0 | [189.0, 220.0, 300.0, 350.0, 393.0, 450.0, 530.0, 700.0, 961.0] | [378.0, 500.0, 700.0, 934.0, 1200.0, 1500.0, 2366.0]
HV 80A | HV 80A | 80 | 0 | [10.0, 2.05, 0.369, 0.198, 0.1, 0.051, 0.0298, 0.01] | [10.0, 4.15, 1.03, 0.198, 0.1, 0.051, 0.0172, 0.01] | 0 | [240.0, 300.0, 400.0, 450.0, 530.0, 650.0, 800.0, 1311.0] | [480.0, 550.0, 700.0, 1000.0, 1260.0, 1600.0, 2500.0, 3227.0]
Siemens NH-1-100 | Siemens NH-1-100 | 100 | [5400.0, 2000.0, 400.0, 20.0, 1.0, 0.2, 0.012, 0.004] | 0 | 0 | [150.0, 190.0, 250.0, 430.0, 900.0, 1250.0, 2700.0, 3600.0] | 0 | 0
Siemens NH-1-125 | Siemens NH-1-125 | 125 | [4800.0, 120.0, 7.0, 0.1, 0.004] | 0 | 0 | [180.0, 400.0, 740.0, 2000.0, 4250.0] | 0 | 0
Siemens NH-1-16 | Siemens NH-1-16 | 16 | [4000.0, 400.0, 2.0, 0.1, 0.04, 0.01] | 0 | 0 | [26.0, 35.0, 75.0, 150.0, 200.0, 300.0] | 0 | 0
Siemens NH-1-160 | Siemens NH-1-160 | 160 | [4800.0, 120.0, 7.0, 0.1, 0.004] | 0 | 0 | [210.0, 500.0, 900.0, 2300.0, 5000.0] | 0 | 0
Siemens NH-1-25 | Siemens NH-1-25 | 25 | [4000.0, 1000.0, 10.0, 0.2, 0.02, 0.01] | 0 | 0 | [40.0, 50.0, 100.0, 210.0, 400.0, 500.0] | 0 | 0
Siemens NH-1-50 | Siemens NH-1-50 | 50 | [4000.0, 40.0, 4.0, 1.0, 0.02, 0.01] | 0 | 0 | [86.0, 200.0, 300.0, 400.0, 1000.0, 1280.0] | 0 | 0
Siemens NH-1-63 | Siemens NH-1-63 | 63 | [4000.0, 100.0, 10.0, 2.0, 0.04, 0.01] | 0 | 0 | [100.0, 200.0, 300.0, 400.0, 1000.0, 1500.0] | 0 | 0
Siemens NH-1-80 | Siemens NH-1-80 | 80 | [4800.0, 120.0, 7.0, 0.1, 0.01] | 0 | 0 | [150.58, 250.0, 450.0, 1150.0, 2470.0] | 0 | 0
Siemens NH-2-1000 | Siemens NH-2-1000 | 1000 | [4800.0, 120.0, 7.0, 0.1, 0.004] | 0 | 0 | [1900.0, 3500.0, 8400.0, 24000.0, 52000.0] | 0 | 0
Siemens NH-2-200 | Siemens NH-2-200 | 200 | [4800.0, 120.0, 7.0, 0.1, 0.004] | 0 | 0 | [280.0, 650.0, 1200.0, 3000.0, 7000.0] | 0 | 0
Siemens NH-2-224 | Siemens NH-2-224 | 224 | [4800.0, 120.0, 7.0, 0.2, 0.04, 0.004] | 0 | 0 | [400.0, 750.0, 1453.0, 3025.0, 4315.0, 7600.0] | 0 | 0
Siemens NH-2-250 | Siemens NH-2-250 | 250 | [4800.0, 120.0, 7.0, 0.1, 0.004] | 0 | 0 | [450.0, 800.0, 1650.0, 4000.0, 8500.0] | 0 | 0
Siemens NH-2-315 | Siemens NH-2-315 | 315 | [4800.0, 120.0, 7.0, 0.1, 0.004] | 0 | 0 | [550.0, 920.0, 1900.0, 5000.0, 11000.0] | 0 | 0
Siemens NH-2-355 | Siemens NH-2-355 | 355 | [4800.0, 120.0, 6.0, 0.1, 0.004] | 0 | 0 | [650.0, 1116.27, 2350.0, 5840.0, 12790.0] | 0 | 0
Siemens NH-2-400 | Siemens NH-2-400 | 400 | [4800.0, 120.0, 7.0, 0.1, 0.004] | 0 | 0 | [720.0, 1350.0, 2800.0, 6500.0, 15000.0] | 0 | 0
Siemens NH-2-425 | Siemens NH-2-425 | 425 | [4800.0, 120.0, 7.0, 0.1, 0.004] | 0 | 0 | [850.0, 1500.0, 3050.0, 7500.0, 16500.0] | 0 | 0
Siemens NH-2-630 | Siemens NH-2-630 | 630 | [4800.0, 120.0, 7.0, 0.1, 0.004] | 0 | 0 | [1200.0, 2000.0, 4800.0, 12000.0, 26000.0] | 0 | 0

## dtypes
| element | column | dtype
0 | bus | name | object
1 | bus | vn_kv | float64
2 | bus | type | object
3 | bus | zone | object
4 | bus | in_service | bool
5 | load | name | object
6 | load | bus | uint32
7 | load | p_mw | float64
8 | load | q_mvar | float64
9 | load | const_z_percent | float64
10 | load | const_i_percent | float64
11 | load | sn_mva | float64
12 | load | scaling | float64
13 | load | in_service | bool
14 | load | type | object
15 | ext_grid | name | object
16 | ext_grid | bus | uint32
17 | ext_grid | vm_pu | float64
18 | ext_grid | va_degree | float64
19 | ext_grid | slack_weight | float64
20 | ext_grid | in_service | bool
21 | line | name | object
22 | line | std_type | object
23 | line | from_bus | uint32
24 | line | to_bus | uint32
25 | line | length_km | float64
26 | line | r_ohm_per_km | float64
27 | line | x_ohm_per_km | float64
28 | line | c_nf_per_km | float64
29 | line | g_us_per_km | float64
30 | line | max_i_ka | float64
31 | line | df | float64
32 | line | parallel | uint32
33 | line | type | object
34 | line | in_service | bool
35 | trafo | name | object
36 | trafo | std_type | object
37 | trafo | hv_bus | uint32
38 | trafo | lv_bus | uint32
39 | trafo | sn_mva | float64
40 | trafo | vn_hv_kv | float64
41 | trafo | vn_lv_kv | float64
42 | trafo | vk_percent | float64
43 | trafo | vkr_percent | float64
44 | trafo | pfe_kw | float64
45 | trafo | i0_percent | float64
46 | trafo | shift_degree | float64
47 | trafo | tap_side | object
48 | trafo | tap_neutral | int32
49 | trafo | tap_min | int32
50 | trafo | tap_max | int32
51 | trafo | tap_step_percent | float64
52 | trafo | tap_step_degree | float64
53 | trafo | tap_pos | int32
54 | trafo | tap_phase_shifter | bool
55 | trafo | parallel | uint32
56 | trafo | df | float64
57 | trafo | in_service | bool
58 | line_geodata | coords | object
59 | bus_geodata | x | float64
60 | bus_geodata | y | float64
61 | bus_geodata | coords | object

## parameters
| version | format_version | converged | OPF_converged | name | f_hz | sn_mva
0 | 2.14.6 | 2.14.0 | FALSE | FALSE |  | 50 | 1