## bus
| name | vn_kv | type | zone | in_service
0 | bus_LV_6640-15_0_4_node_0 | 0.4 | n |  | TRUE
1 | bus_LV_6640-15_0_4_node_1 | 0.4 | n |  | TRUE
2 | bus_LV_6640-15_0_4_node_2 | 0.4 | n |  | TRUE
3 | bus_LV_6640-15_0_4_node_3 | 0.4 | n |  | TRUE
4 | bus_LV_6640-15_0_4_node_4 | 0.4 | n |  | TRUE
5 | bus_LV_6640-15_0_4_node_5 | 0.4 | n |  | TRUE
6 | bus_LV_6640-15_0_4_node_74 | 0.4 | n |  | TRUE
7 | bus_LV_6640-15_0_4_node_75 | 0.4 | n |  | TRUE
8 | bus_LV_6640-15_0_4_node_72 | 0.4 | n |  | TRUE
9 | bus_LV_6640-15_0_4_node_6 | 0.4 | n |  | TRUE
10 | bus_LV_6640-15_0_4_node_7 | 0.4 | n |  | TRUE
11 | bus_LV_6640-15_0_4_node_8 | 0.4 | n |  | TRUE
12 | bus_LV_6640-15_0_4_node_9 | 0.4 | n |  | TRUE
13 | bus_LV_6640-15_0_4_node_10 | 0.4 | n |  | TRUE
14 | bus_LV_6640-15_0_4_node_11 | 0.4 | n |  | TRUE
15 | bus_LV_6640-15_0_4_node_12 | 0.4 | n |  | TRUE
16 | bus_LV_6640-15_0_4_node_13 | 0.4 | n |  | TRUE
17 | bus_LV_6640-15_0_4_node_14 | 0.4 | n |  | TRUE
18 | bus_LV_6640-15_0_4_node_15 | 0.4 | n |  | TRUE
19 | bus_LV_6640-15_0_4_node_18 | 0.4 | n |  | TRUE
20 | bus_LV_6640-15_0_4_node_19 | 0.4 | n |  | TRUE
21 | bus_LV_6640-15_0_4_node_16 | 0.4 | n |  | TRUE
22 | bus_LV_6640-15_0_4_node_17 | 0.4 | n |  | TRUE
23 | bus_LV_6640-15_0_4_node_62 | 0.4 | n |  | TRUE
24 | bus_LV_6640-15_0_4_node_23 | 0.4 | n |  | TRUE
25 | bus_LV_6640-15_0_4_node_20 | 0.4 | n |  | TRUE
26 | bus_LV_6640-15_0_4_node_55 | 0.4 | n |  | TRUE
27 | bus_LV_6640-15_0_4_node_65 | 0.4 | n |  | TRUE
28 | bus_LV_6640-15_0_4_node_57 | 0.4 | n |  | TRUE
29 | bus_LV_6640-15_0_4_node_53 | 0.4 | n |  | TRUE
30 | bus_LV_6640-15_0_4_node_64 | 0.4 | n |  | TRUE
31 | bus_LV_6640-15_0_4_node_63 | 0.4 | n |  | TRUE
32 | bus_LV_6640-15_0_4_node_21 | 0.4 | n |  | TRUE
33 | bus_LV_6640-15_0_4_node_22 | 0.4 | n |  | TRUE
34 | bus_LV_6640-15_0_4_node_24 | 0.4 | n |  | TRUE
35 | bus_LV_6640-15_0_4_node_25 | 0.4 | n |  | TRUE
36 | bus_LV_6640-15_0_4_node_52 | 0.4 | n |  | TRUE
37 | bus_LV_6640-15_0_4_node_61 | 0.4 | n |  | TRUE
38 | bus_LV_6640-15_0_4_node_26 | 0.4 | n |  | TRUE
39 | bus_LV_6640-15_0_4_node_27 | 0.4 | n |  | TRUE
40 | bus_LV_6640-15_0_4_node_30 | 0.4 | n |  | TRUE
41 | bus_LV_6640-15_0_4_node_29 | 0.4 | n |  | TRUE
42 | bus_LV_6640-15_0_4_node_50 | 0.4 | n |  | TRUE
43 | bus_LV_6640-15_0_4_node_51 | 0.4 | n |  | TRUE
44 | bus_LV_6640-15_0_4_node_31 | 0.4 | n |  | TRUE
45 | bus_LV_6640-15_0_4_node_32 | 0.4 | n |  | TRUE
46 | bus_LV_6640-15_0_4_node_148 | 0.4 | n |  | TRUE
47 | bus_LV_6640-15_0_4_node_147 | 0.4 | n |  | TRUE
48 | bus_LV_6640-15_0_4_node_33 | 0.4 | n |  | TRUE
49 | bus_LV_6640-15_0_4_node_35 | 0.4 | n |  | TRUE
50 | bus_LV_6640-15_0_4_node_49 | 0.4 | n |  | TRUE
51 | bus_LV_6640-15_0_4_node_171 | 0.4 | n |  | TRUE
52 | bus_LV_6640-15_0_4_node_34 | 0.4 | n |  | TRUE
53 | bus_LV_6640-15_0_4_node_175 | 0.4 | n |  | TRUE
54 | bus_LV_6640-15_0_4_node_173 | 0.4 | n |  | TRUE
55 | bus_LV_6640-15_0_4_node_37 | 0.4 | n |  | TRUE
56 | bus_LV_6640-15_0_4_node_36 | 0.4 | n |  | TRUE
57 | bus_LV_6640-15_0_4_node_166 | 0.4 | n |  | TRUE
58 | bus_LV_6640-15_0_4_node_127 | 0.4 | n |  | TRUE
59 | bus_LV_6640-15_0_4_node_176 | 0.4 | n |  | TRUE
60 | bus_LV_6640-15_0_4_node_39 | 0.4 | n |  | TRUE
61 | bus_LV_6640-15_0_4_node_174 | 0.4 | n |  | TRUE
62 | bus_LV_6640-15_0_4_node_40 | 0.4 | n |  | TRUE
63 | bus_LV_6640-15_0_4_node_76 | 0.4 | n |  | TRUE
64 | bus_LV_6640-15_0_4_node_169 | 0.4 | n |  | TRUE
65 | bus_LV_6640-15_0_4_node_41 | 0.4 | n |  | TRUE
66 | bus_LV_6640-15_0_4_node_180 | 0.4 | n |  | TRUE
67 | bus_LV_6640-15_0_4_node_43 | 0.4 | n |  | TRUE
68 | bus_LV_6640-15_0_4_node_44 | 0.4 | n |  | TRUE
69 | bus_LV_6640-15_0_4_node_42 | 0.4 | n |  | TRUE
70 | bus_LV_6640-15_0_4_node_45 | 0.4 | n |  | TRUE
71 | bus_LV_6640-15_0_4_node_157 | 0.4 | n |  | TRUE
72 | bus_LV_6640-15_0_4_node_105 | 0.4 | n |  | TRUE
73 | bus_LV_6640-15_0_4_node_101 | 0.4 | n |  | TRUE
74 | bus_LV_6640-15_0_4_node_146 | 0.4 | n |  | TRUE
75 | bus_LV_6640-15_0_4_node_145 | 0.4 | n |  | TRUE
76 | bus_LV_6640-15_0_4_node_47 | 0.4 | n |  | TRUE
77 | bus_LV_6640-15_0_4_node_163 | 0.4 | n |  | TRUE
78 | bus_LV_6640-15_0_4_node_46 | 0.4 | n |  | TRUE
79 | bus_LV_6640-15_0_4_node_155 | 0.4 | n |  | TRUE
80 | bus_LV_6640-15_0_4_node_152 | 0.4 | n |  | TRUE
81 | bus_LV_6640-15_0_4_node_88 | 0.4 | n |  | TRUE
82 | bus_LV_6640-15_0_4_node_48 | 0.4 | n |  | TRUE
83 | bus_LV_6640-15_0_4_node_170 | 0.4 | n |  | TRUE
84 | bus_LV_6640-15_0_4_node_134 | 0.4 | n |  | TRUE
85 | bus_LV_6640-15_0_4_node_131 | 0.4 | n |  | TRUE
86 | bus_LV_6640-15_0_4_node_149 | 0.4 | n |  | TRUE
87 | bus_LV_6640-15_0_4_node_177 | 0.4 | n |  | TRUE
88 | bus_LV_6640-15_0_4_node_130 | 0.4 | n |  | TRUE
89 | bus_LV_6640-15_0_4_node_165 | 0.4 | n |  | TRUE
90 | bus_LV_6640-15_0_4_node_125 | 0.4 | n |  | TRUE
91 | bus_LV_6640-15_0_4_node_143 | 0.4 | n |  | TRUE
92 | bus_LV_6640-15_0_4_node_141 | 0.4 | n |  | TRUE
93 | bus_LV_6640-15_0_4_node_181 | 0.4 | n |  | TRUE
94 | bus_LV_6640-15_0_4_node_99 | 0.4 | n |  | TRUE
95 | bus_LV_6640-15_0_4_node_144 | 0.4 | n |  | TRUE
96 | bus_LV_6640-15_0_4_node_96 | 0.4 | n |  | TRUE
97 | bus_LV_6640-15_0_4_node_150 | 0.4 | n |  | TRUE
98 | bus_LV_6640-15_0_4_node_164 | 0.4 | n |  | TRUE
99 | bus_LV_6640-15_0_4_node_172 | 0.4 | n |  | TRUE
100 | bus_LV_6640-15_0_4_node_86 | 0.4 | n |  | TRUE
101 | bus_LV_6640-15_0_4_node_132 | 0.4 | n |  | TRUE
102 | bus_LV_6640-15_0_4_node_60 | 0.4 | n |  | TRUE
103 | bus_LV_6640-15_0_4_node_54 | 0.4 | n |  | TRUE
104 | bus_LV_6640-15_0_4_node_56 | 0.4 | n |  | TRUE
105 | bus_LV_6640-15_0_4_node_58 | 0.4 | n |  | TRUE
106 | bus_LV_6640-15_0_4_node_59 | 0.4 | n |  | TRUE
107 | bus_LV_6640-15_0_4_node_80 | 0.4 | n |  | TRUE
108 | bus_LV_6640-15_0_4_node_81 | 0.4 | n |  | TRUE
109 | bus_LV_6640-15_0_4_node_79 | 0.4 | n |  | TRUE
110 | bus_LV_6640-15_0_4_node_66 | 0.4 | n |  | TRUE
111 | bus_LV_6640-15_0_4_node_67 | 0.4 | n |  | TRUE
112 | bus_LV_6640-15_0_4_node_68 | 0.4 | n |  | TRUE
113 | bus_LV_6640-15_0_4_node_69 | 0.4 | n |  | TRUE
114 | bus_LV_6640-15_0_4_node_70 | 0.4 | n |  | TRUE
115 | bus_LV_6640-15_0_4_node_78 | 0.4 | n |  | TRUE
116 | bus_LV_6640-15_0_4_node_83 | 0.4 | n |  | TRUE
117 | bus_LV_6640-15_0_4_node_71 | 0.4 | n |  | TRUE
118 | bus_LV_6640-15_0_4_node_73 | 0.4 | n |  | TRUE
119 | bus_LV_6640-15_0_4_node_77 | 0.4 | n |  | TRUE
120 | bus_LV_6640-15_0_4_node_107 | 0.4 | n |  | TRUE
121 | bus_LV_6640-15_0_4_node_108 | 0.4 | n |  | TRUE
122 | bus_LV_6640-15_0_4_node_140 | 0.4 | n |  | TRUE
123 | bus_LV_6640-15_0_4_node_82 | 0.4 | n |  | TRUE
124 | bus_LV_6640-15_0_4_node_158 | 0.4 | n |  | TRUE
125 | bus_LV_6640-15_0_4_node_122 | 0.4 | n |  | TRUE
126 | bus_LV_6640-15_0_4_node_139 | 0.4 | n |  | TRUE
127 | bus_LV_6640-15_0_4_node_84 | 0.4 | n |  | TRUE
128 | bus_LV_6640-15_0_4_node_85 | 0.4 | n |  | TRUE
129 | bus_LV_6640-15_0_4_node_87 | 0.4 | n |  | TRUE
130 | bus_LV_6640-15_0_4_node_89 | 0.4 | n |  | TRUE
131 | bus_LV_6640-15_0_4_node_156 | 0.4 | n |  | TRUE
132 | bus_LV_6640-15_0_4_node_90 | 0.4 | n |  | TRUE
133 | bus_LV_6640-15_0_4_node_91 | 0.4 | n |  | TRUE
134 | bus_LV_6640-15_0_4_node_92 | 0.4 | n |  | TRUE
135 | bus_LV_6640-15_0_4_node_93 | 0.4 | n |  | TRUE
136 | bus_LV_6640-15_0_4_node_95 | 0.4 | n |  | TRUE
137 | bus_LV_6640-15_0_4_node_94 | 0.4 | n |  | TRUE
138 | bus_LV_6640-15_0_4_node_97 | 0.4 | n |  | TRUE
139 | bus_LV_6640-15_0_4_node_179 | 0.4 | n |  | TRUE
140 | bus_LV_6640-15_0_4_node_129 | 0.4 | n |  | TRUE
141 | bus_LV_6640-15_0_4_node_100 | 0.4 | n |  | TRUE
142 | bus_LV_6640-15_0_4_node_102 | 0.4 | n |  | TRUE
143 | bus_LV_6640-15_0_4_node_104 | 0.4 | n |  | TRUE
144 | bus_LV_6640-15_0_4_node_103 | 0.4 | n |  | TRUE
145 | bus_LV_6640-15_0_4_node_106 | 0.4 | n |  | TRUE
146 | bus_LV_6640-15_0_4_node_110 | 0.4 | n |  | TRUE
147 | bus_LV_6640-15_0_4_node_133 | 0.4 | n |  | TRUE
148 | bus_LV_6640-15_0_4_node_111 | 0.4 | n |  | TRUE
149 | bus_LV_6640-15_0_4_node_136 | 0.4 | n |  | TRUE
150 | bus_LV_6640-15_0_4_node_109 | 0.4 | n |  | TRUE
151 | bus_LV_6640-15_0_4_node_112 | 0.4 | n |  | TRUE
152 | bus_LV_6640-15_0_4_node_116 | 0.4 | n |  | TRUE
153 | bus_LV_6640-15_0_4_node_120 | 0.4 | n |  | TRUE
154 | bus_LV_6640-15_0_4_node_114 | 0.4 | n |  | TRUE
155 | bus_LV_6640-15_0_4_node_113 | 0.4 | n |  | TRUE
156 | bus_LV_6640-15_0_4_node_115 | 0.4 | n |  | TRUE
157 | bus_LV_6640-15_0_4_node_117 | 0.4 | n |  | TRUE
158 | bus_LV_6640-15_0_4_node_118 | 0.4 | n |  | TRUE
159 | bus_LV_6640-15_0_4_node_119 | 0.4 | n |  | TRUE
160 | bus_LV_6640-15_0_4_node_121 | 0.4 | n |  | TRUE
161 | bus_LV_6640-15_0_4_node_161 | 0.4 | n |  | TRUE
162 | bus_LV_6640-15_0_4_node_159 | 0.4 | n |  | TRUE
163 | bus_LV_6640-15_0_4_node_135 | 0.4 | n |  | TRUE
164 | bus_LV_6640-15_0_4_node_162 | 0.4 | n |  | TRUE
165 | bus_LV_6640-15_0_4_node_160 | 0.4 | n |  | TRUE
166 | bus_LV_6640-15_0_4_node_123 | 0.4 | n |  | TRUE
167 | bus_LV_6640-15_0_4_node_124 | 0.4 | n |  | TRUE
168 | bus_LV_6640-15_0_4_node_126 | 0.4 | n |  | TRUE
169 | bus_LV_6640-15_0_4_node_128 | 0.4 | n |  | TRUE
170 | bus_LV_6640-15_0_4_node_137 | 0.4 | n |  | TRUE
171 | bus_LV_6640-15_0_4_node_138 | 0.4 | n |  | TRUE
172 | bus_LV_6640-15_0_4_node_142 | 0.4 | n |  | TRUE
173 | bus_LV_6640-15_0_4_node_151 | 0.4 | n |  | TRUE
174 | bus_LV_6640-15_0_4_node_153 | 0.4 | n |  | TRUE
175 | bus_LV_6640-15_0_4_node_154 | 0.4 | n |  | TRUE
176 | bus_LV_6640-15_0_4_node_178 | 0.4 | n |  | TRUE
177 | bus_LV_6640-15_0_4_node_167 | 0.4 | n |  | TRUE
178 | bus_LV_6640-15_0_4_node_168 | 0.4 | n |  | TRUE
179 | bus_MV_459_1_node_83 | 20 | n |  | TRUE

## load
| name | bus | p_mw | q_mvar | const_z_percent | const_i_percent | sn_mva | scaling | in_service | type
0 | LV_6640-15_0_4_load_0 | 0 | 0.0024298 | 0.00060896 | 0 | 0 |  | 1 | TRUE | wye
1 | LV_6640-15_0_4_load_1 | 1 | 0.00075093 | 0.0001882 | 0 | 0 |  | 1 | TRUE | wye
2 | LV_6640-15_0_4_load_2 | 2 | 0.0018079 | 0.00045309 | 0 | 0 |  | 1 | TRUE | wye
3 | LV_6640-15_0_4_load_3 | 3 | 0.00091099 | 0.00022832 | 0 | 0 |  | 1 | TRUE | wye
4 | LV_6640-15_0_4_load_4 | 4 | 0.00090901 | 0.00022782 | 0 | 0 |  | 1 | TRUE | wye
5 | LV_6640-15_0_4_load_5 | 5 | 0.00070169 | 0.00017586 | 0 | 0 |  | 1 | TRUE | wye
6 | LV_6640-15_0_4_load_6 | 9 | 0.0017227 | 0.00043176 | 0 | 0 |  | 1 | TRUE | wye
7 | LV_6640-15_0_4_load_7 | 10 | 0.00078726 | 0.00019731 | 0 | 0 |  | 1 | TRUE | wye
8 | LV_6640-15_0_4_load_8 | 11 | 0.002278 | 0.00057091 | 0 | 0 |  | 1 | TRUE | wye
9 | LV_6640-15_0_4_load_9 | 12 | 0.0017938 | 0.00044956 | 0 | 0 |  | 1 | TRUE | wye
10 | LV_6640-15_0_4_load_12 | 15 | 0.0007963 | 0.00019957 | 0 | 0 |  | 1 | TRUE | wye
11 | LV_6640-15_0_4_load_13 | 16 | 0.001344 | 0.00033684 | 0 | 0 |  | 1 | TRUE | wye
12 | LV_6640-15_0_4_load_14 | 17 | 0.0022821 | 0.00057196 | 0 | 0 |  | 1 | TRUE | wye
13 | LV_6640-15_0_4_load_15 | 18 | 0.0015734 | 0.00039433 | 0 | 0 |  | 1 | TRUE | wye
14 | LV_6640-15_0_4_load_18 | 19 | 0.00082686 | 0.00020723 | 0 | 0 |  | 1 | TRUE | wye
15 | LV_6640-15_0_4_load_16 | 21 | 0.00124 | 0.00031078 | 0 | 0 |  | 1 | TRUE | wye
16 | LV_6640-15_0_4_load_17 | 22 | 0.001596 | 0.00039999 | 0 | 0 |  | 1 | TRUE | wye
17 | LV_6640-15_0_4_load_62 | 23 | 0.0018933 | 0.0004745 | 0 | 0 |  | 1 | TRUE | wye
18 | LV_6640-15_0_4_load_23 | 24 | 0.0012335 | 0.00030914 | 0 | 0 |  | 1 | TRUE | wye
19 | LV_6640-15_0_4_load_20 | 25 | 0.0041984 | 0.0010522 | 0 | 0 |  | 1 | TRUE | wye
20 | LV_6640-15_0_4_load_65 | 27 | 0.0016016 | 0.0004014 | 0 | 0 |  | 1 | TRUE | wye
21 | LV_6640-15_0_4_load_57 | 28 | 0.0015486 | 0.00038812 | 0 | 0 |  | 1 | TRUE | wye
22 | LV_6640-15_0_4_load_53 | 29 | 0.00078267 | 0.00019616 | 0 | 0 |  | 1 | TRUE | wye
23 | LV_6640-15_0_4_load_64 | 30 | 0.001328 | 0.00033282 | 0 | 0 |  | 1 | TRUE | wye
24 | LV_6640-15_0_4_load_63 | 31 | 0.0017914 | 0.00044897 | 0 | 0 |  | 1 | TRUE | wye
25 | LV_6640-15_0_4_load_21 | 32 | 0.0047779 | 0.0011975 | 0 | 0 |  | 1 | TRUE | wye
26 | LV_6640-15_0_4_load_22 | 33 | 0.0014248 | 0.0003571 | 0 | 0 |  | 1 | TRUE | wye
27 | LV_6640-15_0_4_load_24 | 34 | 0.0014209 | 0.00035612 | 0 | 0 |  | 1 | TRUE | wye
28 | LV_6640-15_0_4_load_25 | 35 | 0.0010599 | 0.00026564 | 0 | 0 |  | 1 | TRUE | wye
29 | LV_6640-15_0_4_load_52 | 36 | 0.00099381 | 0.00024907 | 0 | 0 |  | 1 | TRUE | wye
30 | LV_6640-15_0_4_load_61 | 37 | 0.0010126 | 0.00025379 | 0 | 0 |  | 1 | TRUE | wye
31 | LV_6640-15_0_4_load_26 | 38 | 0.0027697 | 0.00069415 | 0 | 0 |  | 1 | TRUE | wye
32 | LV_6640-15_0_4_load_30 | 40 | 0.0030821 | 0.00077244 | 0 | 0 |  | 1 | TRUE | wye
33 | LV_6640-15_0_4_load_51 | 43 | 0.0064159 | 0.001608 | 0 | 0 |  | 1 | TRUE | wye
34 | LV_6640-15_0_4_load_148 | 46 | 0.0032541 | 0.00081555 | 0 | 0 |  | 1 | TRUE | wye
35 | LV_6640-15_0_4_load_147 | 47 | 0.0028906 | 0.00072446 | 0 | 0 |  | 1 | TRUE | wye
36 | LV_6640-15_0_4_load_171 | 51 | 0.0025198 | 0.00063151 | 0 | 0 |  | 1 | TRUE | wye
37 | LV_6640-15_0_4_load_173 | 54 | 0.0004343 | 0.00010885 | 0 | 0 |  | 1 | TRUE | wye
38 | LV_6640-15_0_4_load_166 | 57 | 0.0010532 | 0.00026395 | 0 | 0 |  | 1 | TRUE | wye
39 | LV_6640-15_0_4_load_127 | 58 | 0.002395 | 0.00060025 | 0 | 0 |  | 1 | TRUE | wye
40 | LV_6640-15_0_4_load_176 | 59 | 0.045762 | 0.011469 | 0 | 0 |  | 1 | TRUE | wye
41 | LV_6640-15_0_4_load_174 | 61 | 0.03685 | 0.0092356 | 0 | 0 |  | 1 | TRUE | wye
42 | LV_6640-15_0_4_load_76 | 63 | 0.029554 | 0.007407 | 0 | 0 |  | 1 | TRUE | wye
43 | LV_6640-15_0_4_load_169 | 64 | 0.0095776 | 0.0024004 | 0 | 0 |  | 1 | TRUE | wye
44 | LV_6640-15_0_4_load_180 | 66 | 0.0012362 | 0.00030981 | 0 | 0 |  | 1 | TRUE | wye
45 | LV_6640-15_0_4_load_157 | 71 | 0.00032946 | 8.2571e-05 | 0 | 0 |  | 1 | TRUE | wye
46 | LV_6640-15_0_4_load_105 | 72 | 0.0035256 | 0.0008836 | 0 | 0 |  | 1 | TRUE | wye
47 | LV_6640-15_0_4_load_146 | 74 | 0.0012273 | 0.00030759 | 0 | 0 |  | 1 | TRUE | wye
48 | LV_6640-15_0_4_load_145 | 75 | 0.0015941 | 0.00039952 | 0 | 0 |  | 1 | TRUE | wye
49 | LV_6640-15_0_4_load_163 | 77 | 0.00049089 | 0.00012303 | 0 | 0 |  | 1 | TRUE | wye
50 | LV_6640-15_0_4_load_155 | 79 | 0.00046854 | 0.00011743 | 0 | 0 |  | 1 | TRUE | wye
51 | LV_6640-15_0_4_load_152 | 80 | 0.0015704 | 0.00039358 | 0 | 0 |  | 1 | TRUE | wye
52 | LV_6640-15_0_4_load_88 | 81 | 0.00075719 | 0.00018977 | 0 | 0 |  | 1 | TRUE | wye
53 | LV_6640-15_0_4_load_170 | 83 | 0.0020477 | 0.00051319 | 0 | 0 |  | 1 | TRUE | wye
54 | LV_6640-15_0_4_load_134 | 84 | 0.0024999 | 0.00062652 | 0 | 0 |  | 1 | TRUE | wye
55 | LV_6640-15_0_4_load_131 | 85 | 0.0037468 | 0.00093904 | 0 | 0 |  | 1 | TRUE | wye
56 | LV_6640-15_0_4_load_149 | 86 | 0.0016256 | 0.00040742 | 0 | 0 |  | 1 | TRUE | wye
57 | LV_6640-15_0_4_load_177 | 87 | 0.0020202 | 0.00050631 | 0 | 0 |  | 1 | TRUE | wye
58 | LV_6640-15_0_4_load_165 | 89 | 0.0013736 | 0.00034425 | 0 | 0 |  | 1 | TRUE | wye
59 | LV_6640-15_0_4_load_143 | 91 | 0.0037315 | 0.0009352 | 0 | 0 |  | 1 | TRUE | wye
60 | LV_6640-15_0_4_load_141 | 92 | 0.00197 | 0.00049373 | 0 | 0 |  | 1 | TRUE | wye
61 | LV_6640-15_0_4_load_181 | 93 | 0.00045298 | 0.00011353 | 0 | 0 |  | 1 | TRUE | wye
62 | LV_6640-15_0_4_load_99 | 94 | 0.002217 | 0.00055563 | 0 | 0 |  | 1 | TRUE | wye
63 | LV_6640-15_0_4_load_144 | 95 | 0.0015044 | 0.00037703 | 0 | 0 |  | 1 | TRUE | wye
64 | LV_6640-15_0_4_load_96 | 96 | 0.0012461 | 0.00031231 | 0 | 0 |  | 1 | TRUE | wye
65 | LV_6640-15_0_4_load_150 | 97 | 0.0020848 | 0.00052249 | 0 | 0 |  | 1 | TRUE | wye
66 | LV_6640-15_0_4_load_164 | 98 | 0.0006046 | 0.00015153 | 0 | 0 |  | 1 | TRUE | wye
67 | LV_6640-15_0_4_load_172 | 99 | 0.0010929 | 0.00027391 | 0 | 0 |  | 1 | TRUE | wye
68 | LV_6640-15_0_4_load_86 | 100 | 0.00031574 | 7.9131e-05 | 0 | 0 |  | 1 | TRUE | wye
69 | LV_6640-15_0_4_load_132 | 101 | 0.0029483 | 0.00073891 | 0 | 0 |  | 1 | TRUE | wye
70 | LV_6640-15_0_4_load_60 | 102 | 0.00095104 | 0.00023835 | 0 | 0 |  | 1 | TRUE | wye
71 | LV_6640-15_0_4_load_54 | 103 | 0.0012294 | 0.00030812 | 0 | 0 |  | 1 | TRUE | wye
72 | LV_6640-15_0_4_load_56 | 104 | 0.00055451 | 0.00013897 | 0 | 0 |  | 1 | TRUE | wye
73 | LV_6640-15_0_4_load_58 | 105 | 0.00088862 | 0.00022271 | 0 | 0 |  | 1 | TRUE | wye
74 | LV_6640-15_0_4_load_59 | 106 | 0.0021488 | 0.00053854 | 0 | 0 |  | 1 | TRUE | wye
75 | LV_6640-15_0_4_load_80 | 107 | 0.0012744 | 0.0003194 | 0 | 0 |  | 1 | TRUE | wye
76 | LV_6640-15_0_4_load_81 | 108 | 0.0011321 | 0.00028374 | 0 | 0 |  | 1 | TRUE | wye
77 | LV_6640-15_0_4_load_79 | 109 | 0.00083753 | 0.00020991 | 0 | 0 |  | 1 | TRUE | wye
78 | LV_6640-15_0_4_load_66 | 110 | 0.0023446 | 0.00058762 | 0 | 0 |  | 1 | TRUE | wye
79 | LV_6640-15_0_4_load_67 | 111 | 0.0013536 | 0.00033924 | 0 | 0 |  | 1 | TRUE | wye
80 | LV_6640-15_0_4_load_68 | 112 | 0.001812 | 0.00045412 | 0 | 0 |  | 1 | TRUE | wye
81 | LV_6640-15_0_4_load_69 | 113 | 0.0021194 | 0.00053118 | 0 | 0 |  | 1 | TRUE | wye
82 | LV_6640-15_0_4_load_70 | 114 | 0.0021566 | 0.00054049 | 0 | 0 |  | 1 | TRUE | wye
83 | LV_6640-15_0_4_load_78 | 115 | 0.001734 | 0.00043458 | 0 | 0 |  | 1 | TRUE | wye
84 | LV_6640-15_0_4_load_83 | 116 | 0.0020882 | 0.00052335 | 0 | 0 |  | 1 | TRUE | wye
85 | LV_6640-15_0_4_load_71 | 117 | 0.00073711 | 0.00018474 | 0 | 0 |  | 1 | TRUE | wye
86 | LV_6640-15_0_4_load_73 | 118 | 0.0016133 | 0.00040433 | 0 | 0 |  | 1 | TRUE | wye
87 | LV_6640-15_0_4_load_77 | 119 | 0.002235 | 0.00056015 | 0 | 0 |  | 1 | TRUE | wye
88 | LV_6640-15_0_4_load_107 | 120 | 0.0018983 | 0.00047575 | 0 | 0 |  | 1 | TRUE | wye
89 | LV_6640-15_0_4_load_108 | 121 | 0.0010688 | 0.00026788 | 0 | 0 |  | 1 | TRUE | wye
90 | LV_6640-15_0_4_load_140 | 122 | 0.0020411 | 0.00051155 | 0 | 0 |  | 1 | TRUE | wye
91 | LV_6640-15_0_4_load_82 | 123 | 0.00079007 | 0.00019801 | 0 | 0 |  | 1 | TRUE | wye
92 | LV_6640-15_0_4_load_158 | 124 | 0.0010005 | 0.00025074 | 0 | 0 |  | 1 | TRUE | wye
93 | LV_6640-15_0_4_load_122 | 125 | 0.00035681 | 8.9425e-05 | 0 | 0 |  | 1 | TRUE | wye
94 | LV_6640-15_0_4_load_139 | 126 | 0.0028218 | 0.0007072 | 0 | 0 |  | 1 | TRUE | wye
95 | LV_6640-15_0_4_load_84 | 127 | 0.0011551 | 0.0002895 | 0 | 0 |  | 1 | TRUE | wye
96 | LV_6640-15_0_4_load_85 | 128 | 0.00080553 | 0.00020188 | 0 | 0 |  | 1 | TRUE | wye
97 | LV_6640-15_0_4_load_87 | 129 | 0.00089502 | 0.00022431 | 0 | 0 |  | 1 | TRUE | wye
98 | LV_6640-15_0_4_load_89 | 130 | 0.0011078 | 0.00027764 | 0 | 0 |  | 1 | TRUE | wye
99 | LV_6640-15_0_4_load_156 | 131 | 0.0011829 | 0.00029647 | 0 | 0 |  | 1 | TRUE | wye
100 | LV_6640-15_0_4_load_90 | 132 | 0.00092128 | 0.00023089 | 0 | 0 |  | 1 | TRUE | wye
101 | LV_6640-15_0_4_load_91 | 133 | 0.00061272 | 0.00015356 | 0 | 0 |  | 1 | TRUE | wye
102 | LV_6640-15_0_4_load_93 | 135 | 0.00065922 | 0.00016522 | 0 | 0 |  | 1 | TRUE | wye
103 | LV_6640-15_0_4_load_95 | 136 | 0.0010942 | 0.00027424 | 0 | 0 |  | 1 | TRUE | wye
104 | LV_6640-15_0_4_load_94 | 137 | 0.00027624 | 6.9231e-05 | 0 | 0 |  | 1 | TRUE | wye
105 | LV_6640-15_0_4_load_179 | 139 | 0.0010223 | 0.00025622 | 0 | 0 |  | 1 | TRUE | wye
106 | LV_6640-15_0_4_load_129 | 140 | 0.0016712 | 0.00041885 | 0 | 0 |  | 1 | TRUE | wye
107 | LV_6640-15_0_4_load_100 | 141 | 0.00038017 | 9.5278e-05 | 0 | 0 |  | 1 | TRUE | wye
108 | LV_6640-15_0_4_load_102 | 142 | 0.0015906 | 0.00039863 | 0 | 0 |  | 1 | TRUE | wye
109 | LV_6640-15_0_4_load_104 | 143 | 0.0024387 | 0.0006112 | 0 | 0 |  | 1 | TRUE | wye
110 | LV_6640-15_0_4_load_103 | 144 | 0.0028193 | 0.00070659 | 0 | 0 |  | 1 | TRUE | wye
111 | LV_6640-15_0_4_load_110 | 146 | 0.00038095 | 9.5476e-05 | 0 | 0 |  | 1 | TRUE | wye
112 | LV_6640-15_0_4_load_111 | 148 | 0.0024404 | 0.00061163 | 0 | 0 |  | 1 | TRUE | wye
113 | LV_6640-15_0_4_load_109 | 150 | 0.0021494 | 0.0005387 | 0 | 0 |  | 1 | TRUE | wye
114 | LV_6640-15_0_4_load_112 | 151 | 0.00095212 | 0.00023862 | 0 | 0 |  | 1 | TRUE | wye
115 | LV_6640-15_0_4_load_120 | 153 | 0.0037215 | 0.00093271 | 0 | 0 |  | 1 | TRUE | wye
116 | LV_6640-15_0_4_load_113 | 155 | 0.0035871 | 0.00089901 | 0 | 0 |  | 1 | TRUE | wye
117 | LV_6640-15_0_4_load_117 | 157 | 0.014029 | 0.003516 | 0 | 0 |  | 1 | TRUE | wye
118 | LV_6640-15_0_4_load_118 | 158 | 0.0014339 | 0.00035938 | 0 | 0 |  | 1 | TRUE | wye
119 | LV_6640-15_0_4_load_121 | 160 | 0.014028 | 0.0035158 | 0 | 0 |  | 1 | TRUE | wye
120 | LV_6640-15_0_4_load_161 | 161 | 0.0013871 | 0.00034765 | 0 | 0 |  | 1 | TRUE | wye
121 | LV_6640-15_0_4_load_159 | 162 | 0.0014504 | 0.0003635 | 0 | 0 |  | 1 | TRUE | wye
122 | LV_6640-15_0_4_load_135 | 163 | 0.01403 | 0.0035161 | 0 | 0 |  | 1 | TRUE | wye
123 | LV_6640-15_0_4_load_162 | 164 | 0.0017388 | 0.00043578 | 0 | 0 |  | 1 | TRUE | wye
124 | LV_6640-15_0_4_load_160 | 165 | 0.0018253 | 0.00045747 | 0 | 0 |  | 1 | TRUE | wye
125 | LV_6640-15_0_4_load_123 | 166 | 0.013639 | 0.0034183 | 0 | 0 |  | 1 | TRUE | wye
126 | LV_6640-15_0_4_load_124 | 167 | 0.0015133 | 0.00037927 | 0 | 0 |  | 1 | TRUE | wye
127 | LV_6640-15_0_4_load_126 | 168 | 0.0011369 | 0.00028493 | 0 | 0 |  | 1 | TRUE | wye
128 | LV_6640-15_0_4_load_128 | 169 | 0.013798 | 0.0034582 | 0 | 0 |  | 1 | TRUE | wye
129 | LV_6640-15_0_4_load_137 | 170 | 0.0024755 | 0.00062043 | 0 | 0 |  | 1 | TRUE | wye
130 | LV_6640-15_0_4_load_138 | 171 | 0.011286 | 0.0028286 | 0 | 0 |  | 1 | TRUE | wye
131 | LV_6640-15_0_4_load_142 | 172 | 0.0035644 | 0.00089332 | 0 | 0 |  | 1 | TRUE | wye
132 | LV_6640-15_0_4_load_151 | 173 | 0.0014084 | 0.00035297 | 0 | 0 |  | 1 | TRUE | wye
133 | LV_6640-15_0_4_load_153 | 174 | 0.0017557 | 0.00044002 | 0 | 0 |  | 1 | TRUE | wye
134 | LV_6640-15_0_4_load_154 | 175 | 0.0027676 | 0.00069364 | 0 | 0 |  | 1 | TRUE | wye
135 | LV_6640-15_0_4_load_178 | 176 | 0.00068444 | 0.00017154 | 0 | 0 |  | 1 | TRUE | wye
136 | LV_6640-15_0_4_load_167 | 177 | 0.0014728 | 0.00036912 | 0 | 0 |  | 1 | TRUE | wye
137 | LV_6640-15_0_4_load_168 | 178 | 0.0013192 | 0.00033061 | 0 | 0 |  | 1 | TRUE | wye

## ext_grid
| name | bus | vm_pu | va_degree | slack_weight | in_service
0 |  | 85 | 1 | 0 | 1 | TRUE

## line
| name | std_type | from_bus | to_bus | length_km | r_ohm_per_km | x_ohm_per_km | c_nf_per_km | g_us_per_km | max_i_ka | df | parallel | type | in_service
0 | LV_6640-15_0_4_line_0 |  | 0 | 1 | 0.0011015 | 0.125 | 0.08 | 261 | 0 | 0.364 | 1 | 1 | cs | TRUE
1 | LV_6640-15_0_4_line_1 |  | 0 | 2 | 0.033106 | 0.125 | 0.08 | 261 | 0 | 0.364 | 1 | 1 | cs | TRUE
2 | LV_6640-15_0_4_line_2 |  | 1 | 3 | 0.0022918 | 0.125 | 0.08 | 261 | 0 | 0.364 | 1 | 1 | cs | TRUE
3 | LV_6640-15_0_4_line_3 |  | 2 | 4 | 0.0024785 | 0.125 | 0.08 | 261 | 0 | 0.364 | 1 | 1 | cs | TRUE
4 | LV_6640-15_0_4_line_4 |  | 4 | 5 | 0.03792 | 0.125 | 0.08 | 261 | 0 | 0.364 | 1 | 1 | cs | TRUE
5 | LV_6640-15_0_4_line_5 |  | 5 | 6 | 0.079044 | 0.125 | 0.08 | 261 | 0 | 0.364 | 1 | 1 | cs | TRUE
6 | LV_6640-15_0_4_line_6 |  | 6 | 7 | 0.084152 | 0.125 | 0.08 | 261 | 0 | 0.364 | 1 | 1 | cs | TRUE
7 | LV_6640-15_0_4_line_7 |  | 6 | 8 | 0.088682 | 0.125 | 0.08 | 261 | 0 | 0.364 | 1 | 1 | cs | TRUE
8 | LV_6640-15_0_4_line_8 |  | 7 | 119 | 0.062656 | 0.125 | 0.08 | 261 | 0 | 0.364 | 1 | 1 | cs | TRUE
9 | LV_6640-15_0_4_line_9 |  | 7 | 63 | 0.024324 | 0.125 | 0.08 | 261 | 0 | 0.364 | 1 | 1 | cs | TRUE
10 | LV_6640-15_0_4_line_10 |  | 8 | 117 | 0.14768 | 0.125 | 0.08 | 261 | 0 | 0.364 | 1 | 1 | cs | TRUE
11 | LV_6640-15_0_4_line_11 |  | 9 | 10 | 0.0058713 | 0.125 | 0.08 | 261 | 0 | 0.364 | 1 | 1 | cs | TRUE
12 | LV_6640-15_0_4_line_12 |  | 9 | 11 | 0.03362 | 0.125 | 0.08 | 261 | 0 | 0.364 | 1 | 1 | cs | TRUE
13 | LV_6640-15_0_4_line_13 |  | 10 | 12 | 0.036314 | 0.125 | 0.08 | 261 | 0 | 0.364 | 1 | 1 | cs | TRUE
14 | LV_6640-15_0_4_line_14 |  | 11 | 13 | 0.0074615 | 0.125 | 0.08 | 261 | 0 | 0.364 | 1 | 1 | cs | TRUE
15 | LV_6640-15_0_4_line_15 |  | 12 | 14 | 0.0097558 | 0.125 | 0.08 | 261 | 0 | 0.364 | 1 | 1 | cs | TRUE
16 | LV_6640-15_0_4_line_16 |  | 13 | 15 | 0.031098 | 0.125 | 0.08 | 261 | 0 | 0.364 | 1 | 1 | cs | TRUE
17 | LV_6640-15_0_4_line_17 |  | 13 | 16 | 0.046554 | 0.125 | 0.08 | 261 | 0 | 0.364 | 1 | 1 | cs | TRUE
18 | LV_6640-15_0_4_line_18 |  | 14 | 17 | 0.045377 | 0.125 | 0.08 | 261 | 0 | 0.364 | 1 | 1 | cs | TRUE
19 | LV_6640-15_0_4_line_19 |  | 14 | 18 | 0.029684 | 0.125 | 0.08 | 261 | 0 | 0.364 | 1 | 1 | cs | TRUE
20 | LV_6640-15_0_4_line_20 |  | 15 | 19 | 0.00064847 | 0.125 | 0.08 | 261 | 0 | 0.364 | 1 | 1 | cs | TRUE
21 | LV_6640-15_0_4_line_21 |  | 16 | 20 | 0.0088344 | 0.125 | 0.08 | 261 | 0 | 0.364 | 1 | 1 | cs | TRUE
22 | LV_6640-15_0_4_line_22 |  | 17 | 21 | 0.031374 | 0.125 | 0.08 | 261 | 0 | 0.364 | 1 | 1 | cs | TRUE
23 | LV_6640-15_0_4_line_23 |  | 18 | 22 | 0.00011077 | 0.125 | 0.08 | 261 | 0 | 0.364 | 1 | 1 | cs | TRUE
24 | LV_6640-15_0_4_line_24 |  | 19 | 23 | 0.031321 | 0.125 | 0.08 | 261 | 0 | 0.364 | 1 | 1 | cs | TRUE
25 | LV_6640-15_0_4_line_25 |  | 20 | 24 | 0.026501 | 0.125 | 0.08 | 261 | 0 | 0.364 | 1 | 1 | cs | TRUE
26 | LV_6640-15_0_4_line_26 |  | 20 | 25 | 0.036678 | 0.125 | 0.08 | 261 | 0 | 0.364 | 1 | 1 | cs | TRUE
27 | LV_6640-15_0_4_line_27 |  | 21 | 26 | 0.010837 | 0.125 | 0.08 | 261 | 0 | 0.364 | 1 | 1 | cs | TRUE
28 | LV_6640-15_0_4_line_28 |  | 22 | 27 | 0.026599 | 0.125 | 0.08 | 261 | 0 | 0.364 | 1 | 1 | cs | TRUE
29 | LV_6640-15_0_4_line_29 |  | 23 | 31 | 0.025668 | 0.125 | 0.08 | 261 | 0 | 0.364 | 1 | 1 | cs | TRUE
30 | LV_6640-15_0_4_line_30 |  | 25 | 32 | 0.0070819 | 0.125 | 0.08 | 261 | 0 | 0.364 | 1 | 1 | cs | TRUE
31 | LV_6640-15_0_4_line_31 |  | 26 | 28 | 0.026801 | 0.125 | 0.08 | 261 | 0 | 0.364 | 1 | 1 | cs | TRUE
32 | LV_6640-15_0_4_line_32 |  | 26 | 29 | 0.009886 | 0.125 | 0.08 | 261 | 0 | 0.364 | 1 | 1 | cs | TRUE
33 | LV_6640-15_0_4_line_33 |  | 27 | 30 | 0.014832 | 0.125 | 0.08 | 261 | 0 | 0.364 | 1 | 1 | cs | TRUE
34 | LV_6640-15_0_4_line_34 |  | 28 | 106 | 0.02739 | 0.125 | 0.08 | 261 | 0 | 0.364 | 1 | 1 | cs | TRUE
35 | LV_6640-15_0_4_line_35 |  | 29 | 103 | 0.014288 | 0.125 | 0.08 | 261 | 0 | 0.364 | 1 | 1 | cs | TRUE
36 | LV_6640-15_0_4_line_36 |  | 30 | 110 | 0.015419 | 0.125 | 0.08 | 261 | 0 | 0.364 | 1 | 1 | cs | TRUE
37 | LV_6640-15_0_4_line_37 |  | 31 | 109 | 0.0026682 | 0.125 | 0.08 | 261 | 0 | 0.364 | 1 | 1 | cs | TRUE
38 | LV_6640-15_0_4_line_38 |  | 33 | 34 | 0.029902 | 0.125 | 0.08 | 261 | 0 | 0.364 | 1 | 1 | cs | TRUE
39 | LV_6640-15_0_4_line_39 |  | 34 | 35 | 0.0306 | 0.125 | 0.08 | 261 | 0 | 0.364 | 1 | 1 | cs | TRUE
40 | LV_6640-15_0_4_line_40 |  | 35 | 36 | 0.028793 | 0.125 | 0.08 | 261 | 0 | 0.364 | 1 | 1 | cs | TRUE
41 | LV_6640-15_0_4_line_41 |  | 36 | 37 | 0.03101 | 0.125 | 0.08 | 261 | 0 | 0.364 | 1 | 1 | cs | TRUE
42 | LV_6640-15_0_4_line_42 |  | 37 | 102 | 0.032168 | 0.125 | 0.08 | 261 | 0 | 0.364 | 1 | 1 | cs | TRUE
43 | LV_6640-15_0_4_line_43 |  | 38 | 39 | 0.00076832 | 0.125 | 0.08 | 261 | 0 | 0.364 | 1 | 1 | cs | TRUE
44 | LV_6640-15_0_4_line_44 |  | 39 | 40 | 0.0061834 | 0.125 | 0.08 | 261 | 0 | 0.364 | 1 | 1 | cs | TRUE
45 | LV_6640-15_0_4_line_45 |  | 40 | 44 | 0.011304 | 0.125 | 0.08 | 261 | 0 | 0.364 | 1 | 1 | cs | TRUE
46 | LV_6640-15_0_4_line_46 |  | 41 | 42 | 0.020312 | 0.125 | 0.08 | 261 | 0 | 0.364 | 1 | 2 | cs | TRUE
47 | LV_6640-15_0_4_line_47 |  | 41 | 43 | 0.0026353 | 0.125 | 0.08 | 261 | 0 | 0.364 | 1 | 2 | cs | TRUE
48 | LV_6640-15_0_4_line_48 |  | 42 | 84 | 0.0092727 | 0.125 | 0.08 | 261 | 0 | 0.364 | 1 | 2 | cs | TRUE
49 | LV_6640-15_0_4_line_49 |  | 42 | 44 | 0.014442 | 0.125 | 0.08 | 261 | 0 | 0.364 | 1 | 1 | cs | TRUE
50 | LV_6640-15_0_4_line_50 |  | 43 | 85 | 0.025627 | 0.125 | 0.08 | 261 | 0 | 0.364 | 1 | 2 | cs | TRUE
51 | LV_6640-15_0_4_line_51 |  | 45 | 46 | 0.01773 | 0.125 | 0.08 | 261 | 0 | 0.364 | 1 | 2 | cs | TRUE
52 | LV_6640-15_0_4_line_52 |  | 45 | 47 | 0.025194 | 0.125 | 0.08 | 261 | 0 | 0.364 | 1 | 2 | cs | TRUE
53 | LV_6640-15_0_4_line_53 |  | 46 | 86 | 0.033896 | 0.125 | 0.08 | 261 | 0 | 0.364 | 1 | 2 | cs | TRUE
54 | LV_6640-15_0_4_line_54 |  | 47 | 72 | 0.042038 | 0.125 | 0.08 | 261 | 0 | 0.364 | 1 | 1 | cs | TRUE
55 | LV_6640-15_0_4_line_55 |  | 48 | 49 | 0.023679 | 0.125 | 0.08 | 261 | 0 | 0.364 | 1 | 1 | cs | TRUE
56 | LV_6640-15_0_4_line_56 |  | 48 | 50 | 0.004224 | 0.125 | 0.08 | 261 | 0 | 0.364 | 1 | 2 | cs | TRUE
57 | LV_6640-15_0_4_line_57 |  | 48 | 51 | 0.009666 | 0.125 | 0.08 | 261 | 0 | 0.364 | 1 | 1 | cs | TRUE
58 | LV_6640-15_0_4_line_58 |  | 49 | 55 | 0.010428 | 0.125 | 0.08 | 261 | 0 | 0.364 | 1 | 1 | cs | TRUE
59 | LV_6640-15_0_4_line_59 |  | 49 | 56 | 0.006986 | 0.125 | 0.08 | 261 | 0 | 0.364 | 1 | 1 | cs | TRUE
60 | LV_6640-15_0_4_line_60 |  | 49 | 57 | 0.11155 | 0.125 | 0.08 | 261 | 0 | 0.364 | 1 | 1 | cs | TRUE
61 | LV_6640-15_0_4_line_61 |  | 50 | 84 | 0.020847 | 0.125 | 0.08 | 261 | 0 | 0.364 | 1 | 2 | cs | TRUE
62 | LV_6640-15_0_4_line_62 |  | 51 | 83 | 0.034653 | 0.125 | 0.08 | 261 | 0 | 0.364 | 1 | 1 | cs | TRUE
63 | LV_6640-15_0_4_line_63 |  | 52 | 53 | 0.087409 | 0.125 | 0.08 | 261 | 0 | 0.364 | 1 | 1 | cs | TRUE
64 | LV_6640-15_0_4_line_64 |  | 52 | 54 | 0.087011 | 0.125 | 0.08 | 261 | 0 | 0.364 | 1 | 1 | cs | TRUE
65 | LV_6640-15_0_4_line_65 |  | 53 | 87 | 0.039686 | 0.125 | 0.08 | 261 | 0 | 0.364 | 1 | 1 | cs | TRUE
66 | LV_6640-15_0_4_line_66 |  | 53 | 88 | 0.13006 | 0.125 | 0.08 | 261 | 0 | 0.364 | 1 | 1 | cs | TRUE
67 | LV_6640-15_0_4_line_67 |  | 55 | 59 | 0.011257 | 0.125 | 0.08 | 261 | 0 | 0.364 | 1 | 1 | cs | TRUE
68 | LV_6640-15_0_4_line_68 |  | 56 | 58 | 0.036728 | 0.125 | 0.08 | 261 | 0 | 0.364 | 1 | 1 | cs | TRUE
69 | LV_6640-15_0_4_line_69 |  | 57 | 89 | 0.025053 | 0.125 | 0.08 | 261 | 0 | 0.364 | 1 | 1 | cs | TRUE
70 | LV_6640-15_0_4_line_70 |  | 58 | 90 | 0.032986 | 0.125 | 0.08 | 261 | 0 | 0.364 | 1 | 1 | cs | TRUE
71 | LV_6640-15_0_4_line_71 |  | 59 | 60 | 0.040036 | 0.125 | 0.08 | 261 | 0 | 0.364 | 1 | 1 | cs | TRUE
72 | LV_6640-15_0_4_line_72 |  | 60 | 61 | 0.011535 | 0.125 | 0.08 | 261 | 0 | 0.364 | 1 | 1 | cs | TRUE
73 | LV_6640-15_0_4_line_73 |  | 62 | 63 | 0.016489 | 0.125 | 0.08 | 261 | 0 | 0.364 | 1 | 1 | cs | TRUE
74 | LV_6640-15_0_4_line_74 |  | 62 | 64 | 0.0049113 | 0.125 | 0.08 | 261 | 0 | 0.364 | 1 | 1 | cs | TRUE
75 | LV_6640-15_0_4_line_75 |  | 64 | 82 | 0.015105 | 0.125 | 0.08 | 261 | 0 | 0.364 | 1 | 1 | cs | TRUE
76 | LV_6640-15_0_4_line_76 |  | 65 | 66 | 0.018655 | 0.125 | 0.08 | 261 | 0 | 0.364 | 1 | 1 | cs | TRUE
77 | LV_6640-15_0_4_line_77 |  | 65 | 67 | 0.008011 | 0.125 | 0.08 | 261 | 0 | 0.364 | 1 | 1 | cs | TRUE
78 | LV_6640-15_0_4_line_78 |  | 65 | 68 | 0.013421 | 0.125 | 0.08 | 261 | 0 | 0.364 | 1 | 1 | cs | TRUE
79 | LV_6640-15_0_4_line_79 |  | 66 | 93 | 0.025055 | 0.125 | 0.08 | 261 | 0 | 0.364 | 1 | 1 | cs | TRUE
80 | LV_6640-15_0_4_line_80 |  | 67 | 72 | 0.02125 | 0.125 | 0.08 | 261 | 0 | 0.364 | 1 | 1 | cs | TRUE
81 | LV_6640-15_0_4_line_81 |  | 67 | 73 | 0.030851 | 0.125 | 0.08 | 261 | 0 | 0.364 | 1 | 1 | cs | TRUE
82 | LV_6640-15_0_4_line_82 |  | 68 | 74 | 0.01066 | 0.125 | 0.08 | 261 | 0 | 0.364 | 1 | 1 | cs | TRUE
83 | LV_6640-15_0_4_line_83 |  | 68 | 75 | 0.0058303 | 0.125 | 0.08 | 261 | 0 | 0.364 | 1 | 1 | cs | TRUE
84 | LV_6640-15_0_4_line_84 |  | 69 | 70 | 0.013398 | 0.125 | 0.08 | 261 | 0 | 0.364 | 1 | 1 | cs | TRUE
85 | LV_6640-15_0_4_line_85 |  | 69 | 71 | 0.019611 | 0.125 | 0.08 | 261 | 0 | 0.364 | 1 | 1 | cs | TRUE
86 | LV_6640-15_0_4_line_86 |  | 70 | 76 | 0.013434 | 0.125 | 0.08 | 261 | 0 | 0.364 | 1 | 1 | cs | TRUE
87 | LV_6640-15_0_4_line_87 |  | 70 | 77 | 0.019431 | 0.125 | 0.08 | 261 | 0 | 0.364 | 1 | 1 | cs | TRUE
88 | LV_6640-15_0_4_line_88 |  | 71 | 79 | 0.00089463 | 0.125 | 0.08 | 261 | 0 | 0.364 | 1 | 1 | cs | TRUE
89 | LV_6640-15_0_4_line_89 |  | 73 | 94 | 0.037434 | 0.125 | 0.08 | 261 | 0 | 0.364 | 1 | 1 | cs | TRUE
90 | LV_6640-15_0_4_line_90 |  | 74 | 78 | 0.028565 | 0.125 | 0.08 | 261 | 0 | 0.364 | 1 | 1 | cs | TRUE
91 | LV_6640-15_0_4_line_91 |  | 75 | 95 | 0.017787 | 0.125 | 0.08 | 261 | 0 | 0.364 | 1 | 1 | cs | TRUE
92 | LV_6640-15_0_4_line_92 |  | 76 | 81 | 0.016127 | 0.125 | 0.08 | 261 | 0 | 0.364 | 1 | 1 | cs | TRUE
93 | LV_6640-15_0_4_line_93 |  | 77 | 96 | 0.0085465 | 0.125 | 0.08 | 261 | 0 | 0.364 | 1 | 1 | cs | TRUE
94 | LV_6640-15_0_4_line_94 |  | 78 | 79 | 0.030066 | 0.125 | 0.08 | 261 | 0 | 0.364 | 1 | 1 | cs | TRUE
95 | LV_6640-15_0_4_line_95 |  | 78 | 80 | 0.03385 | 0.125 | 0.08 | 261 | 0 | 0.364 | 1 | 1 | cs | TRUE
96 | LV_6640-15_0_4_line_96 |  | 80 | 97 | 0.0041184 | 0.125 | 0.08 | 261 | 0 | 0.364 | 1 | 1 | cs | TRUE
97 | LV_6640-15_0_4_line_97 |  | 81 | 100 | 0.0053917 | 0.125 | 0.08 | 261 | 0 | 0.364 | 1 | 1 | cs | TRUE
98 | LV_6640-15_0_4_line_98 |  | 82 | 83 | 0.012985 | 0.125 | 0.08 | 261 | 0 | 0.364 | 1 | 1 | cs | TRUE
99 | LV_6640-15_0_4_line_99 |  | 85 | 101 | 0.026228 | 0.125 | 0.08 | 261 | 0 | 0.364 | 1 | 2 | cs | TRUE
100 | LV_6640-15_0_4_line_100 |  | 86 | 145 | 0.014376 | 0.125 | 0.08 | 261 | 0 | 0.364 | 1 | 2 | cs | TRUE
101 | LV_6640-15_0_4_line_101 |  | 88 | 138 | 0.024425 | 0.125 | 0.08 | 261 | 0 | 0.364 | 1 | 1 | cs | TRUE
102 | LV_6640-15_0_4_line_102 |  | 89 | 177 | 0.0017934 | 0.125 | 0.08 | 261 | 0 | 0.364 | 1 | 1 | cs | TRUE
103 | LV_6640-15_0_4_line_103 |  | 90 | 169 | 0.011183 | 0.125 | 0.08 | 261 | 0 | 0.364 | 1 | 1 | cs | TRUE
104 | LV_6640-15_0_4_line_104 |  | 90 | 166 | 0.011352 | 0.125 | 0.08 | 261 | 0 | 0.364 | 1 | 1 | cs | TRUE
105 | LV_6640-15_0_4_line_105 |  | 91 | 92 | 0.024555 | 0.125 | 0.08 | 261 | 0 | 0.364 | 1 | 1 | cs | TRUE
106 | LV_6640-15_0_4_line_106 |  | 92 | 172 | 0.018727 | 0.125 | 0.08 | 261 | 0 | 0.364 | 1 | 1 | cs | TRUE
107 | LV_6640-15_0_4_line_107 |  | 93 | 99 | 0.012091 | 0.125 | 0.08 | 261 | 0 | 0.364 | 1 | 1 | cs | TRUE
108 | LV_6640-15_0_4_line_108 |  | 94 | 141 | 0.02165 | 0.125 | 0.08 | 261 | 0 | 0.364 | 1 | 1 | cs | TRUE
109 | LV_6640-15_0_4_line_109 |  | 95 | 172 | 0.004031 | 0.125 | 0.08 | 261 | 0 | 0.364 | 1 | 1 | cs | TRUE
110 | LV_6640-15_0_4_line_110 |  | 96 | 135 | 0.0085739 | 0.125 | 0.08 | 261 | 0 | 0.364 | 1 | 1 | cs | TRUE
111 | LV_6640-15_0_4_line_111 |  | 97 | 173 | 0.0036222 | 0.125 | 0.08 | 261 | 0 | 0.364 | 1 | 1 | cs | TRUE
112 | LV_6640-15_0_4_line_112 |  | 98 | 99 | 0.017266 | 0.125 | 0.08 | 261 | 0 | 0.364 | 1 | 1 | cs | TRUE
113 | LV_6640-15_0_4_line_113 |  | 100 | 127 | 0.020174 | 0.125 | 0.08 | 261 | 0 | 0.364 | 1 | 1 | cs | TRUE
114 | LV_6640-15_0_4_line_114 |  | 101 | 147 | 0.014233 | 0.125 | 0.08 | 261 | 0 | 0.364 | 1 | 2 | cs | TRUE
115 | LV_6640-15_0_4_line_115 |  | 102 | 106 | 0.031716 | 0.125 | 0.08 | 261 | 0 | 0.364 | 1 | 1 | cs | TRUE
116 | LV_6640-15_0_4_line_116 |  | 103 | 104 | 0.0066165 | 0.125 | 0.08 | 261 | 0 | 0.364 | 1 | 1 | cs | TRUE
117 | LV_6640-15_0_4_line_117 |  | 104 | 105 | 0.0028816 | 0.125 | 0.08 | 261 | 0 | 0.364 | 1 | 1 | cs | TRUE
118 | LV_6640-15_0_4_line_118 |  | 105 | 107 | 0.024466 | 0.125 | 0.08 | 261 | 0 | 0.364 | 1 | 1 | cs | TRUE
119 | LV_6640-15_0_4_line_119 |  | 107 | 108 | 0.0010169 | 0.125 | 0.08 | 261 | 0 | 0.364 | 1 | 1 | cs | TRUE
120 | LV_6640-15_0_4_line_120 |  | 108 | 123 | 0.0031952 | 0.125 | 0.08 | 261 | 0 | 0.364 | 1 | 1 | cs | TRUE
121 | LV_6640-15_0_4_line_121 |  | 110 | 111 | 0.0036172 | 0.125 | 0.08 | 261 | 0 | 0.364 | 1 | 1 | cs | TRUE
122 | LV_6640-15_0_4_line_122 |  | 111 | 112 | 0.030908 | 0.125 | 0.08 | 261 | 0 | 0.364 | 1 | 1 | cs | TRUE
123 | LV_6640-15_0_4_line_123 |  | 112 | 113 | 0.036372 | 0.125 | 0.08 | 261 | 0 | 0.364 | 1 | 1 | cs | TRUE
124 | LV_6640-15_0_4_line_124 |  | 113 | 114 | 0.011036 | 0.125 | 0.08 | 261 | 0 | 0.364 | 1 | 1 | cs | TRUE
125 | LV_6640-15_0_4_line_125 |  | 114 | 115 | 0.019429 | 0.125 | 0.08 | 261 | 0 | 0.364 | 1 | 1 | cs | TRUE
126 | LV_6640-15_0_4_line_126 |  | 115 | 116 | 0.0027633 | 0.125 | 0.08 | 261 | 0 | 0.364 | 1 | 1 | cs | TRUE
127 | LV_6640-15_0_4_line_127 |  | 116 | 122 | 0.018545 | 0.125 | 0.08 | 261 | 0 | 0.364 | 1 | 1 | cs | TRUE
128 | LV_6640-15_0_4_line_128 |  | 117 | 118 | 0.01439 | 0.125 | 0.08 | 261 | 0 | 0.364 | 1 | 1 | cs | TRUE
129 | LV_6640-15_0_4_line_129 |  | 119 | 120 | 0.0051609 | 0.125 | 0.08 | 261 | 0 | 0.364 | 1 | 1 | cs | TRUE
130 | LV_6640-15_0_4_line_130 |  | 120 | 121 | 0.037847 | 0.125 | 0.08 | 261 | 0 | 0.364 | 1 | 1 | cs | TRUE
131 | LV_6640-15_0_4_line_131 |  | 121 | 150 | 0.0029607 | 0.125 | 0.08 | 261 | 0 | 0.364 | 1 | 1 | cs | TRUE
132 | LV_6640-15_0_4_line_132 |  | 122 | 126 | 0.033947 | 0.125 | 0.08 | 261 | 0 | 0.364 | 1 | 1 | cs | TRUE
133 | LV_6640-15_0_4_line_133 |  | 123 | 124 | 0.029282 | 0.125 | 0.08 | 261 | 0 | 0.364 | 1 | 1 | cs | TRUE
134 | LV_6640-15_0_4_line_134 |  | 124 | 125 | 0.010839 | 0.125 | 0.08 | 261 | 0 | 0.364 | 1 | 1 | cs | TRUE
135 | LV_6640-15_0_4_line_135 |  | 125 | 158 | 0.025165 | 0.125 | 0.08 | 261 | 0 | 0.364 | 1 | 1 | cs | TRUE
136 | LV_6640-15_0_4_line_136 |  | 126 | 171 | 0.016628 | 0.125 | 0.08 | 261 | 0 | 0.364 | 1 | 1 | cs | TRUE
137 | LV_6640-15_0_4_line_137 |  | 127 | 128 | 0.0034893 | 0.125 | 0.08 | 261 | 0 | 0.364 | 1 | 1 | cs | TRUE
138 | LV_6640-15_0_4_line_138 |  | 128 | 129 | 0.0060052 | 0.125 | 0.08 | 261 | 0 | 0.364 | 1 | 1 | cs | TRUE
139 | LV_6640-15_0_4_line_139 |  | 129 | 130 | 0.033672 | 0.125 | 0.08 | 261 | 0 | 0.364 | 1 | 1 | cs | TRUE
140 | LV_6640-15_0_4_line_140 |  | 130 | 131 | 0.021291 | 0.125 | 0.08 | 261 | 0 | 0.364 | 1 | 1 | cs | TRUE
141 | LV_6640-15_0_4_line_141 |  | 132 | 133 | 0.029755 | 0.125 | 0.08 | 261 | 0 | 0.364 | 1 | 1 | cs | TRUE
142 | LV_6640-15_0_4_line_142 |  | 132 | 134 | 0.017602 | 0.125 | 0.08 | 261 | 0 | 0.364 | 1 | 1 | cs | TRUE
143 | LV_6640-15_0_4_line_143 |  | 133 | 135 | 0.0025806 | 0.125 | 0.08 | 261 | 0 | 0.364 | 1 | 1 | cs | TRUE
144 | LV_6640-15_0_4_line_144 |  | 134 | 136 | 0.026507 | 0.125 | 0.08 | 261 | 0 | 0.364 | 1 | 1 | cs | TRUE
145 | LV_6640-15_0_4_line_145 |  | 137 | 138 | 0.035829 | 0.125 | 0.08 | 261 | 0 | 0.364 | 1 | 1 | cs | TRUE
146 | LV_6640-15_0_4_line_146 |  | 138 | 139 | 0.032253 | 0.125 | 0.08 | 261 | 0 | 0.364 | 1 | 1 | cs | TRUE
147 | LV_6640-15_0_4_line_147 |  | 139 | 140 | 0.032413 | 0.125 | 0.08 | 261 | 0 | 0.364 | 1 | 1 | cs | TRUE
148 | LV_6640-15_0_4_line_148 |  | 140 | 168 | 0.039471 | 0.125 | 0.08 | 261 | 0 | 0.364 | 1 | 1 | cs | TRUE
149 | LV_6640-15_0_4_line_149 |  | 141 | 142 | 0.013291 | 0.125 | 0.08 | 261 | 0 | 0.364 | 1 | 1 | cs | TRUE
150 | LV_6640-15_0_4_line_150 |  | 142 | 143 | 0.0035067 | 0.125 | 0.08 | 261 | 0 | 0.364 | 1 | 1 | cs | TRUE
151 | LV_6640-15_0_4_line_151 |  | 143 | 146 | 0.026251 | 0.125 | 0.08 | 261 | 0 | 0.364 | 1 | 1 | cs | TRUE
152 | LV_6640-15_0_4_line_152 |  | 144 | 145 | 0.018324 | 0.125 | 0.08 | 261 | 0 | 0.364 | 1 | 1 | cs | TRUE
153 | LV_6640-15_0_4_line_153 |  | 145 | 147 | 0.041974 | 0.125 | 0.08 | 261 | 0 | 0.364 | 1 | 2 | cs | TRUE
154 | LV_6640-15_0_4_line_154 |  | 146 | 148 | 0.018165 | 0.125 | 0.08 | 261 | 0 | 0.364 | 1 | 1 | cs | TRUE
155 | LV_6640-15_0_4_line_155 |  | 147 | 149 | 0.007165 | 0.125 | 0.08 | 261 | 0 | 0.364 | 1 | 2 | cs | TRUE
156 | LV_6640-15_0_4_line_156 |  | 148 | 151 | 0.0076139 | 0.125 | 0.08 | 261 | 0 | 0.364 | 1 | 1 | cs | TRUE
157 | LV_6640-15_0_4_line_157 |  | 149 | 170 | 0.02654 | 0.125 | 0.08 | 261 | 0 | 0.364 | 1 | 2 | cs | TRUE
158 | LV_6640-15_0_4_line_158 |  | 151 | 152 | 0.020775 | 0.125 | 0.08 | 261 | 0 | 0.364 | 1 | 1 | cs | TRUE
159 | LV_6640-15_0_4_line_159 |  | 152 | 153 | 0.0114 | 0.125 | 0.08 | 261 | 0 | 0.364 | 1 | 1 | cs | TRUE
160 | LV_6640-15_0_4_line_160 |  | 152 | 154 | 0.035919 | 0.125 | 0.08 | 261 | 0 | 0.364 | 1 | 1 | cs | TRUE
161 | LV_6640-15_0_4_line_161 |  | 154 | 157 | 0.021638 | 0.125 | 0.08 | 261 | 0 | 0.364 | 1 | 1 | cs | TRUE
162 | LV_6640-15_0_4_line_162 |  | 155 | 156 | 0.060154 | 0.125 | 0.08 | 261 | 0 | 0.364 | 1 | 1 | cs | TRUE
163 | LV_6640-15_0_4_line_163 |  | 156 | 158 | 0.030259 | 0.125 | 0.08 | 261 | 0 | 0.364 | 1 | 1 | cs | TRUE
164 | LV_6640-15_0_4_line_164 |  | 156 | 159 | 0.18869 | 0.125 | 0.08 | 261 | 0 | 0.364 | 1 | 1 | cs | TRUE
165 | LV_6640-15_0_4_line_165 |  | 157 | 160 | 0.042221 | 0.125 | 0.08 | 261 | 0 | 0.364 | 1 | 1 | cs | TRUE
166 | LV_6640-15_0_4_line_166 |  | 159 | 161 | 0.040831 | 0.125 | 0.08 | 261 | 0 | 0.364 | 1 | 1 | cs | TRUE
167 | LV_6640-15_0_4_line_167 |  | 159 | 162 | 0.025029 | 0.125 | 0.08 | 261 | 0 | 0.364 | 1 | 1 | cs | TRUE
168 | LV_6640-15_0_4_line_168 |  | 160 | 163 | 0.043099 | 0.125 | 0.08 | 261 | 0 | 0.364 | 1 | 1 | cs | TRUE
169 | LV_6640-15_0_4_line_169 |  | 161 | 164 | 0.016241 | 0.125 | 0.08 | 261 | 0 | 0.364 | 1 | 1 | cs | TRUE
170 | LV_6640-15_0_4_line_170 |  | 162 | 165 | 0.016461 | 0.125 | 0.08 | 261 | 0 | 0.364 | 1 | 1 | cs | TRUE
171 | LV_6640-15_0_4_line_171 |  | 166 | 167 | 0.045671 | 0.125 | 0.08 | 261 | 0 | 0.364 | 1 | 1 | cs | TRUE
172 | LV_6640-15_0_4_line_172 |  | 167 | 168 | 0.028121 | 0.125 | 0.08 | 261 | 0 | 0.364 | 1 | 1 | cs | TRUE
173 | LV_6640-15_0_4_line_173 |  | 170 | 171 | 0.014935 | 0.125 | 0.08 | 261 | 0 | 0.364 | 1 | 1 | cs | TRUE
174 | LV_6640-15_0_4_line_174 |  | 173 | 174 | 0.019257 | 0.125 | 0.08 | 261 | 0 | 0.364 | 1 | 1 | cs | TRUE
175 | LV_6640-15_0_4_line_175 |  | 174 | 175 | 0.0097454 | 0.125 | 0.08 | 261 | 0 | 0.364 | 1 | 1 | cs | TRUE
176 | LV_6640-15_0_4_line_176 |  | 175 | 176 | 0.012843 | 0.125 | 0.08 | 261 | 0 | 0.364 | 1 | 1 | cs | TRUE
177 | LV_6640-15_0_4_line_177 |  | 177 | 178 | 0.010351 | 0.125 | 0.08 | 261 | 0 | 0.364 | 1 | 1 | cs | TRUE

## trafo
| name | std_type | hv_bus | lv_bus | sn_mva | vn_hv_kv | vn_lv_kv | vk_percent | vkr_percent | pfe_kw | i0_percent | shift_degree | tap_side | tap_neutral | tap_min | tap_max | tap_step_percent | tap_step_degree | tap_pos | tap_phase_shifter | parallel | df | in_service
0 | LV_6640-15_0_4_trafo_131 | 0.63 MVA 20/0.4 kV | 179 | 85 | 0.63 | 20 | 0.4 | 6 | 1.206 | 1.65 | 0.2619 | 150 | hv | 0 | -2 | 2 | 2.5 | 0 | 0 | FALSE | 1 | 1 | TRUE

## line_geodata
| x0 | y0 | x1 | y1 | x2 | y2 | x3 | y3 | x4 | y4 | x5 | y5 | x6 | y6 | x7 | y7 | x8 | y8 | x9 | y9
0 | 2505418.7529 | 1116893.201 | 2505419.8537 | 1116893.1621
1 | 2505418.7529 | 1116893.201 | 2505385.6675 | 1116894.3703
2 | 2505422.1441 | 1116893.0811 | 2505419.8537 | 1116893.1621
3 | 2505383.1906 | 1116894.4579 | 2505385.6675 | 1116894.3703
4 | 2505345.2942 | 1116895.7973 | 2505383.1906 | 1116894.4579
5 | 2505266.2998 | 1116898.5893 | 2505345.2942 | 1116895.7973
6 | 2505266.2998 | 1116898.5893 | 2505267.2392 | 1116923.0673 | 2505272.7938 | 1116963.216 | 2505275.3987 | 1116982.1424
7 | 2505266.2998 | 1116898.5893 | 2505266.0641 | 1116892.4114 | 2505264.2234 | 1116837.5066 | 2505263.7732 | 1116824.0499 | 2505263.2749 | 1116809.9824
8 | 2505275.3987 | 1116982.1424 | 2505337.9608 | 1116978.7179
9 | 2505275.3987 | 1116982.1424 | 2505277.5248 | 1116997.6074 | 2505278.5503 | 1117006.2605
10 | 2505263.2749 | 1116809.9824 | 2505410.8847 | 1116805.4734
11 | 2505562.6588 | 1116866.471 | 2505566.3069 | 1116871.0715
12 | 2505562.6588 | 1116866.471 | 2505541.7692 | 1116840.1285
13 | 2505588.8704 | 1116899.525 | 2505566.3069 | 1116871.0715
14 | 2505537.1331 | 1116834.2821 | 2505541.7692 | 1116840.1285
15 | 2505594.9321 | 1116907.169 | 2505588.8704 | 1116899.525
16 | 2505537.1331 | 1116834.2821 | 2505513.1484 | 1116854.0765
17 | 2505537.1331 | 1116834.2821 | 2505507.0907 | 1116798.7187
18 | 2505594.9321 | 1116907.169 | 2505623.9942 | 1116942.0178
19 | 2505594.9321 | 1116907.169 | 2505572.0674 | 1116926.0988
20 | 2505512.6483 | 1116854.4893 | 2505513.1484 | 1116854.0765
21 | 2505501.3896 | 1116791.97 | 2505507.0907 | 1116798.7187
22 | 2505623.9942 | 1116942.0178 | 2505644.088 | 1116966.1126
23 | 2505572.0674 | 1116926.0988 | 2505571.9821 | 1116926.1694
24 | 2505485.4216 | 1116867.9214 | 2505486.5915 | 1116867.1915 | 2505500.3329 | 1116864.6531 | 2505512.6483 | 1116854.4893
25 | 2505484.9285 | 1116771.1699 | 2505501.3896 | 1116791.97
26 | 2505501.3896 | 1116791.97 | 2505529.9907 | 1116769.0078
27 | 2505651.0285 | 1116974.4351 | 2505644.088 | 1116966.1126
28 | 2505571.9821 | 1116926.1694 | 2505565.8469 | 1116931.2487 | 2505552.1082 | 1116943.8375 | 2505552.1082 | 1116943.8375
29 | 2505485.4216 | 1116867.9214 | 2505485.4216 | 1116867.9214 | 2505484.7426 | 1116869.9221 | 2505482.6073 | 1116893.3801
30 | 2505529.9907 | 1116769.0078 | 2505535.5131 | 1116764.5742
31 | 2505651.0285 | 1116974.4351 | 2505643.1316 | 1116948.8242
32 | 2505651.0285 | 1116974.4351 | 2505657.3416 | 1116982.0429
33 | 2505537.3349 | 1116945.16 | 2505552.1082 | 1116943.8375
34 | 2505634.9059 | 1116922.6991 | 2505638.8794 | 1116935.0338 | 2505643.1316 | 1116948.8242
35 | 2505666.466 | 1116993.0386 | 2505657.3416 | 1116982.0429
36 | 2505521.9773 | 1116946.5348 | 2505537.3349 | 1116945.16
37 | 2505482.3654 | 1116896.0372 | 2505482.6073 | 1116893.3801
38 | 2505587.5973 | 1116775.8442 | 2505578.4285 | 1116747.3825
39 | 2505587.5973 | 1116775.8442 | 2505596.9802 | 1116804.9704
40 | 2505605.8088 | 1116832.3762 | 2505596.9802 | 1116804.9704
41 | 2505615.3174 | 1116861.8927 | 2505605.8088 | 1116832.3762
42 | 2505615.3174 | 1116861.8927 | 2505625.181 | 1116892.5112
43 | 2505376.2233 | 1117091.4679 | 2505376.5214 | 1117090.7598
44 | 2505376.5214 | 1117090.7598 | 2505370.8275 | 1117088.3487
45 | 2505360.4184 | 1117083.9408 | 2505370.8275 | 1117088.3487
46 | 2505364.837 | 1117070.2967 | 2505385.175 | 1117071.4682
47 | 2505385.175 | 1117071.4682 | 2505387.8037 | 1117071.6546
48 | 2505364.837 | 1117070.2967 | 2505355.5885 | 1117069.6274
49 | 2505360.4184 | 1117083.9408 | 2505364.409 | 1117074.0279 | 2505364.837 | 1117070.2967
50 | 2505413.3668 | 1117073.467 | 2505387.8037 | 1117071.6546
51 | 2505406.536 | 1117141.9773 | 2505422.96 | 1117135.2994
52 | 2505406.536 | 1117141.9773 | 2505425.5065 | 1117158.557
53 | 2505422.96 | 1117135.2994 | 2505454.3601 | 1117122.5322
54 | 2505457.1597 | 1117186.2209 | 2505425.5065 | 1117158.557
55 | 2505313.7311 | 1117088.185 | 2505317.9425 | 1117083.5051 | 2505323.0282 | 1117077.9555 | 2505330.9027 | 1117072.0287
56 | 2505330.9027 | 1117072.0287 | 2505334.8387 | 1117070.4661
57 | 2505330.9027 | 1117072.0287 | 2505327.174 | 1117065.1383 | 2505326.2918 | 1117063.5289
58 | 2505313.7311 | 1117088.185 | 2505310.3777 | 1117084.5575 | 2505308.3446 | 1117079.4529
59 | 2505318.6875 | 1117093.1216 | 2505313.7311 | 1117088.185
60 | 2505313.7311 | 1117088.185 | 2505311.4221 | 1117092.0902 | 2505267.5387 | 1117189.6925
61 | 2505334.8387 | 1117070.4661 | 2505338.7104 | 1117069.7273 | 2505343.7304 | 1117069.3485 | 2505350.8165 | 1117069.2821 | 2505355.5885 | 1117069.6274
62 | 2505326.2918 | 1117063.5289 | 2505321.7283 | 1117062.9778 | 2505317.9862 | 1117061.6466 | 2505314.3198 | 1117059.2248 | 2505296.9528 | 1117046.2309
63 | 2505179.5911 | 1117287.5078 | 2505196.0799 | 1117290.8848 | 2505265.4657 | 1117305.0844
64 | 2505179.5911 | 1117287.5078 | 2505181.6565 | 1117268.0858 | 2505184.4593 | 1117246.4508 | 2505187.6176 | 1117227.7899 | 2505191.4451 | 1117211.9313 | 2505194.6657 | 1117202.0179
65 | 2505265.4657 | 1117305.0844 | 2505273.0308 | 1117266.131
66 | 2505393.0109 | 1117330.493 | 2505388.9615 | 1117329.7336 | 2505353.7563 | 1117323.1692 | 2505304.8171 | 1117313.1511 | 2505265.4657 | 1117305.0844
67 | 2505308.3446 | 1117079.4529 | 2505305.3489 | 1117075.4973 | 2505300.5331 | 1117071.4439
68 | 2505318.6875 | 1117093.1216 | 2505322.3021 | 1117103.5714 | 2505329.6075 | 1117126.3822 | 2505330.1012 | 1117128.0285
69 | 2505257.265 | 1117212.5423 | 2505267.5387 | 1117189.6925
70 | 2505339.5774 | 1117159.6243 | 2505330.1012 | 1117128.0285
71 | 2505268.4349 | 1117064.9243 | 2505271.7777 | 1117059.9912 | 2505276.1527 | 1117057.3766 | 2505280.1169 | 1117057.6147 | 2505284.5813 | 1117058.7344 | 2505291.6032 | 1117063.9276 | 2505300.5331 | 1117071.4439
72 | 2505268.4349 | 1117064.9243 | 2505264.4076 | 1117075.7332
73 | 2505280.5185 | 1117022.6314 | 2505280.2737 | 1117020.8008 | 2505278.5503 | 1117006.2605
74 | 2505280.5185 | 1117022.6314 | 2505285.4253 | 1117022.4212
75 | 2505287.7282 | 1117037.3498 | 2505285.4253 | 1117022.4212
76 | 2505479.2634 | 1117205.4128 | 2505493.1874 | 1117217.8275
77 | 2505479.2634 | 1117205.4128 | 2505473.1603 | 1117200.205
78 | 2505470.4509 | 1117215.5345 | 2505474.8957 | 1117210.473 | 2505479.2634 | 1117205.4128
79 | 2505511.8886 | 1117234.5017 | 2505493.1874 | 1117217.8275
80 | 2505473.1603 | 1117200.205 | 2505457.1597 | 1117186.2209
81 | 2505492.4621 | 1117176.0998 | 2505490.2921 | 1117179.0244 | 2505473.1603 | 1117200.205
82 | 2505470.4509 | 1117215.5345 | 2505478.4022 | 1117222.6344
83 | 2505470.4509 | 1117215.5345 | 2505466.1123 | 1117211.6398
84 | 2505547.4361 | 1117284.2741 | 2505537.6581 | 1117275.0878
85 | 2505537.6581 | 1117275.0878 | 2505522.9421 | 1117262.1251
86 | 2505547.4361 | 1117284.2741 | 2505552.216 | 1117278.9184 | 2505556.5224 | 1117274.3818
87 | 2505547.4361 | 1117284.2741 | 2505534.6431 | 1117298.899
88 | 2505522.9421 | 1117262.1251 | 2505522.2708 | 1117261.5337
89 | 2505492.4621 | 1117176.0998 | 2505496.6616 | 1117176.0898 | 2505527.7539 | 1117164.3506
90 | 2505499.7091 | 1117241.66 | 2505478.4022 | 1117222.6344
91 | 2505452.8326 | 1117199.8068 | 2505457.9856 | 1117204.3446 | 2505466.1123 | 1117211.6398
92 | 2505556.5224 | 1117274.3818 | 2505567.1438 | 1117262.2465
93 | 2505529.0161 | 1117305.3318 | 2505534.6431 | 1117298.899
94 | 2505499.7091 | 1117241.66 | 2505522.2708 | 1117261.5337
95 | 2505499.7091 | 1117241.66 | 2505491.7212 | 1117250.7014 | 2505477.1972 | 1117266.9389
96 | 2505477.1972 | 1117266.9389 | 2505474.4515 | 1117270.0085
97 | 2505570.6948 | 1117258.1894 | 2505567.1438 | 1117262.2465
98 | 2505287.7282 | 1117037.3498 | 2505290.275 | 1117041.2345 | 2505296.9528 | 1117046.2309
99 | 2505413.3668 | 1117073.467 | 2505423.5872 | 1117074.1915 | 2505439.468 | 1117075.9897
100 | 2505467.677 | 1117117.1176 | 2505454.3601 | 1117122.5322
101 | 2505407.0415 | 1117331.2074 | 2505396.8181 | 1117340.4396 | 2505393.0109 | 1117330.493
102 | 2505256.5296 | 1117214.1781 | 2505257.265 | 1117212.5423
103 | 2505339.5774 | 1117159.6243 | 2505342.7895 | 1117170.3357
104 | 2505339.5774 | 1117159.6243 | 2505344.0511 | 1117158.3869 | 2505346.0035 | 1117164.8066
105 | 2505417.2809 | 1117168.588 | 2505429.132 | 1117178.9356 | 2505435.7531 | 1117184.7662
106 | 2505435.7531 | 1117184.7662 | 2505449.8075 | 1117197.1428
107 | 2505511.8886 | 1117234.5017 | 2505520.9134 | 1117242.5482
108 | 2505527.7539 | 1117164.3506 | 2505548.0087 | 1117156.7033
109 | 2505452.8326 | 1117199.8068 | 2505449.8075 | 1117197.1428
110 | 2505529.0161 | 1117305.3318 | 2505523.3711 | 1117311.7851
111 | 2505472.0366 | 1117272.7083 | 2505474.4515 | 1117270.0085
112 | 2505520.9134 | 1117242.5482 | 2505521.8853 | 1117243.4148 | 2505533.7586 | 1117254.0859
113 | 2505583.9814 | 1117243.0089 | 2505570.6948 | 1117258.1894
114 | 2505453.6104 | 1117077.591 | 2505439.468 | 1117075.9897
115 | 2505634.9059 | 1116922.6991 | 2505625.181 | 1116892.5112
116 | 2505666.466 | 1116993.0386 | 2505670.6911 | 1116998.1303
117 | 2505672.5313 | 1117000.3479 | 2505670.6911 | 1116998.1303
118 | 2505688.1546 | 1117019.1754 | 2505672.5313 | 1117000.3479
119 | 2505688.1546 | 1117019.1754 | 2505688.804 | 1117019.958
120 | 2505688.804 | 1117019.958 | 2505690.8444 | 1117022.4168
121 | 2505521.9773 | 1116946.5348 | 2505521.4162 | 1116946.5851 | 2505518.3642 | 1116946.6912
122 | 2505518.3642 | 1116946.6912 | 2505487.475 | 1116947.7653
123 | 2505487.475 | 1116947.7653 | 2505451.1246 | 1116949.0293
124 | 2505451.1246 | 1116949.0293 | 2505440.095 | 1116949.4128 | 2505440.095 | 1116949.4128
125 | 2505436.7107 | 1116968.5349 | 2505438.659 | 1116955.828 | 2505440.095 | 1116949.4128
126 | 2505436.2919 | 1116971.2663 | 2505436.7107 | 1116968.5349
127 | 2505436.2919 | 1116971.2663 | 2505435.1561 | 1116978.6745 | 2505437.9672 | 1116989.3607
128 | 2505425.2681 | 1116805.034 | 2505410.8847 | 1116805.4734
129 | 2505337.9608 | 1116978.7179 | 2505343.114 | 1116978.4358
130 | 2505380.904 | 1116976.3673 | 2505343.114 | 1116978.4358
131 | 2505383.8603 | 1116976.2055 | 2505380.904 | 1116976.3673
132 | 2505446.6034 | 1117022.1908 | 2505437.9672 | 1116989.3607
133 | 2505709.5436 | 1117044.9511 | 2505690.8444 | 1117022.4168
134 | 2505709.5436 | 1117044.9511 | 2505716.465 | 1117053.292
135 | 2505732.5351 | 1117072.658 | 2505732.5351 | 1117072.658 | 2505716.465 | 1117053.292
136 | 2505450.8335 | 1117038.2715 | 2505446.6034 | 1117022.1908
137 | 2505583.9814 | 1117243.0089 | 2505586.2794 | 1117240.3833
138 | 2505586.2794 | 1117240.3833 | 2505590.2345 | 1117235.8645
139 | 2505612.4109 | 1117210.5271 | 2505590.2345 | 1117235.8645
140 | 2505626.4333 | 1117194.506 | 2505612.4109 | 1117210.5271
141 | 2505502.0916 | 1117336.1323 | 2505513.488 | 1117323.0835 | 2505521.672 | 1117313.7275
142 | 2505493.6146 | 1117351.0888 | 2505494.5971 | 1117346.2816 | 2505496.6738 | 1117342.3356 | 2505502.0916 | 1117336.1323
143 | 2505523.3711 | 1117311.7851 | 2505521.672 | 1117313.7275
144 | 2505493.6146 | 1117351.0888 | 2505519.0903 | 1117358.4095
145 | 2505407.0415 | 1117331.2074 | 2505418.4215 | 1117335.2097 | 2505436.8959 | 1117340.1906 | 2505441.4446 | 1117341.0646
146 | 2505407.0415 | 1117331.2074 | 2505403.2108 | 1117327.654 | 2505399.6843 | 1117320.3491 | 2505392.8727 | 1117303.9011 | 2505392.5112 | 1117302.8472
147 | 2505381.9941 | 1117272.1879 | 2505392.5112 | 1117302.8472
148 | 2505369.1867 | 1117234.8524 | 2505381.9941 | 1117272.1879
149 | 2505560.4432 | 1117152.0085 | 2505548.0087 | 1117156.7033
150 | 2505560.4432 | 1117152.0085 | 2505563.7239 | 1117150.7699
151 | 2505563.7239 | 1117150.7699 | 2505572.9344 | 1117147.2924 | 2505588.11 | 1117141.0585
152 | 2505467.677 | 1117117.1176 | 2505474.3842 | 1117134.1704
153 | 2505467.677 | 1117117.1176 | 2505456.8293 | 1117088.4252 | 2505453.6104 | 1117077.591
154 | 2505604.9128 | 1117134.1562 | 2505588.11 | 1117141.0585
155 | 2505453.6104 | 1117077.591 | 2505460.7353 | 1117078.5247
156 | 2505604.9128 | 1117134.1562 | 2505611.9556 | 1117131.263
157 | 2505460.7353 | 1117078.5247 | 2505459.3458 | 1117070.6305 | 2505454.6331 | 1117052.7156
158 | 2505631.1724 | 1117123.3691 | 2505611.9556 | 1117131.263
159 | 2505631.1724 | 1117123.3691 | 2505635.4931 | 1117133.9182
160 | 2505617.6904 | 1117090.0702 | 2505631.1724 | 1117123.3691
161 | 2505617.6904 | 1117090.0702 | 2505596.124 | 1117091.8237
162 | 2505750.0967 | 1117097.2994 | 2505698.136 | 1117090.1269 | 2505690.4639 | 1117089.4608
163 | 2505750.0967 | 1117097.2994 | 2505732.5351 | 1117072.658
164 | 2505750.0967 | 1117097.2994 | 2505766.1331 | 1117099.8734 | 2505783.2895 | 1117102.4856 | 2505783.2753 | 1117116.4388 | 2505774.5643 | 1117161.3463 | 2505770.8545 | 1117177.9253 | 2505767.1162 | 1117193.1706 | 2505755.5392 | 1117188.4147 | 2505731.0954 | 1117177.8891 | 2505708.9513 | 1117169.7848
165 | 2505596.124 | 1117091.8237 | 2505585.1987 | 1117092.7121 | 2505573.8445 | 1117092.856 | 2505565.2742 | 1117092.8009 | 2505553.9459 | 1117092.4334
166 | 2505708.9513 | 1117169.7848 | 2505694.5902 | 1117131.563
167 | 2505708.9513 | 1117169.7848 | 2505687.3406 | 1117176.5813 | 2505685.1041 | 1117177.3787
168 | 2505511.0847 | 1117088.3496 | 2505515.53 | 1117089.1642 | 2505541.6769 | 1117092.0354 | 2505553.9459 | 1117092.4334
169 | 2505710.4384 | 1117128.0139 | 2505694.5902 | 1117131.563
170 | 2505669.5991 | 1117182.9068 | 2505685.1041 | 1117177.3787
171 | 2505360.0622 | 1117208.2527 | 2505352.6053 | 1117186.5147 | 2505346.0035 | 1117164.8066
172 | 2505369.1867 | 1117234.8524 | 2505360.0622 | 1117208.2527
173 | 2505454.6331 | 1117052.7156 | 2505450.8335 | 1117038.2715
174 | 2505472.0366 | 1117272.7083 | 2505465.1957 | 1117280.3562 | 2505459.1986 | 1117287.0622
175 | 2505452.7021 | 1117294.3265 | 2505459.1986 | 1117287.0622
176 | 2505444.1409 | 1117303.8996 | 2505452.7021 | 1117294.3265
177 | 2505252.2849 | 1117223.6187 | 2505256.5296 | 1117214.1781

## bus_geodata
| x | y | coords
0 | 2505418.7529 | 1116893.201
1 | 2505419.8537 | 1116893.1621
2 | 2505385.6675 | 1116894.3703
3 | 2505422.1441 | 1116893.0811
4 | 2505383.1906 | 1116894.4579
5 | 2505345.2942 | 1116895.7973
6 | 2505266.2998 | 1116898.5893
7 | 2505275.3987 | 1116982.1424
8 | 2505263.2749 | 1116809.9824
9 | 2505562.6588 | 1116866.471
10 | 2505566.3069 | 1116871.0715
11 | 2505541.7692 | 1116840.1285
12 | 2505588.8704 | 1116899.525
13 | 2505537.1331 | 1116834.2821
14 | 2505594.9321 | 1116907.169
15 | 2505513.1484 | 1116854.0765
16 | 2505507.0907 | 1116798.7187
17 | 2505623.9942 | 1116942.0178
18 | 2505572.0674 | 1116926.0988
19 | 2505512.6483 | 1116854.4893
20 | 2505501.3896 | 1116791.97
21 | 2505644.088 | 1116966.1126
22 | 2505571.9821 | 1116926.1694
23 | 2505485.4216 | 1116867.9214
24 | 2505484.9285 | 1116771.1699
25 | 2505529.9907 | 1116769.0078
26 | 2505651.0285 | 1116974.4351
27 | 2505552.1082 | 1116943.8375
28 | 2505643.1316 | 1116948.8242
29 | 2505657.3416 | 1116982.0429
30 | 2505537.3349 | 1116945.16
31 | 2505482.6073 | 1116893.3801
32 | 2505535.5131 | 1116764.5742
33 | 2505578.4285 | 1116747.3825
34 | 2505587.5973 | 1116775.8442
35 | 2505596.9802 | 1116804.9704
36 | 2505605.8088 | 1116832.3762
37 | 2505615.3174 | 1116861.8927
38 | 2505376.2233 | 1117091.4679
39 | 2505376.5214 | 1117090.7598
40 | 2505370.8275 | 1117088.3487
41 | 2505385.175 | 1117071.4682
42 | 2505364.837 | 1117070.2967
43 | 2505387.8037 | 1117071.6546
44 | 2505360.4184 | 1117083.9408
45 | 2505406.536 | 1117141.9773
46 | 2505422.96 | 1117135.2994
47 | 2505425.5065 | 1117158.557
48 | 2505330.9027 | 1117072.0287
49 | 2505313.7311 | 1117088.185
50 | 2505334.8387 | 1117070.4661
51 | 2505326.2918 | 1117063.5289
52 | 2505179.5911 | 1117287.5078
53 | 2505265.4657 | 1117305.0844
54 | 2505194.6657 | 1117202.0179
55 | 2505308.3446 | 1117079.4529
56 | 2505318.6875 | 1117093.1216
57 | 2505267.5387 | 1117189.6925
58 | 2505330.1012 | 1117128.0285
59 | 2505300.5331 | 1117071.4439
60 | 2505268.4349 | 1117064.9243
61 | 2505264.4076 | 1117075.7332
62 | 2505280.5185 | 1117022.6314
63 | 2505278.5503 | 1117006.2605
64 | 2505285.4253 | 1117022.4212
65 | 2505479.2634 | 1117205.4128
66 | 2505493.1874 | 1117217.8275
67 | 2505473.1603 | 1117200.205
68 | 2505470.4509 | 1117215.5345
69 | 2505537.6581 | 1117275.0878
70 | 2505547.4361 | 1117284.2741
71 | 2505522.9421 | 1117262.1251
72 | 2505457.1597 | 1117186.2209
73 | 2505492.462 | 1117176.0998
74 | 2505478.4022 | 1117222.6344
75 | 2505466.1123 | 1117211.6398
76 | 2505556.5224 | 1117274.3818
77 | 2505534.6431 | 1117298.899
78 | 2505499.7091 | 1117241.66
79 | 2505522.2708 | 1117261.5337
80 | 2505477.1972 | 1117266.9389
81 | 2505567.1438 | 1117262.2465
82 | 2505287.7282 | 1117037.3498
83 | 2505296.9528 | 1117046.2309
84 | 2505355.5885 | 1117069.6274
85 | 2505413.3668 | 1117073.4669
86 | 2505454.3601 | 1117122.5322
87 | 2505273.0308 | 1117266.131
88 | 2505393.0109 | 1117330.493
89 | 2505257.265 | 1117212.5423
90 | 2505339.5774 | 1117159.6243
91 | 2505417.2809 | 1117168.588
92 | 2505435.7531 | 1117184.7662
93 | 2505511.8886 | 1117234.5017
94 | 2505527.7539 | 1117164.3506
95 | 2505452.8326 | 1117199.8068
96 | 2505529.0161 | 1117305.3318
97 | 2505474.4515 | 1117270.0085
98 | 2505533.7586 | 1117254.0859
99 | 2505520.9134 | 1117242.5482
100 | 2505570.6948 | 1117258.1894
101 | 2505439.468 | 1117075.9897
102 | 2505625.181 | 1116892.5112
103 | 2505666.466 | 1116993.0386
104 | 2505670.6911 | 1116998.1303
105 | 2505672.5313 | 1117000.3479
106 | 2505634.9059 | 1116922.6991
107 | 2505688.1546 | 1117019.1754
108 | 2505688.804 | 1117019.958
109 | 2505482.3654 | 1116896.0372
110 | 2505521.9773 | 1116946.5349
111 | 2505518.3642 | 1116946.6912
112 | 2505487.475 | 1116947.7653
113 | 2505451.1246 | 1116949.0293
114 | 2505440.095 | 1116949.4128
115 | 2505436.7107 | 1116968.5349
116 | 2505436.2919 | 1116971.2663
117 | 2505410.8847 | 1116805.4734
118 | 2505425.2681 | 1116805.034
119 | 2505337.9608 | 1116978.7179
120 | 2505343.114 | 1116978.4358
121 | 2505380.904 | 1116976.3673
122 | 2505437.9672 | 1116989.3607
123 | 2505690.8444 | 1117022.4168
124 | 2505709.5436 | 1117044.9511
125 | 2505716.465 | 1117053.292
126 | 2505446.6034 | 1117022.1908
127 | 2505583.9814 | 1117243.0089
128 | 2505586.2794 | 1117240.3833
129 | 2505590.2345 | 1117235.8645
130 | 2505612.4109 | 1117210.5271
131 | 2505626.4333 | 1117194.506
132 | 2505502.0916 | 1117336.1323
133 | 2505521.672 | 1117313.7275
134 | 2505493.6146 | 1117351.0888
135 | 2505523.3711 | 1117311.7851
136 | 2505519.0903 | 1117358.4095
137 | 2505441.4446 | 1117341.0646
138 | 2505407.0415 | 1117331.2074
139 | 2505392.5112 | 1117302.8472
140 | 2505381.9941 | 1117272.1879
141 | 2505548.0087 | 1117156.7033
142 | 2505560.4432 | 1117152.0085
143 | 2505563.7239 | 1117150.7699
144 | 2505474.3842 | 1117134.1704
145 | 2505467.677 | 1117117.1176
146 | 2505588.11 | 1117141.0585
147 | 2505453.6104 | 1117077.591
148 | 2505604.9128 | 1117134.1562
149 | 2505460.7353 | 1117078.5247
150 | 2505383.8603 | 1116976.2055
151 | 2505611.9556 | 1117131.263
152 | 2505631.1724 | 1117123.3691
153 | 2505635.4931 | 1117133.9182
154 | 2505617.6904 | 1117090.0702
155 | 2505690.4639 | 1117089.4608
156 | 2505750.0967 | 1117097.2994
157 | 2505596.124 | 1117091.8237
158 | 2505732.5351 | 1117072.658
159 | 2505708.9513 | 1117169.7848
160 | 2505553.9459 | 1117092.4334
161 | 2505694.5902 | 1117131.563
162 | 2505685.1041 | 1117177.3787
163 | 2505511.0847 | 1117088.3496
164 | 2505710.4384 | 1117128.0139
165 | 2505669.5991 | 1117182.9068
166 | 2505346.0035 | 1117164.8066
167 | 2505360.0622 | 1117208.2527
168 | 2505369.1867 | 1117234.8524
169 | 2505342.7895 | 1117170.3357
170 | 2505454.6331 | 1117052.7156
171 | 2505450.8335 | 1117038.2715
172 | 2505449.8075 | 1117197.1428
173 | 2505472.0366 | 1117272.7083
174 | 2505459.1986 | 1117287.0622
175 | 2505452.7021 | 1117294.3265
176 | 2505444.1409 | 1117303.8996
177 | 2505256.5296 | 1117214.1781
178 | 2505252.2849 | 1117223.6187
179 | 2505385.175 | 1117071.4682

## line_std_types
| c_nf_per_km | r_ohm_per_km | x_ohm_per_km | max_i_ka | type | q_mm2 | alpha | voltage_rating
NAYY 4x50 SE | 210 | 0.642 | 0.083 | 0.142 | cs | 50 | 0.00403 | LV
NAYY 4x120 SE | 264 | 0.225 | 0.08 | 0.242 | cs | 120 | 0.00403 | LV
NAYY 4x150 SE | 261 | 0.208 | 0.08 | 0.27 | cs | 150 | 0.00403 | LV
NA2XS2Y 1x95 RM/25 12/20 kV | 216 | 0.313 | 0.132 | 0.252 | cs | 95 | 0.00403 | MV
NA2XS2Y 1x185 RM/25 12/20 kV | 273 | 0.161 | 0.117 | 0.362 | cs | 185 | 0.00403 | MV
NA2XS2Y 1x240 RM/25 12/20 kV | 304 | 0.122 | 0.112 | 0.421 | cs | 240 | 0.00403 | MV
NA2XS2Y 1x95 RM/25 6/10 kV | 315 | 0.313 | 0.123 | 0.249 | cs | 95 | 0.00403 | MV
NA2XS2Y 1x185 RM/25 6/10 kV | 406 | 0.161 | 0.11 | 0.358 | cs | 185 | 0.00403 | MV
NA2XS2Y 1x240 RM/25 6/10 kV | 456 | 0.122 | 0.105 | 0.416 | cs | 240 | 0.00403 | MV
NA2XS2Y 1x150 RM/25 12/20 kV | 250 | 0.206 | 0.116 | 0.319 | cs | 150 | 0.00403 | MV
NA2XS2Y 1x120 RM/25 12/20 kV | 230 | 0.253 | 0.119 | 0.283 | cs | 120 | 0.00403 | MV
NA2XS2Y 1x70 RM/25 12/20 kV | 190 | 0.443 | 0.132 | 0.22 | cs | 70 | 0.00403 | MV
NA2XS2Y 1x150 RM/25 6/10 kV | 360 | 0.206 | 0.11 | 0.315 | cs | 150 | 0.00403 | MV
NA2XS2Y 1x120 RM/25 6/10 kV | 340 | 0.253 | 0.113 | 0.28 | cs | 120 | 0.00403 | MV
NA2XS2Y 1x70 RM/25 6/10 kV | 280 | 0.443 | 0.123 | 0.217 | cs | 70 | 0.00403 | MV
N2XS(FL)2Y 1x120 RM/35 64/110 kV | 112 | 0.153 | 0.166 | 0.366 | cs | 120 | 0.00393 | HV
N2XS(FL)2Y 1x185 RM/35 64/110 kV | 125 | 0.099 | 0.156 | 0.457 | cs | 185 | 0.00393 | HV
N2XS(FL)2Y 1x240 RM/35 64/110 kV | 135 | 0.075 | 0.149 | 0.526 | cs | 240 | 0.00393 | HV
N2XS(FL)2Y 1x300 RM/35 64/110 kV | 144 | 0.06 | 0.144 | 0.588 | cs | 300 | 0.00393 | HV
15-AL1/3-ST1A 0.4 | 11 | 1.8769 | 0.35 | 0.105 | ol | 16 | 0.00403 | LV
24-AL1/4-ST1A 0.4 | 11.25 | 1.2012 | 0.335 | 0.14 | ol | 24 | 0.00403 | LV
48-AL1/8-ST1A 0.4 | 12.2 | 0.5939 | 0.3 | 0.21 | ol | 48 | 0.00403 | LV
94-AL1/15-ST1A 0.4 | 13.2 | 0.306 | 0.29 | 0.35 | ol | 94 | 0.00403 | LV
34-AL1/6-ST1A 10.0 | 9.7 | 0.8342 | 0.36 | 0.17 | ol | 34 | 0.00403 | MV
48-AL1/8-ST1A 10.0 | 10.1 | 0.5939 | 0.35 | 0.21 | ol | 48 | 0.00403 | MV
70-AL1/11-ST1A 10.0 | 10.4 | 0.4132 | 0.339 | 0.29 | ol | 70 | 0.00403 | MV
94-AL1/15-ST1A 10.0 | 10.75 | 0.306 | 0.33 | 0.35 | ol | 94 | 0.00403 | MV
122-AL1/20-ST1A 10.0 | 11.1 | 0.2376 | 0.323 | 0.41 | ol | 122 | 0.00403 | MV
149-AL1/24-ST1A 10.0 | 11.25 | 0.194 | 0.315 | 0.47 | ol | 149 | 0.00403 | MV
34-AL1/6-ST1A 20.0 | 9.15 | 0.8342 | 0.382 | 0.17 | ol | 34 | 0.00403 | MV
48-AL1/8-ST1A 20.0 | 9.5 | 0.5939 | 0.372 | 0.21 | ol | 48 | 0.00403 | MV
70-AL1/11-ST1A 20.0 | 9.7 | 0.4132 | 0.36 | 0.29 | ol | 70 | 0.00403 | MV
94-AL1/15-ST1A 20.0 | 10 | 0.306 | 0.35 | 0.35 | ol | 94 | 0.00403 | MV
122-AL1/20-ST1A 20.0 | 10.3 | 0.2376 | 0.344 | 0.41 | ol | 122 | 0.00403 | MV
149-AL1/24-ST1A 20.0 | 10.5 | 0.194 | 0.337 | 0.47 | ol | 149 | 0.00403 | MV
184-AL1/30-ST1A 20.0 | 10.75 | 0.1571 | 0.33 | 0.535 | ol | 184 | 0.00403 | MV
243-AL1/39-ST1A 20.0 | 11 | 0.1188 | 0.32 | 0.645 | ol | 243 | 0.00403 | MV
48-AL1/8-ST1A 110.0 | 8 | 0.5939 | 0.46 | 0.21 | ol | 48 | 0.00403 | HV
70-AL1/11-ST1A 110.0 | 8.4 | 0.4132 | 0.45 | 0.29 | ol | 70 | 0.00403 | HV
94-AL1/15-ST1A 110.0 | 8.65 | 0.306 | 0.44 | 0.35 | ol | 94 | 0.00403 | HV
122-AL1/20-ST1A 110.0 | 8.5 | 0.2376 | 0.43 | 0.41 | ol | 122 | 0.00403 | HV
149-AL1/24-ST1A 110.0 | 8.75 | 0.194 | 0.41 | 0.47 | ol | 149 | 0.00403 | HV
184-AL1/30-ST1A 110.0 | 8.8 | 0.1571 | 0.4 | 0.535 | ol | 184 | 0.00403 | HV
243-AL1/39-ST1A 110.0 | 9 | 0.1188 | 0.39 | 0.645 | ol | 243 | 0.00403 | HV
305-AL1/39-ST1A 110.0 | 9.2 | 0.0949 | 0.38 | 0.74 | ol | 305 | 0.00403 | HV
490-AL1/64-ST1A 110.0 | 9.75 | 0.059 | 0.37 | 0.96 | ol | 490 | 0.00403 | HV
679-AL1/86-ST1A 110.0 | 9.95 | 0.042 | 0.36 | 1.15 | ol | 679 | 0.00403 | HV
490-AL1/64-ST1A 220.0 | 10 | 0.059 | 0.285 | 0.96 | ol | 490 | 0.00403 | HV
679-AL1/86-ST1A 220.0 | 11.7 | 0.042 | 0.275 | 1.15 | ol | 679 | 0.00403 | HV
490-AL1/64-ST1A 380.0 | 11 | 0.059 | 0.253 | 0.96 | ol | 490 | 0.00403 | HV
679-AL1/86-ST1A 380.0 | 14.6 | 0.042 | 0.25 | 1.15 | ol | 679 | 0.00403 | HV

## trafo_std_types
| i0_percent | pfe_kw | vkr_percent | sn_mva | vn_lv_kv | vn_hv_kv | vk_percent | shift_degree | vector_group | tap_side | tap_neutral | tap_min | tap_max | tap_step_degree | tap_step_percent | tap_phase_shifter
160 MVA 380/110 kV | 0.06 | 60 | 0.25 | 160 | 110 | 380 | 12.2 | 0 | Yy0 | hv | 0 | -9 | 9 | 0 | 1.5 | FALSE
100 MVA 220/110 kV | 0.06 | 55 | 0.26 | 100 | 110 | 220 | 12 | 0 | Yy0 | hv | 0 | -9 | 9 | 0 | 1.5 | FALSE
63 MVA 110/20 kV | 0.04 | 22 | 0.32 | 63 | 20 | 110 | 18 | 150 | YNd5 | hv | 0 | -9 | 9 | 0 | 1.5 | FALSE
40 MVA 110/20 kV | 0.05 | 18 | 0.34 | 40 | 20 | 110 | 16.2 | 150 | YNd5 | hv | 0 | -9 | 9 | 0 | 1.5 | FALSE
25 MVA 110/20 kV | 0.07 | 14 | 0.41 | 25 | 20 | 110 | 12 | 150 | YNd5 | hv | 0 | -9 | 9 | 0 | 1.5 | FALSE
63 MVA 110/10 kV | 0.04 | 22 | 0.32 | 63 | 10 | 110 | 18 | 150 | YNd5 | hv | 0 | -9 | 9 | 0 | 1.5 | FALSE
40 MVA 110/10 kV | 0.05 | 18 | 0.34 | 40 | 10 | 110 | 16.2 | 150 | YNd5 | hv | 0 | -9 | 9 | 0 | 1.5 | FALSE
25 MVA 110/10 kV | 0.07 | 14 | 0.41 | 25 | 10 | 110 | 12 | 150 | YNd5 | hv | 0 | -9 | 9 | 0 | 1.5 | FALSE
0.25 MVA 20/0.4 kV | 0.32 | 0.8 | 1.44 | 0.25 | 0.4 | 20 | 6 | 150 | Yzn5 | hv | 0 | -2 | 2 | 0 | 2.5 | FALSE
0.4 MVA 20/0.4 kV | 0.3375 | 1.35 | 1.425 | 0.4 | 0.4 | 20 | 6 | 150 | Dyn5 | hv | 0 | -2 | 2 | 0 | 2.5 | FALSE
0.63 MVA 20/0.4 kV | 0.2619 | 1.65 | 1.206 | 0.63 | 0.4 | 20 | 6 | 150 | Dyn5 | hv | 0 | -2 | 2 | 0 | 2.5 | FALSE
0.25 MVA 10/0.4 kV | 0.24 | 0.6 | 1.2 | 0.25 | 0.4 | 10 | 4 | 150 | Dyn5 | hv | 0 | -2 | 2 | 0 | 2.5 | FALSE
0.4 MVA 10/0.4 kV | 0.2375 | 0.95 | 1.325 | 0.4 | 0.4 | 10 | 4 | 150 | Dyn5 | hv | 0 | -2 | 2 | 0 | 2.5 | FALSE
0.63 MVA 10/0.4 kV | 0.1873 | 1.18 | 1.0794 | 0.63 | 0.4 | 10 | 4 | 150 | Dyn5 | hv | 0 | -2 | 2 | 0 | 2.5 | FALSE

## trafo3w_std_types
| sn_hv_mva | sn_mv_mva | sn_lv_mva | vn_hv_kv | vn_mv_kv | vn_lv_kv | vk_hv_percent | vk_mv_percent | vk_lv_percent | vkr_hv_percent | vkr_mv_percent | vkr_lv_percent | pfe_kw | i0_percent | shift_mv_degree | shift_lv_degree | vector_group | tap_side | tap_neutral | tap_min | tap_max | tap_step_percent
63/25/38 MVA 110/20/10 kV | 63 | 25 | 38 | 110 | 20 | 10 | 10.4 | 10.4 | 10.4 | 0.28 | 0.32 | 0.35 | 35 | 0.89 | 0 | 0 | YN0yn0yn0 | hv | 0 | -10 | 10 | 1.2
63/25/38 MVA 110/10/10 kV | 63 | 25 | 38 | 110 | 10 | 10 | 10.4 | 10.4 | 10.4 | 0.28 | 0.32 | 0.35 | 35 | 0.89 | 0 | 0 | YN0yn0yn0 | hv | 0 | -10 | 10 | 1.2

## fuse_std_types
| fuse_type | i_rated_a | t_avg | t_min | t_total | x_avg | x_min | x_total
HV 100A | HV 100A | 100 | 0 | [10.0, 3.64, 0.854, 0.281, 0.1, 0.0531, 0.022, 0.01] | [10.0, 4.267, 1.21, 0.403, 0.1, 0.058, 0.022, 0.01] | 0 | [300.0, 350.0, 450.0, 550.0, 700.0, 850.0, 1200.0, 1752.0] | [600.0, 700.0, 900.0, 1150.0, 1665.0, 2000.0, 3000.0, 4313.0]
HV 10A | HV 10A | 10 | 0 | [10.0, 1675.0, 0.344, 0.156, 0.1, 0.0417, 0.0171, 0.01] | [10.0, 1.3, 0.3, 0.155, 0.1, 0.0555, 0.023, 0.01] | 0 | [30.0, 32.0, 35.0, 37.0, 39.0, 50.0, 70.0, 88.0] | [60.0, 70.0, 80.0, 87.0, 94.0, 110.0, 150.0, 216.0]
HV 125A | HV 125A | 125 | 0 | [10.0, 1.82, 0.344, 0.1, 0.0467, 0.0269, 0.01] | [10.0, 2.478, 0.426, 0.1, 0.0427, 0.0211, 0.01] | 0 | [375.0, 500.0, 700.0, 925.0, 1200.0, 1500.0, 2341.0] | [750.0, 1000.0, 1500.0, 2200.0, 3000.0, 4000.0, 5765.0]
HV 160A | HV 160A | 160 | 0 | [10.0, 4.15, 1.03, 0.198, 0.1, 0.051, 0.0172, 0.01] | [10.0, 2.3, 0.734, 0.274, 0.1, 0.046, 0.0177, 0.01] | 0 | [480.0, 550.0, 700.0, 1000.0, 1260.0, 1600.0, 2500.0, 3227.0] | [960.0, 1300.0, 1700.0, 2200.0, 2996.0, 4000.0, 6000.0, 7946.0]
HV 16A | HV 16A | 16 | 0 | [10.0, 0.352, 0.164, 0.1, 0.0649, 0.0342, 0.01] | [10.0, 2.34, 0.722, 0.181, 0.1, 0.055, 0.0296, 0.01] | 0 | [48.0, 60.0, 65.0, 71.0, 80.0, 100.0, 162.0] | [96.0, 110.0, 125.0, 150.0, 168.0, 200.0, 250.0, 398.0]
HV 200A | HV 200A | 200 | 0 | [10.0, 4.267, 1.21, 0.403, 0.1, 0.058, 0.022, 0.01] | [10.0, 3.73, 1.654, 0.328, 0.1, 0.0531, 0.019, 0.01] | 0 | [600.0, 700.0, 900.0, 1150.0, 1665.0, 2000.0, 3000.0, 4313.0] | [1200.0, 1500.0, 1800.0, 2700.0, 3960.0, 5000.0, 7500.0, 10620.0]
HV 20A | HV 20A | 20 | 0 | [10.0, 1.3, 0.3, 0.155, 0.1, 0.0555, 0.023, 0.01] | [10.0, 1.3, 0.161, 0.1, 0.0611, 0.0399, 0.0141, 0.01] | 0 | [60.0, 70.0, 80.0, 87.0, 94.0, 110.0, 150.0, 216.0] | [120.0, 150.0, 200.0, 223.0, 260.0, 300.0, 450.0, 532.0]
HV 25A | HV 25A | 25 | 0 | [10.0, 2.512, 0.833, 0.299, 0.1, 0.0372, 0.0223, 0.01] | [10.0, 3.125, 0.597, 0.198, 0.1, 0.0378, 0.022, 0.01] | 0 | [75.0, 82.0, 90.0, 100.0, 124.0, 170.0, 200.0, 289.0] | [150.0, 170.0, 210.0, 250.0, 294.0, 400.0, 500.0, 711.0]
HV 31.5A | HV 31.5A | 31.5 | 0 | [10.0, 2.34, 0.722, 0.181, 0.1, 0.055, 0.0296, 0.01] | [10.0, 2.84, 0.368, 0.164, 0.1, 0.0621, 0.0378, 0.0195, 0.01] | 0 | [95.0, 110.0, 125.0, 150.0, 165.0, 200.0, 250.0, 390.0] | [189.0, 220.0, 300.0, 350.0, 393.0, 450.0, 530.0, 700.0, 960.0]
HV 40A | HV 40A | 40 | 0 | [10.0, 1.3, 0.161, 0.1, 0.0611, 0.0399, 0.0141, 0.01] | [10.0, 2.05, 0.369, 0.198, 0.1, 0.051, 0.0298, 0.01] | 0 | [120.0, 150.0, 200.0, 223.0, 260.0, 300.0, 450.0, 532.0] | [240.0, 300.0, 400.0, 450.0, 530.0, 650.0, 800.0, 1311.0]
HV 50A | HV 50A | 50 | 0 | [10.0, 3.215, 0.597, 0.198, 0.1, 0.0378, 0.022, 0.01] | [10.0, 3.64, 0.854, 0.281, 0.1, 0.0531, 0.022, 0.01] | 0 | [150.0, 170.0, 210.0, 250.0, 294.0, 400.0, 500.0, 711.0] | [300.0, 350.0, 450.0, 550.0, 700.0, 850.0, 1200.0, 1752.0]
HV 6.3A | HV 6.3A | 6.3 | 0 | [10.0, 1.39, 0.344, 0.168, 0.1, 0.056, 0.0263, 0.01] | [10.0, 1.711, 0.516, 0.198, 0.1, 0.0634, 0.0303, 0.01] | 0 | [19.0, 19.5, 20.4, 20.8, 22.0, 25.0, 32.0, 48.0] | [38.0, 40.0, 43.0, 48.0, 53.0, 60.0, 75.0, 118.0]
HV 63A | HV 63A | 63 | 0 | [10.0, 2.84, 0.368, 0.164, 0.1, 0.0621, 0.0378, 0.0195, 0.01] | [10.0, 1.82, 0.344, 0.1, 0.0467, 0.0269, 0.01] | 0 | [189.0, 220.0, 300.0, 350.0, 393.0, 450.0, 530.0, 700.0, 961.0] | [378.0, 500.0, 700.0, 934.0, 1200.0, 1500.0, 2366.0]
HV 80A | HV 80A | 80 | 0 | [10.0, 2.05, 0.369, 0.198, 0.1, 0.051, 0.0298, 0.01] | [10.0, 4.15, 1.03, 0.198, 0.1, 0.051, 0.0172, 0.01] | 0 | [240.0, 300.0, 400.0, 450.0, 530.0, 650.0, 800.0, 1311.0] | [480.0, 550.0, 700.0, 1000.0, 1260.0, 1600.0, 2500.0, 3227.0]
Siemens NH-1-100 | Siemens NH-1-100 | 100 | [5400.0, 2000.0, 400.0, 20.0, 1.0, 0.2, 0.012, 0.004] | 0 | 0 | [150.0, 190.0, 250.0, 430.0, 900.0, 1250.0, 2700.0, 3600.0] | 0 | 0
Siemens NH-1-125 | Siemens NH-1-125 | 125 | [4800.0, 120.0, 7.0, 0.1, 0.004] | 0 | 0 | [180.0, 400.0, 740.0, 2000.0, 4250.0] | 0 | 0
Siemens NH-1-16 | Siemens NH-1-16 | 16 | [4000.0, 400.0, 2.0, 0.1, 0.04, 0.01] | 0 | 0 | [26.0, 35.0, 75.0, 150.0, 200.0, 300.0] | 0 | 0
Siemens NH-1-160 | Siemens NH-1-160 | 160 | [4800.0, 120.0, 7.0, 0.1, 0.004] | 0 | 0 | [210.0, 500.0, 900.0, 2300.0, 5000.0] | 0 | 0
Siemens NH-1-25 | Siemens NH-1-25 | 25 | [4000.0, 1000.0, 10.0, 0.2, 0.02, 0.01] | 0 | 0 | [40.0, 50.0, 100.0, 210.0, 400.0, 500.0] | 0 | 0
Siemens NH-1-50 | Siemens NH-1-50 | 50 | [4000.0, 40.0, 4.0, 1.0, 0.02, 0.01] | 0 | 0 | [86.0, 200.0, 300.0, 400.0, 1000.0, 1280.0] | 0 | 0
Siemens NH-1-63 | Siemens NH-1-63 | 63 | [4000.0, 100.0, 10.0, 2.0, 0.04, 0.01] | 0 | 0 | [100.0, 200.0, 300.0, 400.0, 1000.0, 1500.0] | 0 | 0
Siemens NH-1-80 | Siemens NH-1-80 | 80 | [4800.0, 120.0, 7.0, 0.1, 0.01] | 0 | 0 | [150.58, 250.0, 450.0, 1150.0, 2470.0] | 0 | 0
Siemens NH-2-1000 | Siemens NH-2-1000 | 1000 | [4800.0, 120.0, 7.0, 0.1, 0.004] | 0 | 0 | [1900.0, 3500.0, 8400.0, 24000.0, 52000.0] | 0 | 0
Siemens NH-2-200 | Siemens NH-2-200 | 200 | [4800.0, 120.0, 7.0, 0.1, 0.004] | 0 | 0 | [280.0, 650.0, 1200.0, 3000.0, 7000.0] | 0 | 0
Siemens NH-2-224 | Siemens NH-2-224 | 224 | [4800.0, 120.0, 7.0, 0.2, 0.04, 0.004] | 0 | 0 | [400.0, 750.0, 1453.0, 3025.0, 4315.0, 7600.0] | 0 | 0
Siemens NH-2-250 | Siemens NH-2-250 | 250 | [4800.0, 120.0, 7.0, 0.1, 0.004] | 0 | 0 | [450.0, 800.0, 1650.0, 4000.0, 8500.0] | 0 | 0
Siemens NH-2-315 | Siemens NH-2-315 | 315 | [4800.0, 120.0, 7.0, 0.1, 0.004] | 0 | 0 | [550.0, 920.0, 1900.0, 5000.0, 11000.0] | 0 | 0
Siemens NH-2-355 | Siemens NH-2-355 | 355 | [4800.0, 120.0, 6.0, 0.1, 0.004] | 0 | 0 | [650.0, 1116.27, 2350.0, 5840.0, 12790.0] | 0 | 0
Siemens NH-2-400 | Siemens NH-2-400 | 400 | [4800.0, 120.0, 7.0, 0.1, 0.004] | 0 | 0 | [720.0, 1350.0, 2800.0, 6500.0, 15000.0] | 0 | 0
Siemens NH-2-425 | Siemens NH-2-425 | 425 | [4800.0, 120.0, 7.0, 0.1, 0.004] | 0 | 0 | [850.0, 1500.0, 3050.0, 7500.0, 16500.0] | 0 | 0
Siemens NH-2-630 | Siemens NH-2-630 | 630 | [4800.0, 120.0, 7.0, 0.1, 0.004] | 0 | 0 | [1200.0, 2000.0, 4800.0, 12000.0, 26000.0] | 0 | 0

## dtypes
| element | column | dtype
0 | bus | name | object
1 | bus | vn_kv | float64
2 | bus | type | object
3 | bus | zone | object
4 | bus | in_service | bool
5 | load | name | object
6 | load | bus | uint32
7 | load | p_mw | float64
8 | load | q_mvar | float64
9 | load | const_z_percent | float64
10 | load | const_i_percent | float64
11 | load | sn_mva | float64
12 | load | scaling | float64
13 | load | in_service | bool
14 | load | type | object
15 | ext_grid | name | object
16 | ext_grid | bus | uint32
17 | ext_grid | vm_pu | float64
18 | ext_grid | va_degree | float64
19 | ext_grid | slack_weight | float64
20 | ext_grid | in_service | bool
21 | line | name | object
22 | line | std_type | object
23 | line | from_bus | uint32
24 | line | to_bus | uint32
25 | line | length_km | float64
26 | line | r_ohm_per_km | float64
27 | line | x_ohm_per_km | float64
28 | line | c_nf_per_km | float64
29 | line | g_us_per_km | float64
30 | line | max_i_ka | float64
31 | line | df | float64
32 | line | parallel | uint32
33 | line | type | object
34 | line | in_service | bool
35 | trafo | name | object
36 | trafo | std_type | object
37 | trafo | hv_bus | uint32
38 | trafo | lv_bus | uint32
39 | trafo | sn_mva | float64
40 | trafo | vn_hv_kv | float64
41 | trafo | vn_lv_kv | float64
42 | trafo | vk_percent | float64
43 | trafo | vkr_percent | float64
44 | trafo | pfe_kw | float64
45 | trafo | i0_percent | float64
46 | trafo | shift_degree | float64
47 | trafo | tap_side | object
48 | trafo | tap_neutral | int32
49 | trafo | tap_min | int32
50 | trafo | tap_max | int32
51 | trafo | tap_step_percent | float64
52 | trafo | tap_step_degree | float64
53 | trafo | tap_pos | int32
54 | trafo | tap_phase_shifter | bool
55 | trafo | parallel | uint32
56 | trafo | df | float64
57 | trafo | in_service | bool
58 | line_geodata | coords | object
59 | bus_geodata | x | float64
60 | bus_geodata | y | float64
61 | bus_geodata | coords | object

## parameters
| version | format_version | converged | OPF_converged | name | f_hz | sn_mva
0 | 2.14.6 | 2.14.0 | FALSE | FALSE |  | 50 | 1