## bus
| name | vn_kv | type | zone | in_service
0 | bus_LV_6641-1_0_4_node_0 | 0.4 | n |  | TRUE
1 | bus_LV_6641-1_0_4_node_1 | 0.4 | n |  | TRUE
2 | bus_LV_6641-1_0_4_node_2 | 0.4 | n |  | TRUE
3 | bus_LV_6641-1_0_4_node_146 | 0.4 | n |  | TRUE
4 | bus_LV_6641-1_0_4_node_6 | 0.4 | n |  | TRUE
5 | bus_LV_6641-1_0_4_node_144 | 0.4 | n |  | TRUE
6 | bus_LV_6641-1_0_4_node_3 | 0.4 | n |  | TRUE
7 | bus_LV_6641-1_0_4_node_11 | 0.4 | n |  | TRUE
8 | bus_LV_6641-1_0_4_node_9 | 0.4 | n |  | TRUE
9 | bus_LV_6641-1_0_4_node_4 | 0.4 | n |  | TRUE
10 | bus_LV_6641-1_0_4_node_5 | 0.4 | n |  | TRUE
11 | bus_LV_6641-1_0_4_node_7 | 0.4 | n |  | TRUE
12 | bus_LV_6641-1_0_4_node_8 | 0.4 | n |  | TRUE
13 | bus_LV_6641-1_0_4_node_10 | 0.4 | n |  | TRUE
14 | bus_LV_6641-1_0_4_node_12 | 0.4 | n |  | TRUE
15 | bus_LV_6641-1_0_4_node_13 | 0.4 | n |  | TRUE
16 | bus_LV_6641-1_0_4_node_14 | 0.4 | n |  | TRUE
17 | bus_LV_6641-1_0_4_node_15 | 0.4 | n |  | TRUE
18 | bus_LV_6641-1_0_4_node_17 | 0.4 | n |  | TRUE
19 | bus_LV_6641-1_0_4_node_18 | 0.4 | n |  | TRUE
20 | bus_LV_6641-1_0_4_node_188 | 0.4 | n |  | TRUE
21 | bus_LV_6641-1_0_4_node_16 | 0.4 | n |  | TRUE
22 | bus_LV_6641-1_0_4_node_37 | 0.4 | n |  | TRUE
23 | bus_LV_6641-1_0_4_node_135 | 0.4 | n |  | TRUE
24 | bus_LV_6641-1_0_4_node_85 | 0.4 | n |  | TRUE
25 | bus_LV_6641-1_0_4_node_142 | 0.4 | n |  | TRUE
26 | bus_LV_6641-1_0_4_node_20 | 0.4 | n |  | TRUE
27 | bus_LV_6641-1_0_4_node_95 | 0.4 | n |  | TRUE
28 | bus_LV_6641-1_0_4_node_93 | 0.4 | n |  | TRUE
29 | bus_LV_6641-1_0_4_node_36 | 0.4 | n |  | TRUE
30 | bus_LV_6641-1_0_4_node_136 | 0.4 | n |  | TRUE
31 | bus_LV_6641-1_0_4_node_154 | 0.4 | n |  | TRUE
32 | bus_LV_6641-1_0_4_node_84 | 0.4 | n |  | TRUE
33 | bus_LV_6641-1_0_4_node_143 | 0.4 | n |  | TRUE
34 | bus_LV_6641-1_0_4_node_86 | 0.4 | n |  | TRUE
35 | bus_LV_6641-1_0_4_node_83 | 0.4 | n |  | TRUE
36 | bus_LV_6641-1_0_4_node_94 | 0.4 | n |  | TRUE
37 | bus_LV_6641-1_0_4_node_21 | 0.4 | n |  | TRUE
38 | bus_LV_6641-1_0_4_node_22 | 0.4 | n |  | TRUE
39 | bus_LV_6641-1_0_4_node_23 | 0.4 | n |  | TRUE
40 | bus_LV_6641-1_0_4_node_24 | 0.4 | n |  | TRUE
41 | bus_LV_6641-1_0_4_node_26 | 0.4 | n |  | TRUE
42 | bus_LV_6641-1_0_4_node_173 | 0.4 | n |  | TRUE
43 | bus_LV_6641-1_0_4_node_25 | 0.4 | n |  | TRUE
44 | bus_LV_6641-1_0_4_node_141 | 0.4 | n |  | TRUE
45 | bus_LV_6641-1_0_4_node_55 | 0.4 | n |  | TRUE
46 | bus_LV_6641-1_0_4_node_27 | 0.4 | n |  | TRUE
47 | bus_LV_6641-1_0_4_node_66 | 0.4 | n |  | TRUE
48 | bus_LV_6641-1_0_4_node_62 | 0.4 | n |  | TRUE
49 | bus_LV_6641-1_0_4_node_29 | 0.4 | n |  | TRUE
50 | bus_LV_6641-1_0_4_node_191 | 0.4 | n |  | TRUE
51 | bus_LV_6641-1_0_4_node_170 | 0.4 | n |  | TRUE
52 | bus_LV_6641-1_0_4_node_30 | 0.4 | n |  | TRUE
53 | bus_LV_6641-1_0_4_node_171 | 0.4 | n |  | TRUE
54 | bus_LV_6641-1_0_4_node_169 | 0.4 | n |  | TRUE
55 | bus_LV_6641-1_0_4_node_140 | 0.4 | n |  | TRUE
56 | bus_LV_6641-1_0_4_node_107 | 0.4 | n |  | TRUE
57 | bus_LV_6641-1_0_4_node_42 | 0.4 | n |  | TRUE
58 | bus_LV_6641-1_0_4_node_65 | 0.4 | n |  | TRUE
59 | bus_LV_6641-1_0_4_node_102 | 0.4 | n |  | TRUE
60 | bus_LV_6641-1_0_4_node_172 | 0.4 | n |  | TRUE
61 | bus_LV_6641-1_0_4_node_192 | 0.4 | n |  | TRUE
62 | bus_LV_6641-1_0_4_node_63 | 0.4 | n |  | TRUE
63 | bus_LV_6641-1_0_4_node_31 | 0.4 | n |  | TRUE
64 | bus_LV_6641-1_0_4_node_32 | 0.4 | n |  | TRUE
65 | bus_LV_6641-1_0_4_node_33 | 0.4 | n |  | TRUE
66 | bus_LV_6641-1_0_4_node_34 | 0.4 | n |  | TRUE
67 | bus_LV_6641-1_0_4_node_35 | 0.4 | n |  | TRUE
68 | bus_LV_6641-1_0_4_node_128 | 0.4 | n |  | TRUE
69 | bus_LV_6641-1_0_4_node_118 | 0.4 | n |  | TRUE
70 | bus_LV_6641-1_0_4_node_131 | 0.4 | n |  | TRUE
71 | bus_LV_6641-1_0_4_node_75 | 0.4 | n |  | TRUE
72 | bus_LV_6641-1_0_4_node_73 | 0.4 | n |  | TRUE
73 | bus_LV_6641-1_0_4_node_117 | 0.4 | n |  | TRUE
74 | bus_LV_6641-1_0_4_node_38 | 0.4 | n |  | TRUE
75 | bus_LV_6641-1_0_4_node_44 | 0.4 | n |  | TRUE
76 | bus_LV_6641-1_0_4_node_45 | 0.4 | n |  | TRUE
77 | bus_LV_6641-1_0_4_node_40 | 0.4 | n |  | TRUE
78 | bus_LV_6641-1_0_4_node_182 | 0.4 | n |  | TRUE
79 | bus_LV_6641-1_0_4_node_43 | 0.4 | n |  | TRUE
80 | bus_LV_6641-1_0_4_node_185 | 0.4 | n |  | TRUE
81 | bus_LV_6641-1_0_4_node_133 | 0.4 | n |  | TRUE
82 | bus_LV_6641-1_0_4_node_132 | 0.4 | n |  | TRUE
83 | bus_LV_6641-1_0_4_node_186 | 0.4 | n |  | TRUE
84 | bus_LV_6641-1_0_4_node_129 | 0.4 | n |  | TRUE
85 | bus_LV_6641-1_0_4_node_100 | 0.4 | n |  | TRUE
86 | bus_LV_6641-1_0_4_node_52 | 0.4 | n |  | TRUE
87 | bus_LV_6641-1_0_4_node_54 | 0.4 | n |  | TRUE
88 | bus_LV_6641-1_0_4_node_50 | 0.4 | n |  | TRUE
89 | bus_LV_6641-1_0_4_node_184 | 0.4 | n |  | TRUE
90 | bus_LV_6641-1_0_4_node_187 | 0.4 | n |  | TRUE
91 | bus_LV_6641-1_0_4_node_46 | 0.4 | n |  | TRUE
92 | bus_LV_6641-1_0_4_node_47 | 0.4 | n |  | TRUE
93 | bus_LV_6641-1_0_4_node_48 | 0.4 | n |  | TRUE
94 | bus_LV_6641-1_0_4_node_49 | 0.4 | n |  | TRUE
95 | bus_LV_6641-1_0_4_node_115 | 0.4 | n |  | TRUE
96 | bus_LV_6641-1_0_4_node_116 | 0.4 | n |  | TRUE
97 | bus_LV_6641-1_0_4_node_51 | 0.4 | n |  | TRUE
98 | bus_LV_6641-1_0_4_node_53 | 0.4 | n |  | TRUE
99 | bus_LV_6641-1_0_4_node_134 | 0.4 | n |  | TRUE
100 | bus_LV_6641-1_0_4_node_108 | 0.4 | n |  | TRUE
101 | bus_LV_6641-1_0_4_node_56 | 0.4 | n |  | TRUE
102 | bus_LV_6641-1_0_4_node_57 | 0.4 | n |  | TRUE
103 | bus_LV_6641-1_0_4_node_58 | 0.4 | n |  | TRUE
104 | bus_LV_6641-1_0_4_node_59 | 0.4 | n |  | TRUE
105 | bus_LV_6641-1_0_4_node_60 | 0.4 | n |  | TRUE
106 | bus_LV_6641-1_0_4_node_61 | 0.4 | n |  | TRUE
107 | bus_LV_6641-1_0_4_node_119 | 0.4 | n |  | TRUE
108 | bus_LV_6641-1_0_4_node_112 | 0.4 | n |  | TRUE
109 | bus_LV_6641-1_0_4_node_113 | 0.4 | n |  | TRUE
110 | bus_LV_6641-1_0_4_node_64 | 0.4 | n |  | TRUE
111 | bus_LV_6641-1_0_4_node_168 | 0.4 | n |  | TRUE
112 | bus_LV_6641-1_0_4_node_67 | 0.4 | n |  | TRUE
113 | bus_LV_6641-1_0_4_node_68 | 0.4 | n |  | TRUE
114 | bus_LV_6641-1_0_4_node_69 | 0.4 | n |  | TRUE
115 | bus_LV_6641-1_0_4_node_70 | 0.4 | n |  | TRUE
116 | bus_LV_6641-1_0_4_node_71 | 0.4 | n |  | TRUE
117 | bus_LV_6641-1_0_4_node_125 | 0.4 | n |  | TRUE
118 | bus_LV_6641-1_0_4_node_92 | 0.4 | n |  | TRUE
119 | bus_LV_6641-1_0_4_node_127 | 0.4 | n |  | TRUE
120 | bus_LV_6641-1_0_4_node_123 | 0.4 | n |  | TRUE
121 | bus_LV_6641-1_0_4_node_152 | 0.4 | n |  | TRUE
122 | bus_LV_6641-1_0_4_node_91 | 0.4 | n |  | TRUE
123 | bus_LV_6641-1_0_4_node_72 | 0.4 | n |  | TRUE
124 | bus_LV_6641-1_0_4_node_74 | 0.4 | n |  | TRUE
125 | bus_LV_6641-1_0_4_node_76 | 0.4 | n |  | TRUE
126 | bus_LV_6641-1_0_4_node_110 | 0.4 | n |  | TRUE
127 | bus_LV_6641-1_0_4_node_99 | 0.4 | n |  | TRUE
128 | bus_LV_6641-1_0_4_node_77 | 0.4 | n |  | TRUE
129 | bus_LV_6641-1_0_4_node_78 | 0.4 | n |  | TRUE
130 | bus_LV_6641-1_0_4_node_79 | 0.4 | n |  | TRUE
131 | bus_LV_6641-1_0_4_node_80 | 0.4 | n |  | TRUE
132 | bus_LV_6641-1_0_4_node_81 | 0.4 | n |  | TRUE
133 | bus_LV_6641-1_0_4_node_82 | 0.4 | n |  | TRUE
134 | bus_LV_6641-1_0_4_node_111 | 0.4 | n |  | TRUE
135 | bus_LV_6641-1_0_4_node_180 | 0.4 | n |  | TRUE
136 | bus_LV_6641-1_0_4_node_105 | 0.4 | n |  | TRUE
137 | bus_LV_6641-1_0_4_node_103 | 0.4 | n |  | TRUE
138 | bus_LV_6641-1_0_4_node_181 | 0.4 | n |  | TRUE
139 | bus_LV_6641-1_0_4_node_153 | 0.4 | n |  | TRUE
140 | bus_LV_6641-1_0_4_node_87 | 0.4 | n |  | TRUE
141 | bus_LV_6641-1_0_4_node_88 | 0.4 | n |  | TRUE
142 | bus_LV_6641-1_0_4_node_89 | 0.4 | n |  | TRUE
143 | bus_LV_6641-1_0_4_node_90 | 0.4 | n |  | TRUE
144 | bus_LV_6641-1_0_4_node_149 | 0.4 | n |  | TRUE
145 | bus_LV_6641-1_0_4_node_189 | 0.4 | n |  | TRUE
146 | bus_LV_6641-1_0_4_node_148 | 0.4 | n |  | TRUE
147 | bus_LV_6641-1_0_4_node_96 | 0.4 | n |  | TRUE
148 | bus_LV_6641-1_0_4_node_97 | 0.4 | n |  | TRUE
149 | bus_LV_6641-1_0_4_node_98 | 0.4 | n |  | TRUE
150 | bus_LV_6641-1_0_4_node_101 | 0.4 | n |  | TRUE
151 | bus_LV_6641-1_0_4_node_160 | 0.4 | n |  | TRUE
152 | bus_LV_6641-1_0_4_node_158 | 0.4 | n |  | TRUE
153 | bus_LV_6641-1_0_4_node_104 | 0.4 | n |  | TRUE
154 | bus_LV_6641-1_0_4_node_106 | 0.4 | n |  | TRUE
155 | bus_LV_6641-1_0_4_node_121 | 0.4 | n |  | TRUE
156 | bus_LV_6641-1_0_4_node_120 | 0.4 | n |  | TRUE
157 | bus_LV_6641-1_0_4_node_179 | 0.4 | n |  | TRUE
158 | bus_LV_6641-1_0_4_node_109 | 0.4 | n |  | TRUE
159 | bus_LV_6641-1_0_4_node_122 | 0.4 | n |  | TRUE
160 | bus_LV_6641-1_0_4_node_130 | 0.4 | n |  | TRUE
161 | bus_LV_6641-1_0_4_node_114 | 0.4 | n |  | TRUE
162 | bus_LV_6641-1_0_4_node_162 | 0.4 | n |  | TRUE
163 | bus_LV_6641-1_0_4_node_163 | 0.4 | n |  | TRUE
164 | bus_LV_6641-1_0_4_node_164 | 0.4 | n |  | TRUE
165 | bus_LV_6641-1_0_4_node_137 | 0.4 | n |  | TRUE
166 | bus_LV_6641-1_0_4_node_138 | 0.4 | n |  | TRUE
167 | bus_LV_6641-1_0_4_node_177 | 0.4 | n |  | TRUE
168 | bus_LV_6641-1_0_4_node_124 | 0.4 | n |  | TRUE
169 | bus_LV_6641-1_0_4_node_126 | 0.4 | n |  | TRUE
170 | bus_LV_6641-1_0_4_node_139 | 0.4 | n |  | TRUE
171 | bus_LV_6641-1_0_4_node_145 | 0.4 | n |  | TRUE
172 | bus_LV_6641-1_0_4_node_147 | 0.4 | n |  | TRUE
173 | bus_LV_6641-1_0_4_node_155 | 0.4 | n |  | TRUE
174 | bus_LV_6641-1_0_4_node_190 | 0.4 | n |  | TRUE
175 | bus_LV_6641-1_0_4_node_156 | 0.4 | n |  | TRUE
176 | bus_LV_6641-1_0_4_node_157 | 0.4 | n |  | TRUE
177 | bus_LV_6641-1_0_4_node_159 | 0.4 | n |  | TRUE
178 | bus_LV_6641-1_0_4_node_161 | 0.4 | n |  | TRUE
179 | bus_LV_6641-1_0_4_node_167 | 0.4 | n |  | TRUE
180 | bus_LV_6641-1_0_4_node_165 | 0.4 | n |  | TRUE
181 | bus_LV_6641-1_0_4_node_166 | 0.4 | n |  | TRUE
182 | bus_LV_6641-1_0_4_node_174 | 0.4 | n |  | TRUE
183 | bus_LV_6641-1_0_4_node_175 | 0.4 | n |  | TRUE
184 | bus_LV_6641-1_0_4_node_176 | 0.4 | n |  | TRUE
185 | bus_LV_6641-1_0_4_node_178 | 0.4 | n |  | TRUE
186 | bus_LV_6641-1_0_4_node_183 | 0.4 | n |  | TRUE
187 | bus_MV_645_1_node_119 | 20 | n |  | TRUE

## load
| name | bus | p_mw | q_mvar | const_z_percent | const_i_percent | sn_mva | scaling | in_service | type
0 | LV_6641-1_0_4_load_0 | 0 | 0.00014771 | 3.7021e-05 | 0 | 0 |  | 1 | TRUE | wye
1 | LV_6641-1_0_4_load_1 | 1 | 2.5863e-05 | 6.4819e-06 | 0 | 0 |  | 1 | TRUE | wye
2 | LV_6641-1_0_4_load_2 | 2 | 3.1395e-05 | 7.8684e-06 | 0 | 0 |  | 1 | TRUE | wye
3 | LV_6641-1_0_4_load_144 | 5 | 0.0016671 | 0.00041781 | 0 | 0 |  | 1 | TRUE | wye
4 | LV_6641-1_0_4_load_3 | 6 | 1.9667e-05 | 4.929e-06 | 0 | 0 |  | 1 | TRUE | wye
5 | LV_6641-1_0_4_load_11 | 7 | 4.5425e-05 | 1.1384e-05 | 0 | 0 |  | 1 | TRUE | wye
6 | LV_6641-1_0_4_load_4 | 9 | 0.00010059 | 2.521e-05 | 0 | 0 |  | 1 | TRUE | wye
7 | LV_6641-1_0_4_load_8 | 12 | 2.6759e-05 | 6.7065e-06 | 0 | 0 |  | 1 | TRUE | wye
8 | LV_6641-1_0_4_load_10 | 13 | 3.3173e-05 | 8.314e-06 | 0 | 0 |  | 1 | TRUE | wye
9 | LV_6641-1_0_4_load_12 | 14 | 0.0049788 | 0.0012478 | 0 | 0 |  | 1 | TRUE | wye
10 | LV_6641-1_0_4_load_17 | 18 | 0.0040235 | 0.0010084 | 0 | 0 |  | 1 | TRUE | wye
11 | LV_6641-1_0_4_load_188 | 20 | 0.0044204 | 0.0011079 | 0 | 0 |  | 1 | TRUE | wye
12 | LV_6641-1_0_4_load_135 | 23 | 0.0048455 | 0.0012144 | 0 | 0 |  | 1 | TRUE | wye
13 | LV_6641-1_0_4_load_142 | 25 | 0.0062123 | 0.001557 | 0 | 0 |  | 1 | TRUE | wye
14 | LV_6641-1_0_4_load_95 | 27 | 0.0048729 | 0.0012213 | 0 | 0 |  | 1 | TRUE | wye
15 | LV_6641-1_0_4_load_93 | 28 | 0.015085 | 0.0037807 | 0 | 0 |  | 1 | TRUE | wye
16 | LV_6641-1_0_4_load_36 | 29 | 0.0049131 | 0.0012313 | 0 | 0 |  | 1 | TRUE | wye
17 | LV_6641-1_0_4_load_136 | 30 | 0.004392 | 0.0011007 | 0 | 0 |  | 1 | TRUE | wye
18 | LV_6641-1_0_4_load_154 | 31 | 0.011803 | 0.0029581 | 0 | 0 |  | 1 | TRUE | wye
19 | LV_6641-1_0_4_load_84 | 32 | 0.011887 | 0.002979 | 0 | 0 |  | 1 | TRUE | wye
20 | LV_6641-1_0_4_load_143 | 33 | 0.0062698 | 0.0015714 | 0 | 0 |  | 1 | TRUE | wye
21 | LV_6641-1_0_4_load_86 | 34 | 0.0061779 | 0.0015483 | 0 | 0 |  | 1 | TRUE | wye
22 | LV_6641-1_0_4_load_83 | 35 | 0.011532 | 0.0028902 | 0 | 0 |  | 1 | TRUE | wye
23 | LV_6641-1_0_4_load_94 | 36 | 0.0040614 | 0.0010179 | 0 | 0 |  | 1 | TRUE | wye
24 | LV_6641-1_0_4_load_21 | 37 | 0.0080466 | 0.0020167 | 0 | 0 |  | 1 | TRUE | wye
25 | LV_6641-1_0_4_load_26 | 41 | 0.0043167 | 0.0010819 | 0 | 0 |  | 1 | TRUE | wye
26 | LV_6641-1_0_4_load_173 | 42 | 0.005573 | 0.0013967 | 0 | 0 |  | 1 | TRUE | wye
27 | LV_6641-1_0_4_load_141 | 44 | 0.001526 | 0.00038245 | 0 | 0 |  | 1 | TRUE | wye
28 | LV_6641-1_0_4_load_62 | 48 | 0.0053139 | 0.0013318 | 0 | 0 |  | 1 | TRUE | wye
29 | LV_6641-1_0_4_load_191 | 50 | 0.0037843 | 0.00094843 | 0 | 0 |  | 1 | TRUE | wye
30 | LV_6641-1_0_4_load_171 | 53 | 0.0018823 | 0.00047174 | 0 | 0 |  | 1 | TRUE | wye
31 | LV_6641-1_0_4_load_169 | 54 | 0.0014221 | 0.0003564 | 0 | 0 |  | 1 | TRUE | wye
32 | LV_6641-1_0_4_load_140 | 55 | 0.0020538 | 0.00051474 | 0 | 0 |  | 1 | TRUE | wye
33 | LV_6641-1_0_4_load_107 | 56 | 0.0034772 | 0.00087148 | 0 | 0 |  | 1 | TRUE | wye
34 | LV_6641-1_0_4_load_172 | 60 | 0.0014038 | 0.00035183 | 0 | 0 |  | 1 | TRUE | wye
35 | LV_6641-1_0_4_load_192 | 61 | 0.003758 | 0.00094185 | 0 | 0 |  | 1 | TRUE | wye
36 | LV_6641-1_0_4_load_63 | 62 | 0.014772 | 0.0037022 | 0 | 0 |  | 1 | TRUE | wye
37 | LV_6641-1_0_4_load_31 | 63 | 0.0017808 | 0.0004463 | 0 | 0 |  | 1 | TRUE | wye
38 | LV_6641-1_0_4_load_32 | 64 | 0.0016008 | 0.00040119 | 0 | 0 |  | 1 | TRUE | wye
39 | LV_6641-1_0_4_load_33 | 65 | 0.0011329 | 0.00028394 | 0 | 0 |  | 1 | TRUE | wye
40 | LV_6641-1_0_4_load_34 | 66 | 0.0012112 | 0.00030355 | 0 | 0 |  | 1 | TRUE | wye
41 | LV_6641-1_0_4_load_128 | 68 | 0.00073476 | 0.00018415 | 0 | 0 |  | 1 | TRUE | wye
42 | LV_6641-1_0_4_load_118 | 69 | 0.0024947 | 0.00062522 | 0 | 0 |  | 1 | TRUE | wye
43 | LV_6641-1_0_4_load_131 | 70 | 0.0014683 | 0.00036799 | 0 | 0 |  | 1 | TRUE | wye
44 | LV_6641-1_0_4_load_75 | 71 | 0.002065 | 0.00051753 | 0 | 0 |  | 1 | TRUE | wye
45 | LV_6641-1_0_4_load_73 | 72 | 0.00089171 | 0.00022348 | 0 | 0 |  | 1 | TRUE | wye
46 | LV_6641-1_0_4_load_117 | 73 | 0.00083545 | 0.00020938 | 0 | 0 |  | 1 | TRUE | wye
47 | LV_6641-1_0_4_load_45 | 76 | 0.0054119 | 0.0013563 | 0 | 0 |  | 1 | TRUE | wye
48 | LV_6641-1_0_4_load_182 | 78 | 0.0048569 | 0.0012173 | 0 | 0 |  | 1 | TRUE | wye
49 | LV_6641-1_0_4_load_185 | 80 | 0.0043557 | 0.0010917 | 0 | 0 |  | 1 | TRUE | wye
50 | LV_6641-1_0_4_load_133 | 81 | 0.0054966 | 0.0013776 | 0 | 0 |  | 1 | TRUE | wye
51 | LV_6641-1_0_4_load_132 | 82 | 0.0059899 | 0.0015012 | 0 | 0 |  | 1 | TRUE | wye
52 | LV_6641-1_0_4_load_186 | 83 | 0.0059535 | 0.0014921 | 0 | 0 |  | 1 | TRUE | wye
53 | LV_6641-1_0_4_load_129 | 84 | 0.0040952 | 0.0010263 | 0 | 0 |  | 1 | TRUE | wye
54 | LV_6641-1_0_4_load_54 | 87 | 0.008175 | 0.0020489 | 0 | 0 |  | 1 | TRUE | wye
55 | LV_6641-1_0_4_load_50 | 88 | 0.0036977 | 0.00092674 | 0 | 0 |  | 1 | TRUE | wye
56 | LV_6641-1_0_4_load_184 | 89 | 0.0042968 | 0.0010769 | 0 | 0 |  | 1 | TRUE | wye
57 | LV_6641-1_0_4_load_187 | 90 | 0.0060512 | 0.0015166 | 0 | 0 |  | 1 | TRUE | wye
58 | LV_6641-1_0_4_load_46 | 91 | 0.0011112 | 0.00027849 | 0 | 0 |  | 1 | TRUE | wye
59 | LV_6641-1_0_4_load_47 | 92 | 0.0012953 | 0.00032463 | 0 | 0 |  | 1 | TRUE | wye
60 | LV_6641-1_0_4_load_48 | 93 | 0.0010995 | 0.00027555 | 0 | 0 |  | 1 | TRUE | wye
61 | LV_6641-1_0_4_load_49 | 94 | 0.0012911 | 0.00032357 | 0 | 0 |  | 1 | TRUE | wye
62 | LV_6641-1_0_4_load_51 | 97 | 0.0016823 | 0.00042161 | 0 | 0 |  | 1 | TRUE | wye
63 | LV_6641-1_0_4_load_53 | 98 | 0.0015902 | 0.00039855 | 0 | 0 |  | 1 | TRUE | wye
64 | LV_6641-1_0_4_load_134 | 99 | 0.00096898 | 0.00024285 | 0 | 0 |  | 1 | TRUE | wye
65 | LV_6641-1_0_4_load_108 | 100 | 0.00288 | 0.00072179 | 0 | 0 |  | 1 | TRUE | wye
66 | LV_6641-1_0_4_load_56 | 101 | 0.001499 | 0.00037568 | 0 | 0 |  | 1 | TRUE | wye
67 | LV_6641-1_0_4_load_57 | 102 | 0.002003 | 0.000502 | 0 | 0 |  | 1 | TRUE | wye
68 | LV_6641-1_0_4_load_59 | 104 | 0.0015117 | 0.00037887 | 0 | 0 |  | 1 | TRUE | wye
69 | LV_6641-1_0_4_load_60 | 105 | 0.0031563 | 0.00079105 | 0 | 0 |  | 1 | TRUE | wye
70 | LV_6641-1_0_4_load_119 | 107 | 0.0031197 | 0.00078188 | 0 | 0 |  | 1 | TRUE | wye
71 | LV_6641-1_0_4_load_112 | 108 | 0.002031 | 0.00050903 | 0 | 0 |  | 1 | TRUE | wye
72 | LV_6641-1_0_4_load_113 | 109 | 0.0020387 | 0.00051094 | 0 | 0 |  | 1 | TRUE | wye
73 | LV_6641-1_0_4_load_168 | 111 | 0.014863 | 0.003725 | 0 | 0 |  | 1 | TRUE | wye
74 | LV_6641-1_0_4_load_67 | 112 | 0.001498 | 0.00037543 | 0 | 0 |  | 1 | TRUE | wye
75 | LV_6641-1_0_4_load_68 | 113 | 0.00044724 | 0.00011209 | 0 | 0 |  | 1 | TRUE | wye
76 | LV_6641-1_0_4_load_69 | 114 | 0.0017632 | 0.0004419 | 0 | 0 |  | 1 | TRUE | wye
77 | LV_6641-1_0_4_load_70 | 115 | 0.00092335 | 0.00023141 | 0 | 0 |  | 1 | TRUE | wye
78 | LV_6641-1_0_4_load_71 | 116 | 0.00076808 | 0.0001925 | 0 | 0 |  | 1 | TRUE | wye
79 | LV_6641-1_0_4_load_127 | 119 | 0.0018396 | 0.00046104 | 0 | 0 |  | 1 | TRUE | wye
80 | LV_6641-1_0_4_load_123 | 120 | 0.0039192 | 0.00098225 | 0 | 0 |  | 1 | TRUE | wye
81 | LV_6641-1_0_4_load_72 | 123 | 0.00098122 | 0.00024592 | 0 | 0 |  | 1 | TRUE | wye
82 | LV_6641-1_0_4_load_74 | 124 | 0.00087049 | 0.00021817 | 0 | 0 |  | 1 | TRUE | wye
83 | LV_6641-1_0_4_load_76 | 125 | 0.00088178 | 0.000221 | 0 | 0 |  | 1 | TRUE | wye
84 | LV_6641-1_0_4_load_110 | 126 | 0.00087312 | 0.00021882 | 0 | 0 |  | 1 | TRUE | wye
85 | LV_6641-1_0_4_load_77 | 128 | 0.0032473 | 0.00081385 | 0 | 0 |  | 1 | TRUE | wye
86 | LV_6641-1_0_4_load_78 | 129 | 0.0016112 | 0.0004038 | 0 | 0 |  | 1 | TRUE | wye
87 | LV_6641-1_0_4_load_80 | 131 | 0.0013673 | 0.00034267 | 0 | 0 |  | 1 | TRUE | wye
88 | LV_6641-1_0_4_load_81 | 132 | 0.0021435 | 0.00053721 | 0 | 0 |  | 1 | TRUE | wye
89 | LV_6641-1_0_4_load_82 | 133 | 0.0020066 | 0.0005029 | 0 | 0 |  | 1 | TRUE | wye
90 | LV_6641-1_0_4_load_111 | 134 | 0.0016032 | 0.0004018 | 0 | 0 |  | 1 | TRUE | wye
91 | LV_6641-1_0_4_load_180 | 135 | 0.0019688 | 0.00049342 | 0 | 0 |  | 1 | TRUE | wye
92 | LV_6641-1_0_4_load_105 | 136 | 0.0022983 | 0.000576 | 0 | 0 |  | 1 | TRUE | wye
93 | LV_6641-1_0_4_load_103 | 137 | 0.0021049 | 0.00052754 | 0 | 0 |  | 1 | TRUE | wye
94 | LV_6641-1_0_4_load_181 | 138 | 0.0017525 | 0.00043922 | 0 | 0 |  | 1 | TRUE | wye
95 | LV_6641-1_0_4_load_87 | 140 | 0.0063392 | 0.0015887 | 0 | 0 |  | 1 | TRUE | wye
96 | LV_6641-1_0_4_load_88 | 141 | 0.00027835 | 6.976e-05 | 0 | 0 |  | 1 | TRUE | wye
97 | LV_6641-1_0_4_load_149 | 144 | 0.00020195 | 5.0614e-05 | 0 | 0 |  | 1 | TRUE | wye
98 | LV_6641-1_0_4_load_189 | 145 | 0.00090608 | 0.00022709 | 0 | 0 |  | 1 | TRUE | wye
99 | LV_6641-1_0_4_load_96 | 147 | 0.0021976 | 0.00055076 | 0 | 0 |  | 1 | TRUE | wye
100 | LV_6641-1_0_4_load_101 | 150 | 0.0021714 | 0.00054422 | 0 | 0 |  | 1 | TRUE | wye
101 | LV_6641-1_0_4_load_160 | 151 | 0.00088985 | 0.00022302 | 0 | 0 |  | 1 | TRUE | wye
102 | LV_6641-1_0_4_load_158 | 152 | 0.00069243 | 0.00017354 | 0 | 0 |  | 1 | TRUE | wye
103 | LV_6641-1_0_4_load_104 | 153 | 0.0020922 | 0.00052435 | 0 | 0 |  | 1 | TRUE | wye
104 | LV_6641-1_0_4_load_121 | 155 | 0.0031619 | 0.00079245 | 0 | 0 |  | 1 | TRUE | wye
105 | LV_6641-1_0_4_load_120 | 156 | 0.0030867 | 0.00077361 | 0 | 0 |  | 1 | TRUE | wye
106 | LV_6641-1_0_4_load_179 | 157 | 0.0031771 | 0.00079625 | 0 | 0 |  | 1 | TRUE | wye
107 | LV_6641-1_0_4_load_122 | 159 | 0.0098751 | 0.0024749 | 0 | 0 |  | 1 | TRUE | wye
108 | LV_6641-1_0_4_load_130 | 160 | 0.0021821 | 0.00054687 | 0 | 0 |  | 1 | TRUE | wye
109 | LV_6641-1_0_4_load_114 | 161 | 0.0021002 | 0.00052635 | 0 | 0 |  | 1 | TRUE | wye
110 | LV_6641-1_0_4_load_163 | 163 | 0.00078382 | 0.00019644 | 0 | 0 |  | 1 | TRUE | wye
111 | LV_6641-1_0_4_load_164 | 164 | 0.0012959 | 0.00032478 | 0 | 0 |  | 1 | TRUE | wye
112 | LV_6641-1_0_4_load_137 | 165 | 0.00084869 | 0.0002127 | 0 | 0 |  | 1 | TRUE | wye
113 | LV_6641-1_0_4_load_138 | 166 | 0.00086429 | 0.00021661 | 0 | 0 |  | 1 | TRUE | wye
114 | LV_6641-1_0_4_load_177 | 167 | 0.0031552 | 0.00079077 | 0 | 0 |  | 1 | TRUE | wye
115 | LV_6641-1_0_4_load_124 | 168 | 0.0012667 | 0.00031746 | 0 | 0 |  | 1 | TRUE | wye
116 | LV_6641-1_0_4_load_126 | 169 | 0.0010851 | 0.00027196 | 0 | 0 |  | 1 | TRUE | wye
117 | LV_6641-1_0_4_load_147 | 172 | 0.00095639 | 0.00023969 | 0 | 0 |  | 1 | TRUE | wye
118 | LV_6641-1_0_4_load_155 | 173 | 0.00067299 | 0.00016867 | 0 | 0 |  | 1 | TRUE | wye
119 | LV_6641-1_0_4_load_190 | 174 | 0.0022984 | 0.00057602 | 0 | 0 |  | 1 | TRUE | wye
120 | LV_6641-1_0_4_load_156 | 175 | 0.001313 | 0.00032907 | 0 | 0 |  | 1 | TRUE | wye
121 | LV_6641-1_0_4_load_157 | 176 | 0.0012789 | 0.00032053 | 0 | 0 |  | 1 | TRUE | wye
122 | LV_6641-1_0_4_load_159 | 177 | 0.00071881 | 0.00018015 | 0 | 0 |  | 1 | TRUE | wye
123 | LV_6641-1_0_4_load_161 | 178 | 0.00071409 | 0.00017897 | 0 | 0 |  | 1 | TRUE | wye
124 | LV_6641-1_0_4_load_167 | 179 | 0.000565 | 0.0001416 | 0 | 0 |  | 1 | TRUE | wye
125 | LV_6641-1_0_4_load_165 | 180 | 0.00056611 | 0.00014188 | 0 | 0 |  | 1 | TRUE | wye
126 | LV_6641-1_0_4_load_166 | 181 | 0.00071039 | 0.00017804 | 0 | 0 |  | 1 | TRUE | wye
127 | LV_6641-1_0_4_load_174 | 182 | 0.00068425 | 0.00017149 | 0 | 0 |  | 1 | TRUE | wye
128 | LV_6641-1_0_4_load_175 | 183 | 0.0041578 | 0.001042 | 0 | 0 |  | 1 | TRUE | wye
129 | LV_6641-1_0_4_load_176 | 184 | 0.0018423 | 0.00046172 | 0 | 0 |  | 1 | TRUE | wye
130 | LV_6641-1_0_4_load_178 | 185 | 0.0020293 | 0.00050858 | 0 | 0 |  | 1 | TRUE | wye
131 | LV_6641-1_0_4_load_183 | 186 | 0.0016183 | 0.0004056 | 0 | 0 |  | 1 | TRUE | wye

## ext_grid
| name | bus | vm_pu | va_degree | slack_weight | in_service
0 |  | 80 | 1 | 0 | 1 | TRUE

## line
| name | std_type | from_bus | to_bus | length_km | r_ohm_per_km | x_ohm_per_km | c_nf_per_km | g_us_per_km | max_i_ka | df | parallel | type | in_service
0 | LV_6641-1_0_4_line_0 |  | 0 | 1 | 0.023259 | 0.125 | 0.08 | 261 | 0 | 0.364 | 1 | 1 | cs | TRUE
1 | LV_6641-1_0_4_line_1 |  | 1 | 2 | 0.021493 | 0.125 | 0.08 | 261 | 0 | 0.364 | 1 | 1 | cs | TRUE
2 | LV_6641-1_0_4_line_2 |  | 2 | 6 | 0.0057175 | 0.125 | 0.08 | 261 | 0 | 0.364 | 1 | 1 | cs | TRUE
3 | LV_6641-1_0_4_line_3 |  | 3 | 4 | 0.52561 | 0.125 | 0.08 | 261 | 0 | 0.364 | 1 | 1 | cs | TRUE
4 | LV_6641-1_0_4_line_4 |  | 3 | 5 | 0.061206 | 0.125 | 0.08 | 261 | 0 | 0.364 | 1 | 1 | cs | TRUE
5 | LV_6641-1_0_4_line_5 |  | 4 | 9 | 0.10609 | 0.125 | 0.08 | 261 | 0 | 0.364 | 1 | 1 | cs | TRUE
6 | LV_6641-1_0_4_line_6 |  | 5 | 171 | 0.034391 | 0.125 | 0.08 | 261 | 0 | 0.364 | 1 | 1 | cs | TRUE
7 | LV_6641-1_0_4_line_7 |  | 6 | 7 | 0.048926 | 0.125 | 0.08 | 261 | 0 | 0.364 | 1 | 1 | cs | TRUE
8 | LV_6641-1_0_4_line_8 |  | 7 | 8 | 0.020379 | 0.125 | 0.08 | 261 | 0 | 0.364 | 1 | 1 | cs | TRUE
9 | LV_6641-1_0_4_line_9 |  | 8 | 13 | 0.014774 | 0.125 | 0.08 | 261 | 0 | 0.364 | 1 | 1 | cs | TRUE
10 | LV_6641-1_0_4_line_10 |  | 9 | 10 | 0.023386 | 0.125 | 0.08 | 261 | 0 | 0.364 | 1 | 1 | cs | TRUE
11 | LV_6641-1_0_4_line_11 |  | 10 | 11 | 0.098839 | 0.125 | 0.08 | 261 | 0 | 0.364 | 1 | 1 | cs | TRUE
12 | LV_6641-1_0_4_line_12 |  | 10 | 12 | 0.014517 | 0.125 | 0.08 | 261 | 0 | 0.364 | 1 | 1 | cs | TRUE
13 | LV_6641-1_0_4_line_13 |  | 11 | 13 | 0.0099729 | 0.125 | 0.08 | 261 | 0 | 0.364 | 1 | 1 | cs | TRUE
14 | LV_6641-1_0_4_line_14 |  | 14 | 15 | 0.0070574 | 0.125 | 0.08 | 261 | 0 | 0.364 | 1 | 1 | cs | TRUE
15 | LV_6641-1_0_4_line_15 |  | 14 | 16 | 0.019256 | 0.125 | 0.08 | 261 | 0 | 0.364 | 1 | 1 | cs | TRUE
16 | LV_6641-1_0_4_line_16 |  | 15 | 17 | 0.017778 | 0.125 | 0.08 | 261 | 0 | 0.364 | 1 | 1 | cs | TRUE
17 | LV_6641-1_0_4_line_17 |  | 16 | 18 | 0.016977 | 0.125 | 0.08 | 261 | 0 | 0.364 | 1 | 1 | cs | TRUE
18 | LV_6641-1_0_4_line_18 |  | 16 | 19 | 0.023808 | 0.125 | 0.08 | 261 | 0 | 0.364 | 1 | 1 | cs | TRUE
19 | LV_6641-1_0_4_line_19 |  | 17 | 20 | 0.00042255 | 0.125 | 0.08 | 261 | 0 | 0.364 | 1 | 1 | cs | TRUE
20 | LV_6641-1_0_4_line_20 |  | 19 | 24 | 0.034748 | 0.125 | 0.08 | 261 | 0 | 0.364 | 1 | 1 | cs | TRUE
21 | LV_6641-1_0_4_line_21 |  | 19 | 25 | 0.019573 | 0.125 | 0.08 | 261 | 0 | 0.364 | 1 | 1 | cs | TRUE
22 | LV_6641-1_0_4_line_22 |  | 20 | 27 | 0.015761 | 0.125 | 0.08 | 261 | 0 | 0.364 | 1 | 1 | cs | TRUE
23 | LV_6641-1_0_4_line_23 |  | 21 | 22 | 0.007165 | 0.125 | 0.08 | 261 | 0 | 0.364 | 1 | 1 | cs | TRUE
24 | LV_6641-1_0_4_line_24 |  | 21 | 23 | 0.013612 | 0.125 | 0.08 | 261 | 0 | 0.364 | 1 | 1 | cs | TRUE
25 | LV_6641-1_0_4_line_25 |  | 22 | 29 | 0.024858 | 0.125 | 0.08 | 261 | 0 | 0.364 | 1 | 1 | cs | TRUE
26 | LV_6641-1_0_4_line_26 |  | 23 | 30 | 0.015759 | 0.125 | 0.08 | 261 | 0 | 0.364 | 1 | 1 | cs | TRUE
27 | LV_6641-1_0_4_line_27 |  | 24 | 31 | 0.032957 | 0.125 | 0.08 | 261 | 0 | 0.364 | 1 | 1 | cs | TRUE
28 | LV_6641-1_0_4_line_28 |  | 24 | 32 | 0.049258 | 0.125 | 0.08 | 261 | 0 | 0.364 | 1 | 1 | cs | TRUE
29 | LV_6641-1_0_4_line_29 |  | 25 | 33 | 0.019539 | 0.125 | 0.08 | 261 | 0 | 0.364 | 1 | 1 | cs | TRUE
30 | LV_6641-1_0_4_line_30 |  | 26 | 27 | 0.024068 | 0.125 | 0.08 | 261 | 0 | 0.364 | 1 | 1 | cs | TRUE
31 | LV_6641-1_0_4_line_31 |  | 26 | 28 | 0.020829 | 0.125 | 0.08 | 261 | 0 | 0.364 | 1 | 1 | cs | TRUE
32 | LV_6641-1_0_4_line_32 |  | 28 | 36 | 0.002466 | 0.125 | 0.08 | 261 | 0 | 0.364 | 1 | 1 | cs | TRUE
33 | LV_6641-1_0_4_line_33 |  | 29 | 74 | 0.0089511 | 0.125 | 0.08 | 261 | 0 | 0.364 | 1 | 1 | cs | TRUE
34 | LV_6641-1_0_4_line_34 |  | 30 | 77 | 0.00021142 | 0.125 | 0.08 | 261 | 0 | 0.364 | 1 | 1 | cs | TRUE
35 | LV_6641-1_0_4_line_35 |  | 31 | 139 | 0.034431 | 0.125 | 0.08 | 261 | 0 | 0.364 | 1 | 1 | cs | TRUE
36 | LV_6641-1_0_4_line_36 |  | 32 | 35 | 0.015385 | 0.125 | 0.08 | 261 | 0 | 0.364 | 1 | 1 | cs | TRUE
37 | LV_6641-1_0_4_line_37 |  | 33 | 34 | 0.019556 | 0.125 | 0.08 | 261 | 0 | 0.364 | 1 | 1 | cs | TRUE
38 | LV_6641-1_0_4_line_38 |  | 36 | 79 | 0.017197 | 0.125 | 0.08 | 261 | 0 | 0.364 | 1 | 1 | cs | TRUE
39 | LV_6641-1_0_4_line_39 |  | 37 | 38 | 0.011444 | 0.125 | 0.08 | 261 | 0 | 0.364 | 1 | 3 | cs | TRUE
40 | LV_6641-1_0_4_line_40 |  | 37 | 39 | 0.026357 | 0.125 | 0.08 | 261 | 0 | 0.364 | 1 | 3 | cs | TRUE
41 | LV_6641-1_0_4_line_41 |  | 38 | 40 | 0.015595 | 0.125 | 0.08 | 261 | 0 | 0.364 | 1 | 3 | cs | TRUE
42 | LV_6641-1_0_4_line_42 |  | 39 | 41 | 0.052684 | 0.125 | 0.08 | 261 | 0 | 0.364 | 1 | 3 | cs | TRUE
43 | LV_6641-1_0_4_line_43 |  | 40 | 42 | 0.014312 | 0.125 | 0.08 | 261 | 0 | 0.364 | 1 | 3 | cs | TRUE
44 | LV_6641-1_0_4_line_44 |  | 41 | 45 | 0.022866 | 0.125 | 0.08 | 261 | 0 | 0.364 | 1 | 3 | cs | TRUE
45 | LV_6641-1_0_4_line_45 |  | 42 | 43 | 0.017723 | 0.125 | 0.08 | 261 | 0 | 0.364 | 1 | 3 | cs | TRUE
46 | LV_6641-1_0_4_line_46 |  | 43 | 44 | 0.02596 | 0.125 | 0.08 | 261 | 0 | 0.364 | 1 | 3 | cs | TRUE
47 | LV_6641-1_0_4_line_47 |  | 44 | 55 | 0.0017777 | 0.125 | 0.08 | 261 | 0 | 0.364 | 1 | 3 | cs | TRUE
48 | LV_6641-1_0_4_line_48 |  | 45 | 56 | 0.050364 | 0.125 | 0.08 | 261 | 0 | 0.364 | 1 | 1 | cs | TRUE
49 | LV_6641-1_0_4_line_49 |  | 45 | 57 | 0.043053 | 0.125 | 0.08 | 261 | 0 | 0.364 | 1 | 3 | cs | TRUE
50 | LV_6641-1_0_4_line_50 |  | 46 | 47 | 0.030289 | 0.125 | 0.08 | 261 | 0 | 0.364 | 1 | 1 | cs | TRUE
51 | LV_6641-1_0_4_line_51 |  | 46 | 48 | 0.014982 | 0.125 | 0.08 | 261 | 0 | 0.364 | 1 | 1 | cs | TRUE
52 | LV_6641-1_0_4_line_52 |  | 47 | 61 | 0.007194 | 0.125 | 0.08 | 261 | 0 | 0.364 | 1 | 1 | cs | TRUE
53 | LV_6641-1_0_4_line_53 |  | 47 | 49 | 0.014994 | 0.125 | 0.08 | 261 | 0 | 0.364 | 1 | 1 | cs | TRUE
54 | LV_6641-1_0_4_line_54 |  | 48 | 62 | 0.021475 | 0.125 | 0.08 | 261 | 0 | 0.364 | 1 | 1 | cs | TRUE
55 | LV_6641-1_0_4_line_55 |  | 49 | 50 | 0.007138 | 0.125 | 0.08 | 261 | 0 | 0.364 | 1 | 1 | cs | TRUE
56 | LV_6641-1_0_4_line_56 |  | 49 | 51 | 0.018089 | 0.125 | 0.08 | 261 | 0 | 0.364 | 1 | 1 | cs | TRUE
57 | LV_6641-1_0_4_line_57 |  | 51 | 60 | 0.0075341 | 0.125 | 0.08 | 261 | 0 | 0.364 | 1 | 1 | cs | TRUE
58 | LV_6641-1_0_4_line_58 |  | 51 | 54 | 0.0075907 | 0.125 | 0.08 | 261 | 0 | 0.364 | 1 | 1 | cs | TRUE
59 | LV_6641-1_0_4_line_59 |  | 52 | 53 | 0.0074281 | 0.125 | 0.08 | 261 | 0 | 0.364 | 1 | 1 | cs | TRUE
60 | LV_6641-1_0_4_line_60 |  | 52 | 54 | 0.007495 | 0.125 | 0.08 | 261 | 0 | 0.364 | 1 | 1 | cs | TRUE
61 | LV_6641-1_0_4_line_61 |  | 55 | 87 | 0.0021816 | 0.125 | 0.08 | 261 | 0 | 0.364 | 1 | 3 | cs | TRUE
62 | LV_6641-1_0_4_line_62 |  | 56 | 100 | 0.015664 | 0.125 | 0.08 | 261 | 0 | 0.364 | 1 | 1 | cs | TRUE
63 | LV_6641-1_0_4_line_63 |  | 57 | 79 | 0.066752 | 0.125 | 0.08 | 261 | 0 | 0.364 | 1 | 2 | cs | TRUE
64 | LV_6641-1_0_4_line_64 |  | 57 | 80 | 0.004014 | 0.125 | 0.08 | 261 | 0 | 0.364 | 1 | 3 | cs | TRUE
65 | LV_6641-1_0_4_line_65 |  | 58 | 59 | 0.040814 | 0.125 | 0.08 | 261 | 0 | 0.364 | 1 | 1 | cs | TRUE
66 | LV_6641-1_0_4_line_66 |  | 58 | 60 | 0.052154 | 0.125 | 0.08 | 261 | 0 | 0.364 | 1 | 1 | cs | TRUE
67 | LV_6641-1_0_4_line_67 |  | 59 | 105 | 0.022936 | 0.125 | 0.08 | 261 | 0 | 0.364 | 1 | 1 | cs | TRUE
68 | LV_6641-1_0_4_line_68 |  | 62 | 110 | 0.0093292 | 0.125 | 0.08 | 261 | 0 | 0.364 | 1 | 1 | cs | TRUE
69 | LV_6641-1_0_4_line_69 |  | 63 | 64 | 0.0051614 | 0.125 | 0.08 | 261 | 0 | 0.364 | 1 | 3 | cs | TRUE
70 | LV_6641-1_0_4_line_70 |  | 63 | 65 | 0.0042597 | 0.125 | 0.08 | 261 | 0 | 0.364 | 1 | 3 | cs | TRUE
71 | LV_6641-1_0_4_line_71 |  | 64 | 66 | 0.0016913 | 0.125 | 0.08 | 261 | 0 | 0.364 | 1 | 3 | cs | TRUE
72 | LV_6641-1_0_4_line_72 |  | 65 | 67 | 0.016826 | 0.125 | 0.08 | 261 | 0 | 0.364 | 1 | 3 | cs | TRUE
73 | LV_6641-1_0_4_line_73 |  | 66 | 68 | 0.0085112 | 0.125 | 0.08 | 261 | 0 | 0.364 | 1 | 3 | cs | TRUE
74 | LV_6641-1_0_4_line_74 |  | 67 | 69 | 0.017833 | 0.125 | 0.08 | 261 | 0 | 0.364 | 1 | 3 | cs | TRUE
75 | LV_6641-1_0_4_line_75 |  | 68 | 70 | 2.5741e-05 | 0.125 | 0.08 | 261 | 0 | 0.364 | 1 | 3 | cs | TRUE
76 | LV_6641-1_0_4_line_76 |  | 69 | 73 | 0.0053184 | 0.125 | 0.08 | 261 | 0 | 0.364 | 1 | 3 | cs | TRUE
77 | LV_6641-1_0_4_line_77 |  | 70 | 99 | 0.0099703 | 0.125 | 0.08 | 261 | 0 | 0.364 | 1 | 3 | cs | TRUE
78 | LV_6641-1_0_4_line_78 |  | 71 | 72 | 0.0090091 | 0.125 | 0.08 | 261 | 0 | 0.364 | 1 | 1 | cs | TRUE
79 | LV_6641-1_0_4_line_79 |  | 72 | 123 | 0.0099555 | 0.125 | 0.08 | 261 | 0 | 0.364 | 1 | 1 | cs | TRUE
80 | LV_6641-1_0_4_line_80 |  | 73 | 107 | 0.019625 | 0.125 | 0.08 | 261 | 0 | 0.364 | 1 | 3 | cs | TRUE
81 | LV_6641-1_0_4_line_81 |  | 74 | 75 | 0.010781 | 0.125 | 0.08 | 261 | 0 | 0.364 | 1 | 1 | cs | TRUE
82 | LV_6641-1_0_4_line_82 |  | 74 | 76 | 0.018056 | 0.125 | 0.08 | 261 | 0 | 0.364 | 1 | 1 | cs | TRUE
83 | LV_6641-1_0_4_line_83 |  | 75 | 81 | 0.017736 | 0.125 | 0.08 | 261 | 0 | 0.364 | 1 | 1 | cs | TRUE
84 | LV_6641-1_0_4_line_84 |  | 75 | 82 | 0.0070954 | 0.125 | 0.08 | 261 | 0 | 0.364 | 1 | 1 | cs | TRUE
85 | LV_6641-1_0_4_line_85 |  | 76 | 83 | 0.015728 | 0.125 | 0.08 | 261 | 0 | 0.364 | 1 | 1 | cs | TRUE
86 | LV_6641-1_0_4_line_86 |  | 77 | 78 | 0.015534 | 0.125 | 0.08 | 261 | 0 | 0.364 | 1 | 1 | cs | TRUE
87 | LV_6641-1_0_4_line_87 |  | 78 | 79 | 0.025086 | 0.125 | 0.08 | 261 | 0 | 0.364 | 1 | 1 | cs | TRUE
88 | LV_6641-1_0_4_line_88 |  | 80 | 89 | 0.015188 | 0.125 | 0.08 | 261 | 0 | 0.364 | 1 | 1 | cs | TRUE
89 | LV_6641-1_0_4_line_89 |  | 81 | 90 | 0.014962 | 0.125 | 0.08 | 261 | 0 | 0.364 | 1 | 1 | cs | TRUE
90 | LV_6641-1_0_4_line_90 |  | 82 | 85 | 0.020196 | 0.125 | 0.08 | 261 | 0 | 0.364 | 1 | 1 | cs | TRUE
91 | LV_6641-1_0_4_line_91 |  | 84 | 85 | 0.016854 | 0.125 | 0.08 | 261 | 0 | 0.364 | 1 | 1 | cs | TRUE
92 | LV_6641-1_0_4_line_92 |  | 86 | 87 | 0.024276 | 0.125 | 0.08 | 261 | 0 | 0.364 | 1 | 3 | cs | TRUE
93 | LV_6641-1_0_4_line_93 |  | 86 | 88 | 0.012134 | 0.125 | 0.08 | 261 | 0 | 0.364 | 1 | 3 | cs | TRUE
94 | LV_6641-1_0_4_line_94 |  | 88 | 97 | 0.0020352 | 0.125 | 0.08 | 261 | 0 | 0.364 | 1 | 3 | cs | TRUE
95 | LV_6641-1_0_4_line_95 |  | 91 | 92 | 0.0037872 | 0.125 | 0.08 | 261 | 0 | 0.364 | 1 | 1 | cs | TRUE
96 | LV_6641-1_0_4_line_96 |  | 91 | 93 | 0.0034698 | 0.125 | 0.08 | 261 | 0 | 0.364 | 1 | 1 | cs | TRUE
97 | LV_6641-1_0_4_line_97 |  | 92 | 94 | 0.014106 | 0.125 | 0.08 | 261 | 0 | 0.364 | 1 | 1 | cs | TRUE
98 | LV_6641-1_0_4_line_98 |  | 94 | 95 | 0.028905 | 0.125 | 0.08 | 261 | 0 | 0.364 | 1 | 1 | cs | TRUE
99 | LV_6641-1_0_4_line_99 |  | 95 | 96 | 0.010591 | 0.125 | 0.08 | 261 | 0 | 0.364 | 1 | 1 | cs | TRUE
100 | LV_6641-1_0_4_line_100 |  | 96 | 165 | 0.014344 | 0.125 | 0.08 | 261 | 0 | 0.364 | 1 | 1 | cs | TRUE
101 | LV_6641-1_0_4_line_101 |  | 97 | 98 | 0.019963 | 0.125 | 0.08 | 261 | 0 | 0.364 | 1 | 3 | cs | TRUE
102 | LV_6641-1_0_4_line_102 |  | 98 | 99 | 0.0073722 | 0.125 | 0.08 | 261 | 0 | 0.364 | 1 | 3 | cs | TRUE
103 | LV_6641-1_0_4_line_103 |  | 100 | 158 | 0.048675 | 0.125 | 0.08 | 261 | 0 | 0.364 | 1 | 1 | cs | TRUE
104 | LV_6641-1_0_4_line_104 |  | 101 | 102 | 0.0057684 | 0.125 | 0.08 | 261 | 0 | 0.364 | 1 | 3 | cs | TRUE
105 | LV_6641-1_0_4_line_105 |  | 101 | 103 | 0.037325 | 0.125 | 0.08 | 261 | 0 | 0.364 | 1 | 2 | cs | TRUE
106 | LV_6641-1_0_4_line_106 |  | 102 | 104 | 0.00050685 | 0.125 | 0.08 | 261 | 0 | 0.364 | 1 | 3 | cs | TRUE
107 | LV_6641-1_0_4_line_107 |  | 103 | 105 | 0.032991 | 0.125 | 0.08 | 261 | 0 | 0.364 | 1 | 1 | cs | TRUE
108 | LV_6641-1_0_4_line_108 |  | 103 | 106 | 0.02348 | 0.125 | 0.08 | 261 | 0 | 0.364 | 1 | 1 | cs | TRUE
109 | LV_6641-1_0_4_line_109 |  | 104 | 107 | 0.003957 | 0.125 | 0.08 | 261 | 0 | 0.364 | 1 | 3 | cs | TRUE
110 | LV_6641-1_0_4_line_110 |  | 106 | 108 | 0.025305 | 0.125 | 0.08 | 261 | 0 | 0.364 | 1 | 1 | cs | TRUE
111 | LV_6641-1_0_4_line_111 |  | 108 | 109 | 0.012006 | 0.125 | 0.08 | 261 | 0 | 0.364 | 1 | 1 | cs | TRUE
112 | LV_6641-1_0_4_line_112 |  | 109 | 161 | 0.0060593 | 0.125 | 0.08 | 261 | 0 | 0.364 | 1 | 1 | cs | TRUE
113 | LV_6641-1_0_4_line_113 |  | 110 | 111 | 0.01373 | 0.125 | 0.08 | 261 | 0 | 0.364 | 1 | 1 | cs | TRUE
114 | LV_6641-1_0_4_line_114 |  | 112 | 113 | 0.0082084 | 0.125 | 0.08 | 261 | 0 | 0.364 | 1 | 1 | cs | TRUE
115 | LV_6641-1_0_4_line_115 |  | 112 | 114 | 0.013216 | 0.125 | 0.08 | 261 | 0 | 0.364 | 1 | 1 | cs | TRUE
116 | LV_6641-1_0_4_line_116 |  | 113 | 115 | 0.013612 | 0.125 | 0.08 | 261 | 0 | 0.364 | 1 | 1 | cs | TRUE
117 | LV_6641-1_0_4_line_117 |  | 114 | 116 | 0.019428 | 0.125 | 0.08 | 261 | 0 | 0.364 | 1 | 1 | cs | TRUE
118 | LV_6641-1_0_4_line_118 |  | 115 | 117 | 0.020701 | 0.125 | 0.08 | 261 | 0 | 0.364 | 1 | 1 | cs | TRUE
119 | LV_6641-1_0_4_line_119 |  | 116 | 118 | 0.014229 | 0.125 | 0.08 | 261 | 0 | 0.364 | 1 | 1 | cs | TRUE
120 | LV_6641-1_0_4_line_120 |  | 117 | 119 | 0.025823 | 0.125 | 0.08 | 261 | 0 | 0.364 | 1 | 1 | cs | TRUE
121 | LV_6641-1_0_4_line_121 |  | 117 | 120 | 0.024327 | 0.125 | 0.08 | 261 | 0 | 0.364 | 1 | 1 | cs | TRUE
122 | LV_6641-1_0_4_line_122 |  | 118 | 121 | 0.099252 | 0.125 | 0.08 | 261 | 0 | 0.364 | 1 | 1 | cs | TRUE
123 | LV_6641-1_0_4_line_123 |  | 118 | 122 | 0.16835 | 0.125 | 0.08 | 261 | 0 | 0.364 | 1 | 1 | cs | TRUE
124 | LV_6641-1_0_4_line_124 |  | 119 | 160 | 0.029973 | 0.125 | 0.08 | 261 | 0 | 0.364 | 1 | 1 | cs | TRUE
125 | LV_6641-1_0_4_line_125 |  | 120 | 168 | 0.038129 | 0.125 | 0.08 | 261 | 0 | 0.364 | 1 | 1 | cs | TRUE
126 | LV_6641-1_0_4_line_126 |  | 121 | 145 | 0.014312 | 0.125 | 0.08 | 261 | 0 | 0.364 | 1 | 1 | cs | TRUE
127 | LV_6641-1_0_4_line_127 |  | 121 | 146 | 0.28883 | 0.125 | 0.08 | 261 | 0 | 0.364 | 1 | 1 | cs | TRUE
128 | LV_6641-1_0_4_line_128 |  | 122 | 144 | 0.078086 | 0.125 | 0.08 | 261 | 0 | 0.364 | 1 | 1 | cs | TRUE
129 | LV_6641-1_0_4_line_129 |  | 122 | 143 | 0.046742 | 0.125 | 0.08 | 261 | 0 | 0.364 | 1 | 1 | cs | TRUE
130 | LV_6641-1_0_4_line_130 |  | 123 | 124 | 0.014778 | 0.125 | 0.08 | 261 | 0 | 0.364 | 1 | 1 | cs | TRUE
131 | LV_6641-1_0_4_line_131 |  | 124 | 125 | 2.04e-05 | 0.125 | 0.08 | 261 | 0 | 0.364 | 1 | 1 | cs | TRUE
132 | LV_6641-1_0_4_line_132 |  | 125 | 126 | 4.5568e-05 | 0.125 | 0.08 | 261 | 0 | 0.364 | 1 | 1 | cs | TRUE
133 | LV_6641-1_0_4_line_133 |  | 126 | 127 | 0.014755 | 0.125 | 0.08 | 261 | 0 | 0.364 | 1 | 1 | cs | TRUE
134 | LV_6641-1_0_4_line_134 |  | 127 | 148 | 0.020792 | 0.125 | 0.08 | 261 | 0 | 0.364 | 1 | 1 | cs | TRUE
135 | LV_6641-1_0_4_line_135 |  | 128 | 129 | 0.0019978 | 0.125 | 0.08 | 261 | 0 | 0.364 | 1 | 1 | cs | TRUE
136 | LV_6641-1_0_4_line_136 |  | 128 | 130 | 0.0077118 | 0.125 | 0.08 | 261 | 0 | 0.364 | 1 | 1 | cs | TRUE
137 | LV_6641-1_0_4_line_137 |  | 129 | 131 | 0.00042193 | 0.125 | 0.08 | 261 | 0 | 0.364 | 1 | 1 | cs | TRUE
138 | LV_6641-1_0_4_line_138 |  | 130 | 132 | 0.0078244 | 0.125 | 0.08 | 261 | 0 | 0.364 | 1 | 1 | cs | TRUE
139 | LV_6641-1_0_4_line_139 |  | 130 | 133 | 0.0094157 | 0.125 | 0.08 | 261 | 0 | 0.364 | 1 | 1 | cs | TRUE
140 | LV_6641-1_0_4_line_140 |  | 132 | 134 | 0.013156 | 0.125 | 0.08 | 261 | 0 | 0.364 | 1 | 1 | cs | TRUE
141 | LV_6641-1_0_4_line_141 |  | 133 | 135 | 0.0055193 | 0.125 | 0.08 | 261 | 0 | 0.364 | 1 | 1 | cs | TRUE
142 | LV_6641-1_0_4_line_142 |  | 135 | 138 | 0.0061469 | 0.125 | 0.08 | 261 | 0 | 0.364 | 1 | 1 | cs | TRUE
143 | LV_6641-1_0_4_line_143 |  | 136 | 137 | 0.0054682 | 0.125 | 0.08 | 261 | 0 | 0.364 | 1 | 1 | cs | TRUE
144 | LV_6641-1_0_4_line_144 |  | 137 | 153 | 0.0073175 | 0.125 | 0.08 | 261 | 0 | 0.364 | 1 | 1 | cs | TRUE
145 | LV_6641-1_0_4_line_145 |  | 138 | 186 | 0.0061241 | 0.125 | 0.08 | 261 | 0 | 0.364 | 1 | 1 | cs | TRUE
146 | LV_6641-1_0_4_line_146 |  | 139 | 170 | 0.24065 | 0.125 | 0.08 | 261 | 0 | 0.364 | 1 | 1 | cs | TRUE
147 | LV_6641-1_0_4_line_147 |  | 140 | 141 | 0.0010749 | 0.125 | 0.08 | 261 | 0 | 0.364 | 1 | 1 | cs | TRUE
148 | LV_6641-1_0_4_line_148 |  | 140 | 142 | 0.03651 | 0.125 | 0.08 | 261 | 0 | 0.364 | 1 | 1 | cs | TRUE
149 | LV_6641-1_0_4_line_149 |  | 142 | 143 | 0.005635 | 0.125 | 0.08 | 261 | 0 | 0.364 | 1 | 1 | cs | TRUE
150 | LV_6641-1_0_4_line_150 |  | 146 | 174 | 0.021511 | 0.125 | 0.08 | 261 | 0 | 0.364 | 1 | 1 | cs | TRUE
151 | LV_6641-1_0_4_line_151 |  | 146 | 171 | 0.039466 | 0.125 | 0.08 | 261 | 0 | 0.364 | 1 | 1 | cs | TRUE
152 | LV_6641-1_0_4_line_152 |  | 147 | 148 | 0.017861 | 0.125 | 0.08 | 261 | 0 | 0.364 | 1 | 1 | cs | TRUE
153 | LV_6641-1_0_4_line_153 |  | 147 | 149 | 0.020721 | 0.125 | 0.08 | 261 | 0 | 0.364 | 1 | 1 | cs | TRUE
154 | LV_6641-1_0_4_line_154 |  | 149 | 150 | 0.027384 | 0.125 | 0.08 | 261 | 0 | 0.364 | 1 | 1 | cs | TRUE
155 | LV_6641-1_0_4_line_155 |  | 150 | 151 | 0.018906 | 0.125 | 0.08 | 261 | 0 | 0.364 | 1 | 1 | cs | TRUE
156 | LV_6641-1_0_4_line_156 |  | 151 | 152 | 0.0047798 | 0.125 | 0.08 | 261 | 0 | 0.364 | 1 | 1 | cs | TRUE
157 | LV_6641-1_0_4_line_157 |  | 152 | 176 | 0.031182 | 0.125 | 0.08 | 261 | 0 | 0.364 | 1 | 1 | cs | TRUE
158 | LV_6641-1_0_4_line_158 |  | 153 | 154 | 0.0030317 | 0.125 | 0.08 | 261 | 0 | 0.364 | 1 | 1 | cs | TRUE
159 | LV_6641-1_0_4_line_159 |  | 154 | 155 | 0.0093036 | 0.125 | 0.08 | 261 | 0 | 0.364 | 1 | 1 | cs | TRUE
160 | LV_6641-1_0_4_line_160 |  | 154 | 156 | 0.0096109 | 0.125 | 0.08 | 261 | 0 | 0.364 | 1 | 1 | cs | TRUE
161 | LV_6641-1_0_4_line_161 |  | 155 | 157 | 0.006356 | 0.125 | 0.08 | 261 | 0 | 0.364 | 1 | 1 | cs | TRUE
162 | LV_6641-1_0_4_line_162 |  | 156 | 158 | 0.012217 | 0.125 | 0.08 | 261 | 0 | 0.364 | 1 | 1 | cs | TRUE
163 | LV_6641-1_0_4_line_163 |  | 157 | 167 | 0.010783 | 0.125 | 0.08 | 261 | 0 | 0.364 | 1 | 1 | cs | TRUE
164 | LV_6641-1_0_4_line_164 |  | 158 | 159 | 0.025542 | 0.125 | 0.08 | 261 | 0 | 0.364 | 1 | 1 | cs | TRUE
165 | LV_6641-1_0_4_line_165 |  | 159 | 160 | 0.0078325 | 0.125 | 0.08 | 261 | 0 | 0.364 | 1 | 1 | cs | TRUE
166 | LV_6641-1_0_4_line_166 |  | 161 | 162 | 0.022811 | 0.125 | 0.08 | 261 | 0 | 0.364 | 1 | 1 | cs | TRUE
167 | LV_6641-1_0_4_line_167 |  | 162 | 163 | 0.013147 | 0.125 | 0.08 | 261 | 0 | 0.364 | 1 | 1 | cs | TRUE
168 | LV_6641-1_0_4_line_168 |  | 162 | 164 | 0.014308 | 0.125 | 0.08 | 261 | 0 | 0.364 | 1 | 1 | cs | TRUE
169 | LV_6641-1_0_4_line_169 |  | 163 | 180 | 0.0074212 | 0.125 | 0.08 | 261 | 0 | 0.364 | 1 | 1 | cs | TRUE
170 | LV_6641-1_0_4_line_170 |  | 164 | 179 | 0.01323 | 0.125 | 0.08 | 261 | 0 | 0.364 | 1 | 1 | cs | TRUE
171 | LV_6641-1_0_4_line_171 |  | 165 | 166 | 0.018981 | 0.125 | 0.08 | 261 | 0 | 0.364 | 1 | 1 | cs | TRUE
172 | LV_6641-1_0_4_line_172 |  | 166 | 170 | 0.018886 | 0.125 | 0.08 | 261 | 0 | 0.364 | 1 | 1 | cs | TRUE
173 | LV_6641-1_0_4_line_173 |  | 167 | 183 | 0.0040886 | 0.125 | 0.08 | 261 | 0 | 0.364 | 1 | 1 | cs | TRUE
174 | LV_6641-1_0_4_line_174 |  | 168 | 169 | 0.022671 | 0.125 | 0.08 | 261 | 0 | 0.364 | 1 | 1 | cs | TRUE
175 | LV_6641-1_0_4_line_175 |  | 171 | 172 | 0.0098141 | 0.125 | 0.08 | 261 | 0 | 0.364 | 1 | 1 | cs | TRUE
176 | LV_6641-1_0_4_line_176 |  | 172 | 173 | 0.015037 | 0.125 | 0.08 | 261 | 0 | 0.364 | 1 | 1 | cs | TRUE
177 | LV_6641-1_0_4_line_177 |  | 173 | 175 | 0.018895 | 0.125 | 0.08 | 261 | 0 | 0.364 | 1 | 1 | cs | TRUE
178 | LV_6641-1_0_4_line_178 |  | 176 | 177 | 0.0038197 | 0.125 | 0.08 | 261 | 0 | 0.364 | 1 | 1 | cs | TRUE
179 | LV_6641-1_0_4_line_179 |  | 177 | 178 | 0.00042226 | 0.125 | 0.08 | 261 | 0 | 0.364 | 1 | 1 | cs | TRUE
180 | LV_6641-1_0_4_line_180 |  | 178 | 179 | 0.0070233 | 0.125 | 0.08 | 261 | 0 | 0.364 | 1 | 1 | cs | TRUE
181 | LV_6641-1_0_4_line_181 |  | 180 | 181 | 0.018053 | 0.125 | 0.08 | 261 | 0 | 0.364 | 1 | 1 | cs | TRUE
182 | LV_6641-1_0_4_line_182 |  | 181 | 182 | 0.0066628 | 0.125 | 0.08 | 261 | 0 | 0.364 | 1 | 1 | cs | TRUE
183 | LV_6641-1_0_4_line_183 |  | 183 | 184 | 0.011005 | 0.125 | 0.08 | 261 | 0 | 0.364 | 1 | 1 | cs | TRUE
184 | LV_6641-1_0_4_line_184 |  | 184 | 185 | 0.011981 | 0.125 | 0.08 | 261 | 0 | 0.364 | 1 | 1 | cs | TRUE
185 | LV_6641-1_0_4_line_185 |  | 185 | 186 | 0.0057257 | 0.125 | 0.08 | 261 | 0 | 0.364 | 1 | 1 | cs | TRUE

## trafo
| name | std_type | hv_bus | lv_bus | sn_mva | vn_hv_kv | vn_lv_kv | vk_percent | vkr_percent | pfe_kw | i0_percent | shift_degree | tap_side | tap_neutral | tap_min | tap_max | tap_step_percent | tap_step_degree | tap_pos | tap_phase_shifter | parallel | df | in_service
0 | LV_6641-1_0_4_trafo_185 | 0.63 MVA 20/0.4 kV | 187 | 80 | 0.63 | 20 | 0.4 | 6 | 1.206 | 1.65 | 0.2619 | 150 | hv | 0 | -2 | 2 | 2.5 | 0 | 0 | FALSE | 1 | 1 | TRUE

## line_geodata
| x0 | y0 | x1 | y1 | x2 | y2 | x3 | y3 | x4 | y4 | x5 | y5 | x6 | y6 | x7 | y7 | x8 | y8 | x9 | y9 | x10 | y10 | x11 | y11 | x12 | y12 | x13 | y13 | x14 | y14
0 | 2500059.8202 | 1111604.7537 | 2500058.3777 | 1111610.922 | 2500055.4754 | 1111620.4759 | 2500052.8537 | 1111626.901 | 2500052.8537 | 1111626.901
1 | 2500052.8537 | 1111626.901 | 2500048.0525 | 1111636.1082 | 2500042.3302 | 1111645.6302
2 | 2500039.3793 | 1111650.5273 | 2500039.509 | 1111650.3248 | 2500042.3302 | 1111645.6302
3 | 2500122.399 | 1112411.0349 | 2500011.1428 | 1111897.3372
4 | 2500122.399 | 1112411.0349 | 2500074.4713 | 1112449.1014
5 | 2500011.1428 | 1111897.3372 | 2500025.0416 | 1111892.9939 | 2500036.5844 | 1111889.1676 | 2500042.3582 | 1111886.9265 | 2500051.833 | 1111881.8669 | 2500064.3731 | 1111874.3219 | 2500075.7978 | 1111866.1393 | 2500082.6318 | 1111860.2562 | 2500088.2208 | 1111853.8377 | 2500093.6974 | 1111844.8306 | 2500096.2977 | 1111839.7897
6 | 2500050.5964 | 1112470.3791 | 2500050.4409 | 1112465.6454 | 2500054.2955 | 1112465.1259 | 2500074.4713 | 1112449.1014
7 | 2500039.3793 | 1111650.5273 | 2500034.2208 | 1111658.584 | 2500032.6039 | 1111662.213 | 2500031.9278 | 1111665.2594 | 2500031.683 | 1111670.5556 | 2500032.0357 | 1111672.7289 | 2500033.2681 | 1111679.0348 | 2500034.773 | 1111687.3374 | 2500037.7695 | 1111696.772
8 | 2500044.765 | 1111715.9126 | 2500037.9275 | 1111697.2693 | 2500037.7695 | 1111696.772
9 | 2500044.765 | 1111715.9126 | 2500052.0998 | 1111727.7101 | 2500052.5607 | 1111728.4625
10 | 2500108.6567 | 1111819.9904 | 2500103.1188 | 1111827.631 | 2500099.4703 | 1111833.6394 | 2500096.2977 | 1111839.7897
11 | 2500057.77 | 1111736.9668 | 2500059.1263 | 1111738.1451 | 2500062.7716 | 1111742.7101 | 2500066.2893 | 1111748.4334 | 2500072.3149 | 1111763.31 | 2500079.2901 | 1111780.4723 | 2500085.8254 | 1111793.4615 | 2500094.4983 | 1111806.2821 | 2500099.3185 | 1111812.273 | 2500102.9578 | 1111816.4711 | 2500105.8562 | 1111818.3912 | 2500108.6567 | 1111819.9904
12 | 2500108.6567 | 1111819.9904 | 2500112.8009 | 1111821.0783 | 2500116.7989 | 1111820.323 | 2500119.797 | 1111818.9171 | 2500122.1064 | 1111817.2434
13 | 2500057.77 | 1111736.9668 | 2500052.5607 | 1111728.4625
14 | 2499952.4978 | 1113086.4194 | 2499945.5453 | 1113087.6314
15 | 2499928.9894 | 1113096.2585 | 2499938.054 | 1113088.9374 | 2499945.5453 | 1113087.6314
16 | 2499952.4978 | 1113086.4194 | 2499964.4082 | 1113073.192
17 | 2499928.9894 | 1113096.2585 | 2499941.1852 | 1113105.8963 | 2499942.234 | 1113106.8726
18 | 2499928.9894 | 1113096.2585 | 2499922.4554 | 1113092.1639 | 2499917.6943 | 1113088.7627 | 2499908.6005 | 1113084.0434
19 | 2499964.4082 | 1113073.192 | 2499964.6911 | 1113072.8781
20 | 2499877.5153 | 1113068.7811 | 2499883.863 | 1113070.4883 | 2499890.1424 | 1113073.1973 | 2499898.7973 | 1113078.0017 | 2499908.6005 | 1113084.0434
21 | 2499908.6005 | 1113084.0434 | 2499917.8615 | 1113072.2496 | 2499919.2652 | 1113067.9014 | 2499919.2699 | 1113067.8947
22 | 2499964.6911 | 1113072.8781 | 2499974.7485 | 1113061.714 | 2499975.2406 | 1113061.1678
23 | 2499980.515 | 1113125.4699 | 2499974.2833 | 1113121.9039
24 | 2499974.2833 | 1113121.9039 | 2499983.4737 | 1113111.863
25 | 2499980.515 | 1113125.4699 | 2499990.063 | 1113141.3221 | 2499996.2265 | 1113142.8605
26 | 2499994.1135 | 1113100.2385 | 2499983.4737 | 1113111.863
27 | 2499877.5153 | 1113068.7811 | 2499871.9992 | 1113066.9156 | 2499869.1059 | 1113065.2735 | 2499865.6992 | 1113062.0278 | 2499863.4136 | 1113058.8303 | 2499861.9805 | 1113055.3296 | 2499860.9248 | 1113052.2229 | 2499859.6855 | 1113044.5608 | 2499859.4718 | 1113044.2884
28 | 2499877.5153 | 1113068.7811 | 2499877.6188 | 1113062.8979 | 2499879.055 | 1113058.6493 | 2499882.1499 | 1113054.262 | 2499888.1262 | 1113047.0587 | 2499887.1806 | 1113043.6055 | 2499895.0157 | 1113037.6166 | 2499899.4705 | 1113031.3724 | 2499901.0921 | 1113028.7918
29 | 2499930.605 | 1113051.9795 | 2499919.2699 | 1113067.8947
30 | 2499991.3474 | 1113043.2838 | 2499986.3101 | 1113048.8816 | 2499975.2406 | 1113061.1678
31 | 2499991.3474 | 1113043.2838 | 2500003.0088 | 1113053.3086 | 2500007.0597 | 1113056.9553
32 | 2500008.8924 | 1113058.6052 | 2500007.0597 | 1113056.9553
33 | 2500005.0879 | 1113144.0534 | 2499997.5412 | 1113143.1886 | 2499996.2265 | 1113142.8605
34 | 2499994.1135 | 1113100.2385 | 2499994.2562 | 1113100.0825
35 | 2499837.152 | 1113018.0836 | 2499851.6705 | 1113034.5426 | 2499857.1285 | 1113041.301 | 2499859.4718 | 1113044.2884
36 | 2499901.0921 | 1113028.7918 | 2499908.1045 | 1113017.6321 | 2499909.6478 | 1113016.0567
37 | 2499930.605 | 1113051.9795 | 2499941.95 | 1113036.0504
38 | 2500021.6733 | 1113070.1109 | 2500008.8924 | 1113058.6052
39 | 2500178.4399 | 1113027.453 | 2500174.6041 | 1113016.6715
40 | 2500165.7694 | 1112991.8396 | 2500174.6041 | 1113016.6715
41 | 2500178.4399 | 1113027.453 | 2500165.3625 | 1113036.0074
42 | 2500165.7694 | 1112991.8396 | 2500149.139 | 1112999.9745 | 2500118.5392 | 1113015.1823
43 | 2500165.3625 | 1113036.0074 | 2500170.5047 | 1113049.3635
44 | 2500098.527 | 1113026.1036 | 2500102.1431 | 1113023.3311 | 2500118.5392 | 1113015.1823
45 | 2500176.8724 | 1113065.903 | 2500170.5047 | 1113049.3635
46 | 2500176.8724 | 1113065.903 | 2500151.6627 | 1113072.0973
47 | 2500149.9363 | 1113072.5215 | 2500151.6627 | 1113072.0973
48 | 2500098.527 | 1113026.1036 | 2500091.8713 | 1113019.3203 | 2500070.313 | 1113000.8422 | 2500061.4743 | 1112992.0491
49 | 2500075.5648 | 1113054.5448 | 2500082.3879 | 1113049.9515 | 2500093.7897 | 1113040.9911 | 2500099.3694 | 1113035.9514 | 2500103.0288 | 1113032.0553 | 2500098.527 | 1113026.1036
50 | 2500233.8547 | 1113012.3969 | 2500238.5997 | 1113019.5121 | 2500241.8804 | 1113029.1863 | 2500231.1652 | 1113033.4211
51 | 2500233.8547 | 1113012.3969 | 2500228.0602 | 1112998.5804
52 | 2500231.1652 | 1113033.4211 | 2500233.8019 | 1113040.1152
53 | 2500231.1652 | 1113033.4211 | 2500217.1881 | 1113038.9549
54 | 2500228.0602 | 1112998.5804 | 2500219.7547 | 1112978.7766
55 | 2500217.1881 | 1113038.9549 | 2500219.985 | 1113045.524
56 | 2500217.1881 | 1113038.9549 | 2500208.6005 | 1113042.4319 | 2500203.1522 | 1113044.6676 | 2500200.4136 | 1113045.8468
57 | 2500200.4136 | 1113045.8468 | 2500203.2016 | 1113052.846
58 | 2500200.4136 | 1113045.8468 | 2500197.6073 | 1113038.7939
59 | 2500194.8363 | 1113031.8299 | 2500192.0892 | 1113024.9285
60 | 2500194.8363 | 1113031.8299 | 2500197.6073 | 1113038.7939
61 | 2500147.8178 | 1113073.042 | 2500149.9363 | 1113072.5215
62 | 2500050.3698 | 1112981.0018 | 2500061.4743 | 1112992.0491
63 | 2500021.6733 | 1113070.1109 | 2500023.1264 | 1113071.5545 | 2500033.7693 | 1113081.6629 | 2500038.9544 | 1113077.0632 | 2500040.0506 | 1113076.0779 | 2500042.8534 | 1113073.6412 | 2500059.2292 | 1113064.1427 | 2500068.4666 | 1113059.3205 | 2500075.5648 | 1113054.5448
64 | 2500073.3387 | 1113051.2017 | 2500075.5648 | 1113054.5448
65 | 2500238.592 | 1113064.029 | 2500249.3845 | 1113103.387
66 | 2500238.592 | 1113064.029 | 2500211.8659 | 1113074.5983 | 2500203.2016 | 1113052.846
67 | 2500249.3845 | 1113103.387 | 2500245.294 | 1113110.6589 | 2500246.3593 | 1113116.2338 | 2500249.4036 | 1113124.6144
68 | 2500216.1466 | 1112970.1734 | 2500219.7547 | 1112978.7766
69 | 2500156.6703 | 1113137.0567 | 2500153.5851 | 1113133.6406 | 2500153.3035 | 1113133.1585
70 | 2500156.6703 | 1113137.0567 | 2500159.3926 | 1113140.0711 | 2500159.5351 | 1113140.2085
71 | 2500153.3035 | 1113133.1585 | 2500152.4503 | 1113131.6981
72 | 2500171.2061 | 1113152.3173 | 2500164.6368 | 1113145.1322 | 2500159.5351 | 1113140.2085
73 | 2500152.4503 | 1113131.6981 | 2500148.1571 | 1113124.3491
74 | 2500171.2061 | 1113152.3173 | 2500189.0297 | 1113151.7305
75 | 2500148.1441 | 1113124.3269 | 2500148.1571 | 1113124.3491
76 | 2500194.3431 | 1113151.5068 | 2500192.1925 | 1113151.6264 | 2500189.0297 | 1113151.7305
77 | 2500143.1149 | 1113115.718 | 2500148.1441 | 1113124.3269
78 | 2500155.0469 | 1113188.7259 | 2500151.2842 | 1113196.9115
79 | 2500147.1261 | 1113205.9571 | 2500151.2842 | 1113196.9115
80 | 2500194.3431 | 1113151.5068 | 2500213.2096 | 1113150.457 | 2500213.9384 | 1113150.4274
81 | 2500005.0879 | 1113144.0534 | 2500010.7556 | 1113153.2322
82 | 2500005.0879 | 1113144.0534 | 2500020.4784 | 1113134.6114
83 | 2500010.7556 | 1113153.2322 | 2500025.8939 | 1113143.9904
84 | 2500010.7556 | 1113153.2322 | 2500012.0317 | 1113156.591 | 2500010.1478 | 1113159.5436
85 | 2500020.4784 | 1113134.6114 | 2500033.2477 | 1113126.7776 | 2500033.8849 | 1113126.3866
86 | 2499994.2562 | 1113100.0825 | 2500004.7413 | 1113088.6206
87 | 2500021.6733 | 1113070.1109 | 2500004.7413 | 1113088.6206
88 | 2500073.3387 | 1113051.2017 | 2500085.7072 | 1113042.3877
89 | 2500038.6643 | 1113136.194 | 2500025.8939 | 1113143.9904
90 | 2499998.822 | 1113175.8102 | 2500004.6128 | 1113170.4667 | 2500006.997 | 1113166.5471 | 2500008.5903 | 1113161.9846 | 2500010.1478 | 1113159.5436
91 | 2499998.822 | 1113175.8102 | 2499997.1441 | 1113172.4469 | 2499992.7796 | 1113166.8599 | 2499989.3696 | 1113161.9165
92 | 2500124.243 | 1113078.8346 | 2500147.8178 | 1113073.042
93 | 2500124.243 | 1113078.8346 | 2500129.0786 | 1113089.9634
94 | 2500129.0786 | 1113089.9634 | 2500129.8896 | 1113091.83
95 | 2499721.7104 | 1113181.9542 | 2499720.0961 | 1113185.3801
96 | 2499723.1893 | 1113178.8154 | 2499721.7104 | 1113181.9542
97 | 2499714.0837 | 1113198.1402 | 2499720.0961 | 1113185.3801
98 | 2499701.7633 | 1113224.2877 | 2499714.0837 | 1113198.1402
99 | 2499701.7633 | 1113224.2877 | 2499698.4397 | 1113223.7202 | 2499694.8664 | 1113223.9351 | 2499691.4751 | 1113225.3366
100 | 2499691.4751 | 1113225.3366 | 2499683.6975 | 1113213.2845
101 | 2500129.8896 | 1113091.83 | 2500132.0086 | 1113096.7066 | 2500139.3962 | 1113109.3524
102 | 2500143.1149 | 1113115.718 | 2500139.3962 | 1113109.3524
103 | 2500015.2558 | 1112947.2953 | 2500045.4684 | 1112976.1257 | 2500050.3698 | 1112981.0018
104 | 2500224.1621 | 1113150.011 | 2500218.3985 | 1113150.2457
105 | 2500260.6673 | 1113155.6227 | 2500242.1993 | 1113150.2125 | 2500235.6911 | 1113149.5415 | 2500224.1621 | 1113150.011
106 | 2500218.3985 | 1113150.2457 | 2500217.8921 | 1113150.2664
107 | 2500260.6673 | 1113155.6227 | 2500249.4036 | 1113124.6144
108 | 2500260.6673 | 1113155.6227 | 2500269.2919 | 1113158.1489 | 2500276.7258 | 1113161.0839 | 2500282.7755 | 1113163.4635
109 | 2500217.8921 | 1113150.2664 | 2500213.9384 | 1113150.4274
110 | 2500282.7755 | 1113163.4635 | 2500277.6767 | 1113170.9633 | 2500274.1945 | 1113175.3011 | 2500272.7158 | 1113178.3941 | 2500269.267 | 1113184.7654
111 | 2500269.267 | 1113184.7654 | 2500265.6535 | 1113191.4408 | 2500263.7391 | 1113195.4191
112 | 2500261.1117 | 1113200.8792 | 2500263.7391 | 1113195.4191
113 | 2500216.1466 | 1112970.1734 | 2500210.7817 | 1112957.5344
114 | 2499975.5729 | 1112847.9995 | 2499970.3923 | 1112854.3665
115 | 2499975.5729 | 1112847.9995 | 2499975.5729 | 1112847.9995 | 2499981.1599 | 1112836.0224
116 | 2499961.8011 | 1112864.925 | 2499970.3923 | 1112854.3665
117 | 2499989.2457 | 1112818.3575 | 2499985.4668 | 1112826.7894 | 2499981.1599 | 1112836.0224
118 | 2499953.0277 | 1112883.4387 | 2499955.8576 | 1112874.2306 | 2499959.9292 | 1112867.2256 | 2499961.8011 | 1112864.925
119 | 2499991.875 | 1112804.5585 | 2499991.7151 | 1112810.7762 | 2499990.6975 | 1112815.1179 | 2499989.2457 | 1112818.3575
120 | 2499953.0277 | 1112883.4387 | 2499970.9875 | 1112901.9934
121 | 2499953.0277 | 1112883.4387 | 2499941.428 | 1112904.8223
122 | 2499915.0763 | 1112745.9796 | 2499928.4556 | 1112757.0654 | 2499940.6114 | 1112765.6477 | 2499954.2538 | 1112773.9608 | 2499977.255 | 1112788.0452 | 2499983.8954 | 1112793.4167 | 2499986.924 | 1112795.757 | 2499986.5196 | 1112796.9978 | 2499986.3885 | 1112798.412 | 2499986.6972 | 1112800.2636 | 2499987.1711 | 1112801.3564 | 2499987.9622 | 1112802.4774 | 2499988.7471 | 1112803.2205 | 2499990.2142 | 1112804.1079 | 2499991.875 | 1112804.5585
123 | 2499991.875 | 1112804.5585 | 2499994.0907 | 1112804.4552 | 2499995.7108 | 1112803.8503 | 2499997.0848 | 1112802.8381 | 2499998.0837 | 1112801.5763 | 2499998.7099 | 1112800.1985 | 2499998.9613 | 1112799.0491 | 2500002.988 | 1112798.6713 | 2500006.5693 | 1112797.9895 | 2500016.6565 | 1112796.8778 | 2500020.2605 | 1112796.6403 | 2500049.7925 | 1112796.3859 | 2500073.8708 | 1112796.1773 | 2500132.2514 | 1112795.925 | 2500157.2043 | 1112795.8134
124 | 2499970.9875 | 1112901.9934 | 2499991.8332 | 1112923.5296
125 | 2499926.492 | 1112939.837 | 2499936.5112 | 1112913.8863 | 2499941.428 | 1112904.8223
126 | 2499904.733 | 1112755.9013 | 2499915.0763 | 1112745.9796
127 | 2499915.0763 | 1112745.9796 | 2500071.8327 | 1112503.3938
128 | 2500157.2043 | 1112795.8134 | 2500199.6234 | 1112796.5145 | 2500208.7001 | 1112796.9096 | 2500216.9526 | 1112797.4517 | 2500225.0546 | 1112798.7079 | 2500233.0299 | 1112800.7111 | 2500234.8097 | 1112801.327
129 | 2500157.2043 | 1112795.8134 | 2500159.9833 | 1112800.8263 | 2500179.859 | 1112836.6989
130 | 2500147.1261 | 1113205.9571 | 2500143.3864 | 1113214.0926 | 2500140.9549 | 1113219.3848
131 | 2500140.9464 | 1113219.4033 | 2500140.9549 | 1113219.3848
132 | 2500140.9274 | 1113219.4447 | 2500140.9464 | 1113219.4033
133 | 2500134.5553 | 1113232.75 | 2500137.3384 | 1113227.2562 | 2500140.9274 | 1113219.4447
134 | 2500134.5553 | 1113232.75 | 2500126.015 | 1113251.7138
135 | 2499978.1431 | 1112961.7047 | 2499977.383 | 1112963.5522
136 | 2499974.4488 | 1112970.684 | 2499977.383 | 1112963.5522
137 | 2499978.1431 | 1112961.7047 | 2499978.3036 | 1112961.3145
138 | 2499974.4488 | 1112970.684 | 2499967.7218 | 1112974.6799
139 | 2499974.4488 | 1112970.684 | 2499981.9696 | 1112976.3492
140 | 2499954.7148 | 1112975.7266 | 2499966.8824 | 1112975.1785 | 2499967.7218 | 1112974.6799
141 | 2499986.378 | 1112979.6701 | 2499981.9696 | 1112976.3492
142 | 2499991.2878 | 1112983.3685 | 2499986.378 | 1112979.6701
143 | 2499988.9651 | 1112951.4988 | 2499992.7666 | 1112955.4295
144 | 2499992.7666 | 1112955.4295 | 2499997.8537 | 1112960.6895
145 | 2499991.2878 | 1112983.3685 | 2499996.1794 | 1112987.0532
146 | 2499662.7824 | 1113183.3746 | 2499753.4932 | 1113089.1016 | 2499759.4322 | 1113082.9216 | 2499778.5616 | 1113065.7164 | 2499799.5614 | 1113049.4919 | 2499833.7505 | 1113020.7526 | 2499837.152 | 1113018.0836
147 | 2500192.5378 | 1112871.4005 | 2500193.4729 | 1112870.8705
148 | 2500174.9131 | 1112839.4266 | 2500192.5378 | 1112871.4005
149 | 2500179.859 | 1112836.6989 | 2500174.9131 | 1112839.4266
150 | 2500089.1914 | 1112490.6215 | 2500071.8327 | 1112503.3938
151 | 2500050.5964 | 1112470.3791 | 2500052.6126 | 1112476.4385 | 2500071.8327 | 1112503.3938
152 | 2500126.015 | 1113251.7138 | 2500136.0719 | 1113266.4739
153 | 2500147.7395 | 1113283.5977 | 2500136.0719 | 1113266.4739
154 | 2500147.7395 | 1113283.5977 | 2500161.969 | 1113273.7346 | 2500169.9163 | 1113267.55
155 | 2500169.9163 | 1113267.55 | 2500176.1712 | 1113262.6824 | 2500185.9671 | 1113257.7207
156 | 2500190.2311 | 1113255.5609 | 2500185.9671 | 1113257.7207
157 | 2500218.048 | 1113241.4713 | 2500190.2311 | 1113255.5609
158 | 2499999.9613 | 1112962.8688 | 2499997.8537 | 1112960.6895
159 | 2499999.9613 | 1112962.8688 | 2500004.4062 | 1112971.0419
160 | 2499999.9613 | 1112962.8688 | 2500006.6955 | 1112956.0117
161 | 2500004.4062 | 1112971.0419 | 2500007.4429 | 1112976.6256
162 | 2500015.2558 | 1112947.2953 | 2500006.6955 | 1112956.0117
163 | 2500014.1114 | 1112984.8905 | 2500009.9211 | 1112981.1825 | 2500007.4429 | 1112976.6256
164 | 2500015.2558 | 1112947.2953 | 2500011.1681 | 1112943.5049 | 2499997.2807 | 1112929.1576
165 | 2499997.2807 | 1112929.1576 | 2499991.8332 | 1112923.5296
166 | 2500251.2147 | 1113221.4308 | 2500258.1466 | 1113207.0409 | 2500261.1117 | 1113200.8792
167 | 2500251.2147 | 1113221.4308 | 2500260.1253 | 1113231.0981
168 | 2500251.2147 | 1113221.4308 | 2500239.2396 | 1113229.2609
169 | 2500260.1253 | 1113231.0981 | 2500265.1549 | 1113236.5549
170 | 2500228.0977 | 1113236.381 | 2500229.2182 | 1113235.8134 | 2500239.2396 | 1113229.2609
171 | 2499673.4057 | 1113197.3363 | 2499683.6975 | 1113213.2845
172 | 2499662.7824 | 1113183.3746 | 2499671.4628 | 1113196.7058 | 2499672.4927 | 1113195.9216 | 2499673.4057 | 1113197.3363
173 | 2500014.1114 | 1112984.8905 | 2500017.1734 | 1112987.6001 | 2500017.1734 | 1112987.6001
174 | 2499926.492 | 1112939.837 | 2499925.6505 | 1112942.0168 | 2499919.4515 | 1112951.1806 | 2499913.2134 | 1112958.0393
175 | 2500050.5964 | 1112470.3791 | 2500045.3295 | 1112462.0981
176 | 2500037.2595 | 1112449.4099 | 2500045.3295 | 1112462.0981
177 | 2500037.2595 | 1112449.4099 | 2500027.1193 | 1112433.4668
178 | 2500218.048 | 1113241.4713 | 2500221.4555 | 1113239.7453
179 | 2500221.4555 | 1113239.7453 | 2500221.8322 | 1113239.5545
180 | 2500221.8322 | 1113239.5545 | 2500228.0977 | 1113236.381
181 | 2500277.3904 | 1113249.8295 | 2500265.1549 | 1113236.5549
182 | 2500277.3904 | 1113249.8295 | 2500281.906 | 1113254.7286
183 | 2500011.0122 | 1112996.7187 | 2500011.0122 | 1112996.7187 | 2500017.1734 | 1112987.6001
184 | 2500011.0122 | 1112996.7187 | 2500000.9478 | 1112990.2188
185 | 2500000.9478 | 1112990.2188 | 2499996.9794 | 1112987.6558 | 2499996.1794 | 1112987.0532

## bus_geodata
| x | y | coords
0 | 2500059.8202 | 1111604.7537
1 | 2500052.8537 | 1111626.901
2 | 2500042.3302 | 1111645.6302
3 | 2500122.399 | 1112411.0349
4 | 2500011.1428 | 1111897.3372
5 | 2500074.4713 | 1112449.1014
6 | 2500039.3793 | 1111650.5273
7 | 2500037.7695 | 1111696.772
8 | 2500044.765 | 1111715.9126
9 | 2500096.2977 | 1111839.7897
10 | 2500108.6567 | 1111819.9904
11 | 2500057.77 | 1111736.9668
12 | 2500122.1064 | 1111817.2434
13 | 2500052.5607 | 1111728.4625
14 | 2499945.5453 | 1113087.6314
15 | 2499952.4978 | 1113086.4194
16 | 2499928.9894 | 1113096.2585
17 | 2499964.4082 | 1113073.192
18 | 2499942.234 | 1113106.8726
19 | 2499908.6005 | 1113084.0434
20 | 2499964.6911 | 1113072.8781
21 | 2499974.2833 | 1113121.9039
22 | 2499980.515 | 1113125.4699
23 | 2499983.4737 | 1113111.863
24 | 2499877.5153 | 1113068.7811
25 | 2499919.2699 | 1113067.8947
26 | 2499991.3474 | 1113043.2838
27 | 2499975.2406 | 1113061.1678
28 | 2500007.0597 | 1113056.9553
29 | 2499996.2265 | 1113142.8605
30 | 2499994.1135 | 1113100.2385
31 | 2499859.4718 | 1113044.2884
32 | 2499901.0921 | 1113028.7918
33 | 2499930.605 | 1113051.9795
34 | 2499941.95 | 1113036.0504
35 | 2499909.6478 | 1113016.0567
36 | 2500008.8924 | 1113058.6052
37 | 2500174.6041 | 1113016.6715
38 | 2500178.4399 | 1113027.453
39 | 2500165.7694 | 1112991.8396
40 | 2500165.3625 | 1113036.0074
41 | 2500118.5392 | 1113015.1823
42 | 2500170.5047 | 1113049.3635
43 | 2500176.8724 | 1113065.903
44 | 2500151.6627 | 1113072.0973
45 | 2500098.527 | 1113026.1036
46 | 2500233.8547 | 1113012.3969
47 | 2500231.1652 | 1113033.4211
48 | 2500228.0602 | 1112998.5804
49 | 2500217.1881 | 1113038.9549
50 | 2500219.985 | 1113045.524
51 | 2500200.4136 | 1113045.8468
52 | 2500194.8363 | 1113031.8299
53 | 2500192.0892 | 1113024.9285
54 | 2500197.6073 | 1113038.7939
55 | 2500149.9363 | 1113072.5215
56 | 2500061.4743 | 1112992.0491
57 | 2500075.5648 | 1113054.5448
58 | 2500238.592 | 1113064.029
59 | 2500249.3845 | 1113103.387
60 | 2500203.2016 | 1113052.846
61 | 2500233.8019 | 1113040.1152
62 | 2500219.7547 | 1112978.7766
63 | 2500156.6703 | 1113137.0567
64 | 2500153.3035 | 1113133.1585
65 | 2500159.5351 | 1113140.2085
66 | 2500152.4503 | 1113131.6981
67 | 2500171.2061 | 1113152.3173
68 | 2500148.1571 | 1113124.3491
69 | 2500189.0297 | 1113151.7305
70 | 2500148.1441 | 1113124.3269
71 | 2500155.0469 | 1113188.7259
72 | 2500151.2842 | 1113196.9115
73 | 2500194.3431 | 1113151.5068
74 | 2500005.0879 | 1113144.0534
75 | 2500010.7556 | 1113153.2322
76 | 2500020.4784 | 1113134.6114
77 | 2499994.2562 | 1113100.0825
78 | 2500004.7413 | 1113088.6206
79 | 2500021.6733 | 1113070.1109
80 | 2500073.3387 | 1113051.2017
81 | 2500025.8939 | 1113143.9904
82 | 2500010.1478 | 1113159.5436
83 | 2500033.8849 | 1113126.3866
84 | 2499989.3696 | 1113161.9165
85 | 2499998.822 | 1113175.8102
86 | 2500124.243 | 1113078.8346
87 | 2500147.8178 | 1113073.042
88 | 2500129.0786 | 1113089.9634
89 | 2500085.7072 | 1113042.3877
90 | 2500038.6643 | 1113136.194
91 | 2499721.7104 | 1113181.9542
92 | 2499720.0961 | 1113185.3801
93 | 2499723.1893 | 1113178.8154
94 | 2499714.0837 | 1113198.1402
95 | 2499701.7633 | 1113224.2877
96 | 2499691.4751 | 1113225.3366
97 | 2500129.8896 | 1113091.83
98 | 2500139.3962 | 1113109.3524
99 | 2500143.1149 | 1113115.718
100 | 2500050.3698 | 1112981.0018
101 | 2500224.1621 | 1113150.011
102 | 2500218.3985 | 1113150.2457
103 | 2500260.6673 | 1113155.6227
104 | 2500217.8921 | 1113150.2664
105 | 2500249.4036 | 1113124.6144
106 | 2500282.7755 | 1113163.4635
107 | 2500213.9384 | 1113150.4274
108 | 2500269.267 | 1113184.7654
109 | 2500263.7391 | 1113195.4191
110 | 2500216.1466 | 1112970.1734
111 | 2500210.7817 | 1112957.5344
112 | 2499975.5729 | 1112847.9995
113 | 2499970.3923 | 1112854.3665
114 | 2499981.1599 | 1112836.0224
115 | 2499961.8011 | 1112864.925
116 | 2499989.2457 | 1112818.3575
117 | 2499953.0277 | 1112883.4387
118 | 2499991.875 | 1112804.5585
119 | 2499970.9875 | 1112901.9934
120 | 2499941.428 | 1112904.8223
121 | 2499915.0763 | 1112745.9796
122 | 2500157.2043 | 1112795.8134
123 | 2500147.1261 | 1113205.9571
124 | 2500140.9549 | 1113219.3848
125 | 2500140.9464 | 1113219.4033
126 | 2500140.9274 | 1113219.4447
127 | 2500134.5553 | 1113232.75
128 | 2499977.383 | 1112963.5522
129 | 2499978.1431 | 1112961.7047
130 | 2499974.4488 | 1112970.684
131 | 2499978.3036 | 1112961.3145
132 | 2499967.7218 | 1112974.6799
133 | 2499981.9696 | 1112976.3492
134 | 2499954.7148 | 1112975.7266
135 | 2499986.378 | 1112979.6701
136 | 2499988.9651 | 1112951.4988
137 | 2499992.7666 | 1112955.4295
138 | 2499991.2878 | 1112983.3685
139 | 2499837.152 | 1113018.0835
140 | 2500192.5378 | 1112871.4005
141 | 2500193.473 | 1112870.8705
142 | 2500174.9131 | 1112839.4266
143 | 2500179.859 | 1112836.6989
144 | 2500234.8097 | 1112801.327
145 | 2499904.733 | 1112755.9013
146 | 2500071.8327 | 1112503.3938
147 | 2500136.072 | 1113266.4739
148 | 2500126.015 | 1113251.7138
149 | 2500147.7395 | 1113283.5977
150 | 2500169.9163 | 1113267.55
151 | 2500185.967 | 1113257.7207
152 | 2500190.2311 | 1113255.5609
153 | 2499997.8537 | 1112960.6895
154 | 2499999.9613 | 1112962.8688
155 | 2500004.4062 | 1112971.0419
156 | 2500006.6955 | 1112956.0117
157 | 2500007.4429 | 1112976.6256
158 | 2500015.2558 | 1112947.2953
159 | 2499997.2807 | 1112929.1576
160 | 2499991.8332 | 1112923.5296
161 | 2500261.1117 | 1113200.8792
162 | 2500251.2147 | 1113221.4308
163 | 2500260.1253 | 1113231.0981
164 | 2500239.2396 | 1113229.2609
165 | 2499683.6975 | 1113213.2845
166 | 2499673.4057 | 1113197.3363
167 | 2500014.1114 | 1112984.8906
168 | 2499926.492 | 1112939.837
169 | 2499913.2134 | 1112958.0393
170 | 2499662.7824 | 1113183.3746
171 | 2500050.5964 | 1112470.3791
172 | 2500045.3295 | 1112462.0981
173 | 2500037.2595 | 1112449.4099
174 | 2500089.1914 | 1112490.6215
175 | 2500027.1193 | 1112433.4668
176 | 2500218.048 | 1113241.4713
177 | 2500221.4555 | 1113239.7453
178 | 2500221.8322 | 1113239.5545
179 | 2500228.0977 | 1113236.381
180 | 2500265.1549 | 1113236.5549
181 | 2500277.3904 | 1113249.8295
182 | 2500281.906 | 1113254.7286
183 | 2500017.1734 | 1112987.6001
184 | 2500011.0122 | 1112996.7187
185 | 2500000.9478 | 1112990.2188
186 | 2499996.1794 | 1112987.0532
187 | 2500075.5648 | 1113054.5448

## line_std_types
| c_nf_per_km | r_ohm_per_km | x_ohm_per_km | max_i_ka | type | q_mm2 | alpha | voltage_rating
NAYY 4x50 SE | 210 | 0.642 | 0.083 | 0.142 | cs | 50 | 0.00403 | LV
NAYY 4x120 SE | 264 | 0.225 | 0.08 | 0.242 | cs | 120 | 0.00403 | LV
NAYY 4x150 SE | 261 | 0.208 | 0.08 | 0.27 | cs | 150 | 0.00403 | LV
NA2XS2Y 1x95 RM/25 12/20 kV | 216 | 0.313 | 0.132 | 0.252 | cs | 95 | 0.00403 | MV
NA2XS2Y 1x185 RM/25 12/20 kV | 273 | 0.161 | 0.117 | 0.362 | cs | 185 | 0.00403 | MV
NA2XS2Y 1x240 RM/25 12/20 kV | 304 | 0.122 | 0.112 | 0.421 | cs | 240 | 0.00403 | MV
NA2XS2Y 1x95 RM/25 6/10 kV | 315 | 0.313 | 0.123 | 0.249 | cs | 95 | 0.00403 | MV
NA2XS2Y 1x185 RM/25 6/10 kV | 406 | 0.161 | 0.11 | 0.358 | cs | 185 | 0.00403 | MV
NA2XS2Y 1x240 RM/25 6/10 kV | 456 | 0.122 | 0.105 | 0.416 | cs | 240 | 0.00403 | MV
NA2XS2Y 1x150 RM/25 12/20 kV | 250 | 0.206 | 0.116 | 0.319 | cs | 150 | 0.00403 | MV
NA2XS2Y 1x120 RM/25 12/20 kV | 230 | 0.253 | 0.119 | 0.283 | cs | 120 | 0.00403 | MV
NA2XS2Y 1x70 RM/25 12/20 kV | 190 | 0.443 | 0.132 | 0.22 | cs | 70 | 0.00403 | MV
NA2XS2Y 1x150 RM/25 6/10 kV | 360 | 0.206 | 0.11 | 0.315 | cs | 150 | 0.00403 | MV
NA2XS2Y 1x120 RM/25 6/10 kV | 340 | 0.253 | 0.113 | 0.28 | cs | 120 | 0.00403 | MV
NA2XS2Y 1x70 RM/25 6/10 kV | 280 | 0.443 | 0.123 | 0.217 | cs | 70 | 0.00403 | MV
N2XS(FL)2Y 1x120 RM/35 64/110 kV | 112 | 0.153 | 0.166 | 0.366 | cs | 120 | 0.00393 | HV
N2XS(FL)2Y 1x185 RM/35 64/110 kV | 125 | 0.099 | 0.156 | 0.457 | cs | 185 | 0.00393 | HV
N2XS(FL)2Y 1x240 RM/35 64/110 kV | 135 | 0.075 | 0.149 | 0.526 | cs | 240 | 0.00393 | HV
N2XS(FL)2Y 1x300 RM/35 64/110 kV | 144 | 0.06 | 0.144 | 0.588 | cs | 300 | 0.00393 | HV
15-AL1/3-ST1A 0.4 | 11 | 1.8769 | 0.35 | 0.105 | ol | 16 | 0.00403 | LV
24-AL1/4-ST1A 0.4 | 11.25 | 1.2012 | 0.335 | 0.14 | ol | 24 | 0.00403 | LV
48-AL1/8-ST1A 0.4 | 12.2 | 0.5939 | 0.3 | 0.21 | ol | 48 | 0.00403 | LV
94-AL1/15-ST1A 0.4 | 13.2 | 0.306 | 0.29 | 0.35 | ol | 94 | 0.00403 | LV
34-AL1/6-ST1A 10.0 | 9.7 | 0.8342 | 0.36 | 0.17 | ol | 34 | 0.00403 | MV
48-AL1/8-ST1A 10.0 | 10.1 | 0.5939 | 0.35 | 0.21 | ol | 48 | 0.00403 | MV
70-AL1/11-ST1A 10.0 | 10.4 | 0.4132 | 0.339 | 0.29 | ol | 70 | 0.00403 | MV
94-AL1/15-ST1A 10.0 | 10.75 | 0.306 | 0.33 | 0.35 | ol | 94 | 0.00403 | MV
122-AL1/20-ST1A 10.0 | 11.1 | 0.2376 | 0.323 | 0.41 | ol | 122 | 0.00403 | MV
149-AL1/24-ST1A 10.0 | 11.25 | 0.194 | 0.315 | 0.47 | ol | 149 | 0.00403 | MV
34-AL1/6-ST1A 20.0 | 9.15 | 0.8342 | 0.382 | 0.17 | ol | 34 | 0.00403 | MV
48-AL1/8-ST1A 20.0 | 9.5 | 0.5939 | 0.372 | 0.21 | ol | 48 | 0.00403 | MV
70-AL1/11-ST1A 20.0 | 9.7 | 0.4132 | 0.36 | 0.29 | ol | 70 | 0.00403 | MV
94-AL1/15-ST1A 20.0 | 10 | 0.306 | 0.35 | 0.35 | ol | 94 | 0.00403 | MV
122-AL1/20-ST1A 20.0 | 10.3 | 0.2376 | 0.344 | 0.41 | ol | 122 | 0.00403 | MV
149-AL1/24-ST1A 20.0 | 10.5 | 0.194 | 0.337 | 0.47 | ol | 149 | 0.00403 | MV
184-AL1/30-ST1A 20.0 | 10.75 | 0.1571 | 0.33 | 0.535 | ol | 184 | 0.00403 | MV
243-AL1/39-ST1A 20.0 | 11 | 0.1188 | 0.32 | 0.645 | ol | 243 | 0.00403 | MV
48-AL1/8-ST1A 110.0 | 8 | 0.5939 | 0.46 | 0.21 | ol | 48 | 0.00403 | HV
70-AL1/11-ST1A 110.0 | 8.4 | 0.4132 | 0.45 | 0.29 | ol | 70 | 0.00403 | HV
94-AL1/15-ST1A 110.0 | 8.65 | 0.306 | 0.44 | 0.35 | ol | 94 | 0.00403 | HV
122-AL1/20-ST1A 110.0 | 8.5 | 0.2376 | 0.43 | 0.41 | ol | 122 | 0.00403 | HV
149-AL1/24-ST1A 110.0 | 8.75 | 0.194 | 0.41 | 0.47 | ol | 149 | 0.00403 | HV
184-AL1/30-ST1A 110.0 | 8.8 | 0.1571 | 0.4 | 0.535 | ol | 184 | 0.00403 | HV
243-AL1/39-ST1A 110.0 | 9 | 0.1188 | 0.39 | 0.645 | ol | 243 | 0.00403 | HV
305-AL1/39-ST1A 110.0 | 9.2 | 0.0949 | 0.38 | 0.74 | ol | 305 | 0.00403 | HV
490-AL1/64-ST1A 110.0 | 9.75 | 0.059 | 0.37 | 0.96 | ol | 490 | 0.00403 | HV
679-AL1/86-ST1A 110.0 | 9.95 | 0.042 | 0.36 | 1.15 | ol | 679 | 0.00403 | HV
490-AL1/64-ST1A 220.0 | 10 | 0.059 | 0.285 | 0.96 | ol | 490 | 0.00403 | HV
679-AL1/86-ST1A 220.0 | 11.7 | 0.042 | 0.275 | 1.15 | ol | 679 | 0.00403 | HV
490-AL1/64-ST1A 380.0 | 11 | 0.059 | 0.253 | 0.96 | ol | 490 | 0.00403 | HV
679-AL1/86-ST1A 380.0 | 14.6 | 0.042 | 0.25 | 1.15 | ol | 679 | 0.00403 | HV

## trafo_std_types
| i0_percent | pfe_kw | vkr_percent | sn_mva | vn_lv_kv | vn_hv_kv | vk_percent | shift_degree | vector_group | tap_side | tap_neutral | tap_min | tap_max | tap_step_degree | tap_step_percent | tap_phase_shifter
160 MVA 380/110 kV | 0.06 | 60 | 0.25 | 160 | 110 | 380 | 12.2 | 0 | Yy0 | hv | 0 | -9 | 9 | 0 | 1.5 | FALSE
100 MVA 220/110 kV | 0.06 | 55 | 0.26 | 100 | 110 | 220 | 12 | 0 | Yy0 | hv | 0 | -9 | 9 | 0 | 1.5 | FALSE
63 MVA 110/20 kV | 0.04 | 22 | 0.32 | 63 | 20 | 110 | 18 | 150 | YNd5 | hv | 0 | -9 | 9 | 0 | 1.5 | FALSE
40 MVA 110/20 kV | 0.05 | 18 | 0.34 | 40 | 20 | 110 | 16.2 | 150 | YNd5 | hv | 0 | -9 | 9 | 0 | 1.5 | FALSE
25 MVA 110/20 kV | 0.07 | 14 | 0.41 | 25 | 20 | 110 | 12 | 150 | YNd5 | hv | 0 | -9 | 9 | 0 | 1.5 | FALSE
63 MVA 110/10 kV | 0.04 | 22 | 0.32 | 63 | 10 | 110 | 18 | 150 | YNd5 | hv | 0 | -9 | 9 | 0 | 1.5 | FALSE
40 MVA 110/10 kV | 0.05 | 18 | 0.34 | 40 | 10 | 110 | 16.2 | 150 | YNd5 | hv | 0 | -9 | 9 | 0 | 1.5 | FALSE
25 MVA 110/10 kV | 0.07 | 14 | 0.41 | 25 | 10 | 110 | 12 | 150 | YNd5 | hv | 0 | -9 | 9 | 0 | 1.5 | FALSE
0.25 MVA 20/0.4 kV | 0.32 | 0.8 | 1.44 | 0.25 | 0.4 | 20 | 6 | 150 | Yzn5 | hv | 0 | -2 | 2 | 0 | 2.5 | FALSE
0.4 MVA 20/0.4 kV | 0.3375 | 1.35 | 1.425 | 0.4 | 0.4 | 20 | 6 | 150 | Dyn5 | hv | 0 | -2 | 2 | 0 | 2.5 | FALSE
0.63 MVA 20/0.4 kV | 0.2619 | 1.65 | 1.206 | 0.63 | 0.4 | 20 | 6 | 150 | Dyn5 | hv | 0 | -2 | 2 | 0 | 2.5 | FALSE
0.25 MVA 10/0.4 kV | 0.24 | 0.6 | 1.2 | 0.25 | 0.4 | 10 | 4 | 150 | Dyn5 | hv | 0 | -2 | 2 | 0 | 2.5 | FALSE
0.4 MVA 10/0.4 kV | 0.2375 | 0.95 | 1.325 | 0.4 | 0.4 | 10 | 4 | 150 | Dyn5 | hv | 0 | -2 | 2 | 0 | 2.5 | FALSE
0.63 MVA 10/0.4 kV | 0.1873 | 1.18 | 1.0794 | 0.63 | 0.4 | 10 | 4 | 150 | Dyn5 | hv | 0 | -2 | 2 | 0 | 2.5 | FALSE

## trafo3w_std_types
| sn_hv_mva | sn_mv_mva | sn_lv_mva | vn_hv_kv | vn_mv_kv | vn_lv_kv | vk_hv_percent | vk_mv_percent | vk_lv_percent | vkr_hv_percent | vkr_mv_percent | vkr_lv_percent | pfe_kw | i0_percent | shift_mv_degree | shift_lv_degree | vector_group | tap_side | tap_neutral | tap_min | tap_max | tap_step_percent
63/25/38 MVA 110/20/10 kV | 63 | 25 | 38 | 110 | 20 | 10 | 10.4 | 10.4 | 10.4 | 0.28 | 0.32 | 0.35 | 35 | 0.89 | 0 | 0 | YN0yn0yn0 | hv | 0 | -10 | 10 | 1.2
63/25/38 MVA 110/10/10 kV | 63 | 25 | 38 | 110 | 10 | 10 | 10.4 | 10.4 | 10.4 | 0.28 | 0.32 | 0.35 | 35 | 0.89 | 0 | 0 | YN0yn0yn0 | hv | 0 | -10 | 10 | 1.2

## fuse_std_types
| fuse_type | i_rated_a | t_avg | t_min | t_total | x_avg | x_min | x_total
HV 100A | HV 100A | 100 | 0 | [10.0, 3.64, 0.854, 0.281, 0.1, 0.0531, 0.022, 0.01] | [10.0, 4.267, 1.21, 0.403, 0.1, 0.058, 0.022, 0.01] | 0 | [300.0, 350.0, 450.0, 550.0, 700.0, 850.0, 1200.0, 1752.0] | [600.0, 700.0, 900.0, 1150.0, 1665.0, 2000.0, 3000.0, 4313.0]
HV 10A | HV 10A | 10 | 0 | [10.0, 1675.0, 0.344, 0.156, 0.1, 0.0417, 0.0171, 0.01] | [10.0, 1.3, 0.3, 0.155, 0.1, 0.0555, 0.023, 0.01] | 0 | [30.0, 32.0, 35.0, 37.0, 39.0, 50.0, 70.0, 88.0] | [60.0, 70.0, 80.0, 87.0, 94.0, 110.0, 150.0, 216.0]
HV 125A | HV 125A | 125 | 0 | [10.0, 1.82, 0.344, 0.1, 0.0467, 0.0269, 0.01] | [10.0, 2.478, 0.426, 0.1, 0.0427, 0.0211, 0.01] | 0 | [375.0, 500.0, 700.0, 925.0, 1200.0, 1500.0, 2341.0] | [750.0, 1000.0, 1500.0, 2200.0, 3000.0, 4000.0, 5765.0]
HV 160A | HV 160A | 160 | 0 | [10.0, 4.15, 1.03, 0.198, 0.1, 0.051, 0.0172, 0.01] | [10.0, 2.3, 0.734, 0.274, 0.1, 0.046, 0.0177, 0.01] | 0 | [480.0, 550.0, 700.0, 1000.0, 1260.0, 1600.0, 2500.0, 3227.0] | [960.0, 1300.0, 1700.0, 2200.0, 2996.0, 4000.0, 6000.0, 7946.0]
HV 16A | HV 16A | 16 | 0 | [10.0, 0.352, 0.164, 0.1, 0.0649, 0.0342, 0.01] | [10.0, 2.34, 0.722, 0.181, 0.1, 0.055, 0.0296, 0.01] | 0 | [48.0, 60.0, 65.0, 71.0, 80.0, 100.0, 162.0] | [96.0, 110.0, 125.0, 150.0, 168.0, 200.0, 250.0, 398.0]
HV 200A | HV 200A | 200 | 0 | [10.0, 4.267, 1.21, 0.403, 0.1, 0.058, 0.022, 0.01] | [10.0, 3.73, 1.654, 0.328, 0.1, 0.0531, 0.019, 0.01] | 0 | [600.0, 700.0, 900.0, 1150.0, 1665.0, 2000.0, 3000.0, 4313.0] | [1200.0, 1500.0, 1800.0, 2700.0, 3960.0, 5000.0, 7500.0, 10620.0]
HV 20A | HV 20A | 20 | 0 | [10.0, 1.3, 0.3, 0.155, 0.1, 0.0555, 0.023, 0.01] | [10.0, 1.3, 0.161, 0.1, 0.0611, 0.0399, 0.0141, 0.01] | 0 | [60.0, 70.0, 80.0, 87.0, 94.0, 110.0, 150.0, 216.0] | [120.0, 150.0, 200.0, 223.0, 260.0, 300.0, 450.0, 532.0]
HV 25A | HV 25A | 25 | 0 | [10.0, 2.512, 0.833, 0.299, 0.1, 0.0372, 0.0223, 0.01] | [10.0, 3.125, 0.597, 0.198, 0.1, 0.0378, 0.022, 0.01] | 0 | [75.0, 82.0, 90.0, 100.0, 124.0, 170.0, 200.0, 289.0] | [150.0, 170.0, 210.0, 250.0, 294.0, 400.0, 500.0, 711.0]
HV 31.5A | HV 31.5A | 31.5 | 0 | [10.0, 2.34, 0.722, 0.181, 0.1, 0.055, 0.0296, 0.01] | [10.0, 2.84, 0.368, 0.164, 0.1, 0.0621, 0.0378, 0.0195, 0.01] | 0 | [95.0, 110.0, 125.0, 150.0, 165.0, 200.0, 250.0, 390.0] | [189.0, 220.0, 300.0, 350.0, 393.0, 450.0, 530.0, 700.0, 960.0]
HV 40A | HV 40A | 40 | 0 | [10.0, 1.3, 0.161, 0.1, 0.0611, 0.0399, 0.0141, 0.01] | [10.0, 2.05, 0.369, 0.198, 0.1, 0.051, 0.0298, 0.01] | 0 | [120.0, 150.0, 200.0, 223.0, 260.0, 300.0, 450.0, 532.0] | [240.0, 300.0, 400.0, 450.0, 530.0, 650.0, 800.0, 1311.0]
HV 50A | HV 50A | 50 | 0 | [10.0, 3.215, 0.597, 0.198, 0.1, 0.0378, 0.022, 0.01] | [10.0, 3.64, 0.854, 0.281, 0.1, 0.0531, 0.022, 0.01] | 0 | [150.0, 170.0, 210.0, 250.0, 294.0, 400.0, 500.0, 711.0] | [300.0, 350.0, 450.0, 550.0, 700.0, 850.0, 1200.0, 1752.0]
HV 6.3A | HV 6.3A | 6.3 | 0 | [10.0, 1.39, 0.344, 0.168, 0.1, 0.056, 0.0263, 0.01] | [10.0, 1.711, 0.516, 0.198, 0.1, 0.0634, 0.0303, 0.01] | 0 | [19.0, 19.5, 20.4, 20.8, 22.0, 25.0, 32.0, 48.0] | [38.0, 40.0, 43.0, 48.0, 53.0, 60.0, 75.0, 118.0]
HV 63A | HV 63A | 63 | 0 | [10.0, 2.84, 0.368, 0.164, 0.1, 0.0621, 0.0378, 0.0195, 0.01] | [10.0, 1.82, 0.344, 0.1, 0.0467, 0.0269, 0.01] | 0 | [189.0, 220.0, 300.0, 350.0, 393.0, 450.0, 530.0, 700.0, 961.0] | [378.0, 500.0, 700.0, 934.0, 1200.0, 1500.0, 2366.0]
HV 80A | HV 80A | 80 | 0 | [10.0, 2.05, 0.369, 0.198, 0.1, 0.051, 0.0298, 0.01] | [10.0, 4.15, 1.03, 0.198, 0.1, 0.051, 0.0172, 0.01] | 0 | [240.0, 300.0, 400.0, 450.0, 530.0, 650.0, 800.0, 1311.0] | [480.0, 550.0, 700.0, 1000.0, 1260.0, 1600.0, 2500.0, 3227.0]
Siemens NH-1-100 | Siemens NH-1-100 | 100 | [5400.0, 2000.0, 400.0, 20.0, 1.0, 0.2, 0.012, 0.004] | 0 | 0 | [150.0, 190.0, 250.0, 430.0, 900.0, 1250.0, 2700.0, 3600.0] | 0 | 0
Siemens NH-1-125 | Siemens NH-1-125 | 125 | [4800.0, 120.0, 7.0, 0.1, 0.004] | 0 | 0 | [180.0, 400.0, 740.0, 2000.0, 4250.0] | 0 | 0
Siemens NH-1-16 | Siemens NH-1-16 | 16 | [4000.0, 400.0, 2.0, 0.1, 0.04, 0.01] | 0 | 0 | [26.0, 35.0, 75.0, 150.0, 200.0, 300.0] | 0 | 0
Siemens NH-1-160 | Siemens NH-1-160 | 160 | [4800.0, 120.0, 7.0, 0.1, 0.004] | 0 | 0 | [210.0, 500.0, 900.0, 2300.0, 5000.0] | 0 | 0
Siemens NH-1-25 | Siemens NH-1-25 | 25 | [4000.0, 1000.0, 10.0, 0.2, 0.02, 0.01] | 0 | 0 | [40.0, 50.0, 100.0, 210.0, 400.0, 500.0] | 0 | 0
Siemens NH-1-50 | Siemens NH-1-50 | 50 | [4000.0, 40.0, 4.0, 1.0, 0.02, 0.01] | 0 | 0 | [86.0, 200.0, 300.0, 400.0, 1000.0, 1280.0] | 0 | 0
Siemens NH-1-63 | Siemens NH-1-63 | 63 | [4000.0, 100.0, 10.0, 2.0, 0.04, 0.01] | 0 | 0 | [100.0, 200.0, 300.0, 400.0, 1000.0, 1500.0] | 0 | 0
Siemens NH-1-80 | Siemens NH-1-80 | 80 | [4800.0, 120.0, 7.0, 0.1, 0.01] | 0 | 0 | [150.58, 250.0, 450.0, 1150.0, 2470.0] | 0 | 0
Siemens NH-2-1000 | Siemens NH-2-1000 | 1000 | [4800.0, 120.0, 7.0, 0.1, 0.004] | 0 | 0 | [1900.0, 3500.0, 8400.0, 24000.0, 52000.0] | 0 | 0
Siemens NH-2-200 | Siemens NH-2-200 | 200 | [4800.0, 120.0, 7.0, 0.1, 0.004] | 0 | 0 | [280.0, 650.0, 1200.0, 3000.0, 7000.0] | 0 | 0
Siemens NH-2-224 | Siemens NH-2-224 | 224 | [4800.0, 120.0, 7.0, 0.2, 0.04, 0.004] | 0 | 0 | [400.0, 750.0, 1453.0, 3025.0, 4315.0, 7600.0] | 0 | 0
Siemens NH-2-250 | Siemens NH-2-250 | 250 | [4800.0, 120.0, 7.0, 0.1, 0.004] | 0 | 0 | [450.0, 800.0, 1650.0, 4000.0, 8500.0] | 0 | 0
Siemens NH-2-315 | Siemens NH-2-315 | 315 | [4800.0, 120.0, 7.0, 0.1, 0.004] | 0 | 0 | [550.0, 920.0, 1900.0, 5000.0, 11000.0] | 0 | 0
Siemens NH-2-355 | Siemens NH-2-355 | 355 | [4800.0, 120.0, 6.0, 0.1, 0.004] | 0 | 0 | [650.0, 1116.27, 2350.0, 5840.0, 12790.0] | 0 | 0
Siemens NH-2-400 | Siemens NH-2-400 | 400 | [4800.0, 120.0, 7.0, 0.1, 0.004] | 0 | 0 | [720.0, 1350.0, 2800.0, 6500.0, 15000.0] | 0 | 0
Siemens NH-2-425 | Siemens NH-2-425 | 425 | [4800.0, 120.0, 7.0, 0.1, 0.004] | 0 | 0 | [850.0, 1500.0, 3050.0, 7500.0, 16500.0] | 0 | 0
Siemens NH-2-630 | Siemens NH-2-630 | 630 | [4800.0, 120.0, 7.0, 0.1, 0.004] | 0 | 0 | [1200.0, 2000.0, 4800.0, 12000.0, 26000.0] | 0 | 0

## dtypes
| element | column | dtype
0 | bus | name | object
1 | bus | vn_kv | float64
2 | bus | type | object
3 | bus | zone | object
4 | bus | in_service | bool
5 | load | name | object
6 | load | bus | uint32
7 | load | p_mw | float64
8 | load | q_mvar | float64
9 | load | const_z_percent | float64
10 | load | const_i_percent | float64
11 | load | sn_mva | float64
12 | load | scaling | float64
13 | load | in_service | bool
14 | load | type | object
15 | ext_grid | name | object
16 | ext_grid | bus | uint32
17 | ext_grid | vm_pu | float64
18 | ext_grid | va_degree | float64
19 | ext_grid | slack_weight | float64
20 | ext_grid | in_service | bool
21 | line | name | object
22 | line | std_type | object
23 | line | from_bus | uint32
24 | line | to_bus | uint32
25 | line | length_km | float64
26 | line | r_ohm_per_km | float64
27 | line | x_ohm_per_km | float64
28 | line | c_nf_per_km | float64
29 | line | g_us_per_km | float64
30 | line | max_i_ka | float64
31 | line | df | float64
32 | line | parallel | uint32
33 | line | type | object
34 | line | in_service | bool
35 | trafo | name | object
36 | trafo | std_type | object
37 | trafo | hv_bus | uint32
38 | trafo | lv_bus | uint32
39 | trafo | sn_mva | float64
40 | trafo | vn_hv_kv | float64
41 | trafo | vn_lv_kv | float64
42 | trafo | vk_percent | float64
43 | trafo | vkr_percent | float64
44 | trafo | pfe_kw | float64
45 | trafo | i0_percent | float64
46 | trafo | shift_degree | float64
47 | trafo | tap_side | object
48 | trafo | tap_neutral | int32
49 | trafo | tap_min | int32
50 | trafo | tap_max | int32
51 | trafo | tap_step_percent | float64
52 | trafo | tap_step_degree | float64
53 | trafo | tap_pos | int32
54 | trafo | tap_phase_shifter | bool
55 | trafo | parallel | uint32
56 | trafo | df | float64
57 | trafo | in_service | bool
58 | line_geodata | coords | object
59 | bus_geodata | x | float64
60 | bus_geodata | y | float64
61 | bus_geodata | coords | object

## parameters
| version | format_version | converged | OPF_converged | name | f_hz | sn_mva
0 | 2.14.6 | 2.14.0 | FALSE | FALSE |  | 50 | 1