## bus
| name | vn_kv | type | zone | in_service
0 | bus_LV_6642-5_0_3_node_0 | 0.4 | n |  | TRUE
1 | bus_LV_6642-5_0_3_node_1 | 0.4 | n |  | TRUE
2 | bus_LV_6642-5_0_3_node_2 | 0.4 | n |  | TRUE
3 | bus_LV_6642-5_0_3_node_3 | 0.4 | n |  | TRUE
4 | bus_LV_6642-5_0_3_node_4 | 0.4 | n |  | TRUE
5 | bus_LV_6642-5_0_3_node_5 | 0.4 | n |  | TRUE
6 | bus_LV_6642-5_0_3_node_86 | 0.4 | n |  | TRUE
7 | bus_LV_6642-5_0_3_node_24 | 0.4 | n |  | TRUE
8 | bus_LV_6642-5_0_3_node_71 | 0.4 | n |  | TRUE
9 | bus_LV_6642-5_0_3_node_84 | 0.4 | n |  | TRUE
10 | bus_LV_6642-5_0_3_node_72 | 0.4 | n |  | TRUE
11 | bus_LV_6642-5_0_3_node_85 | 0.4 | n |  | TRUE
12 | bus_LV_6642-5_0_3_node_74 | 0.4 | n |  | TRUE
13 | bus_LV_6642-5_0_3_node_6 | 0.4 | n |  | TRUE
14 | bus_LV_6642-5_0_3_node_7 | 0.4 | n |  | TRUE
15 | bus_LV_6642-5_0_3_node_8 | 0.4 | n |  | TRUE
16 | bus_LV_6642-5_0_3_node_9 | 0.4 | n |  | TRUE
17 | bus_LV_6642-5_0_3_node_27 | 0.4 | n |  | TRUE
18 | bus_LV_6642-5_0_3_node_28 | 0.4 | n |  | TRUE
19 | bus_LV_6642-5_0_3_node_10 | 0.4 | n |  | TRUE
20 | bus_LV_6642-5_0_3_node_11 | 0.4 | n |  | TRUE
21 | bus_LV_6642-5_0_3_node_12 | 0.4 | n |  | TRUE
22 | bus_LV_6642-5_0_3_node_13 | 0.4 | n |  | TRUE
23 | bus_LV_6642-5_0_3_node_14 | 0.4 | n |  | TRUE
24 | bus_LV_6642-5_0_3_node_73 | 0.4 | n |  | TRUE
25 | bus_LV_6642-5_0_3_node_25 | 0.4 | n |  | TRUE
26 | bus_LV_6642-5_0_3_node_26 | 0.4 | n |  | TRUE
27 | bus_LV_6642-5_0_3_node_78 | 0.4 | n |  | TRUE
28 | bus_LV_6642-5_0_3_node_15 | 0.4 | n |  | TRUE
29 | bus_LV_6642-5_0_3_node_16 | 0.4 | n |  | TRUE
30 | bus_LV_6642-5_0_3_node_17 | 0.4 | n |  | TRUE
31 | bus_LV_6642-5_0_3_node_18 | 0.4 | n |  | TRUE
32 | bus_LV_6642-5_0_3_node_68 | 0.4 | n |  | TRUE
33 | bus_LV_6642-5_0_3_node_19 | 0.4 | n |  | TRUE
34 | bus_LV_6642-5_0_3_node_20 | 0.4 | n |  | TRUE
35 | bus_LV_6642-5_0_3_node_21 | 0.4 | n |  | TRUE
36 | bus_LV_6642-5_0_3_node_22 | 0.4 | n |  | TRUE
37 | bus_LV_6642-5_0_3_node_23 | 0.4 | n |  | TRUE
38 | bus_LV_6642-5_0_3_node_69 | 0.4 | n |  | TRUE
39 | bus_LV_6642-5_0_3_node_108 | 0.4 | n |  | TRUE
40 | bus_LV_6642-5_0_3_node_70 | 0.4 | n |  | TRUE
41 | bus_LV_6642-5_0_3_node_109 | 0.4 | n |  | TRUE
42 | bus_LV_6642-5_0_3_node_29 | 0.4 | n |  | TRUE
43 | bus_LV_6642-5_0_3_node_30 | 0.4 | n |  | TRUE
44 | bus_LV_6642-5_0_3_node_31 | 0.4 | n |  | TRUE
45 | bus_LV_6642-5_0_3_node_32 | 0.4 | n |  | TRUE
46 | bus_LV_6642-5_0_3_node_33 | 0.4 | n |  | TRUE
47 | bus_LV_6642-5_0_3_node_34 | 0.4 | n |  | TRUE
48 | bus_LV_6642-5_0_3_node_171 | 0.4 | n |  | TRUE
49 | bus_LV_6642-5_0_3_node_38 | 0.4 | n |  | TRUE
50 | bus_LV_6642-5_0_3_node_54 | 0.4 | n |  | TRUE
51 | bus_LV_6642-5_0_3_node_36 | 0.4 | n |  | TRUE
52 | bus_LV_6642-5_0_3_node_35 | 0.4 | n |  | TRUE
53 | bus_LV_6642-5_0_3_node_37 | 0.4 | n |  | TRUE
54 | bus_LV_6642-5_0_3_node_39 | 0.4 | n |  | TRUE
55 | bus_LV_6642-5_0_3_node_82 | 0.4 | n |  | TRUE
56 | bus_LV_6642-5_0_3_node_51 | 0.4 | n |  | TRUE
57 | bus_LV_6642-5_0_3_node_80 | 0.4 | n |  | TRUE
58 | bus_LV_6642-5_0_3_node_52 | 0.4 | n |  | TRUE
59 | bus_LV_6642-5_0_3_node_40 | 0.4 | n |  | TRUE
60 | bus_LV_6642-5_0_3_node_41 | 0.4 | n |  | TRUE
61 | bus_LV_6642-5_0_3_node_42 | 0.4 | n |  | TRUE
62 | bus_LV_6642-5_0_3_node_43 | 0.4 | n |  | TRUE
63 | bus_LV_6642-5_0_3_node_44 | 0.4 | n |  | TRUE
64 | bus_LV_6642-5_0_3_node_110 | 0.4 | n |  | TRUE
65 | bus_LV_6642-5_0_3_node_65 | 0.4 | n |  | TRUE
66 | bus_LV_6642-5_0_3_node_55 | 0.4 | n |  | TRUE
67 | bus_LV_6642-5_0_3_node_66 | 0.4 | n |  | TRUE
68 | bus_LV_6642-5_0_3_node_45 | 0.4 | n |  | TRUE
69 | bus_LV_6642-5_0_3_node_121 | 0.4 | n |  | TRUE
70 | bus_LV_6642-5_0_3_node_140 | 0.4 | n |  | TRUE
71 | bus_LV_6642-5_0_3_node_120 | 0.4 | n |  | TRUE
72 | bus_LV_6642-5_0_3_node_141 | 0.4 | n |  | TRUE
73 | bus_LV_6642-5_0_3_node_142 | 0.4 | n |  | TRUE
74 | bus_LV_6642-5_0_3_node_168 | 0.4 | n |  | TRUE
75 | bus_LV_6642-5_0_3_node_167 | 0.4 | n |  | TRUE
76 | bus_LV_6642-5_0_3_node_47 | 0.4 | n |  | TRUE
77 | bus_LV_6642-5_0_3_node_116 | 0.4 | n |  | TRUE
78 | bus_LV_6642-5_0_3_node_76 | 0.4 | n |  | TRUE
79 | bus_LV_6642-5_0_3_node_106 | 0.4 | n |  | TRUE
80 | bus_LV_6642-5_0_3_node_48 | 0.4 | n |  | TRUE
81 | bus_LV_6642-5_0_3_node_49 | 0.4 | n |  | TRUE
82 | bus_LV_6642-5_0_3_node_50 | 0.4 | n |  | TRUE
83 | bus_LV_6642-5_0_3_node_79 | 0.4 | n |  | TRUE
84 | bus_LV_6642-5_0_3_node_77 | 0.4 | n |  | TRUE
85 | bus_LV_6642-5_0_3_node_53 | 0.4 | n |  | TRUE
86 | bus_LV_6642-5_0_3_node_56 | 0.4 | n |  | TRUE
87 | bus_LV_6642-5_0_3_node_57 | 0.4 | n |  | TRUE
88 | bus_LV_6642-5_0_3_node_58 | 0.4 | n |  | TRUE
89 | bus_LV_6642-5_0_3_node_59 | 0.4 | n |  | TRUE
90 | bus_LV_6642-5_0_3_node_60 | 0.4 | n |  | TRUE
91 | bus_LV_6642-5_0_3_node_75 | 0.4 | n |  | TRUE
92 | bus_LV_6642-5_0_3_node_61 | 0.4 | n |  | TRUE
93 | bus_LV_6642-5_0_3_node_62 | 0.4 | n |  | TRUE
94 | bus_LV_6642-5_0_3_node_170 | 0.4 | n |  | TRUE
95 | bus_LV_6642-5_0_3_node_63 | 0.4 | n |  | TRUE
96 | bus_LV_6642-5_0_3_node_64 | 0.4 | n |  | TRUE
97 | bus_LV_6642-5_0_3_node_169 | 0.4 | n |  | TRUE
98 | bus_LV_6642-5_0_3_node_81 | 0.4 | n |  | TRUE
99 | bus_LV_6642-5_0_3_node_105 | 0.4 | n |  | TRUE
100 | bus_LV_6642-5_0_3_node_104 | 0.4 | n |  | TRUE
101 | bus_LV_6642-5_0_3_node_67 | 0.4 | n |  | TRUE
102 | bus_LV_6642-5_0_3_node_92 | 0.4 | n |  | TRUE
103 | bus_LV_6642-5_0_3_node_102 | 0.4 | n |  | TRUE
104 | bus_LV_6642-5_0_3_node_107 | 0.4 | n |  | TRUE
105 | bus_LV_6642-5_0_3_node_97 | 0.4 | n |  | TRUE
106 | bus_LV_6642-5_0_3_node_83 | 0.4 | n |  | TRUE
107 | bus_LV_6642-5_0_3_node_103 | 0.4 | n |  | TRUE
108 | bus_LV_6642-5_0_3_node_99 | 0.4 | n |  | TRUE
109 | bus_LV_6642-5_0_3_node_100 | 0.4 | n |  | TRUE
110 | bus_LV_6642-5_0_3_node_87 | 0.4 | n |  | TRUE
111 | bus_LV_6642-5_0_3_node_88 | 0.4 | n |  | TRUE
112 | bus_LV_6642-5_0_3_node_89 | 0.4 | n |  | TRUE
113 | bus_LV_6642-5_0_3_node_90 | 0.4 | n |  | TRUE
114 | bus_LV_6642-5_0_3_node_91 | 0.4 | n |  | TRUE
115 | bus_LV_6642-5_0_3_node_128 | 0.4 | n |  | TRUE
116 | bus_LV_6642-5_0_3_node_119 | 0.4 | n |  | TRUE
117 | bus_LV_6642-5_0_3_node_127 | 0.4 | n |  | TRUE
118 | bus_LV_6642-5_0_3_node_93 | 0.4 | n |  | TRUE
119 | bus_LV_6642-5_0_3_node_94 | 0.4 | n |  | TRUE
120 | bus_LV_6642-5_0_3_node_95 | 0.4 | n |  | TRUE
121 | bus_LV_6642-5_0_3_node_96 | 0.4 | n |  | TRUE
122 | bus_LV_6642-5_0_3_node_98 | 0.4 | n |  | TRUE
123 | bus_LV_6642-5_0_3_node_115 | 0.4 | n |  | TRUE
124 | bus_LV_6642-5_0_3_node_112 | 0.4 | n |  | TRUE
125 | bus_LV_6642-5_0_3_node_111 | 0.4 | n |  | TRUE
126 | bus_LV_6642-5_0_3_node_113 | 0.4 | n |  | TRUE
127 | bus_LV_6642-5_0_3_node_114 | 0.4 | n |  | TRUE
128 | bus_LV_6642-5_0_3_node_131 | 0.4 | n |  | TRUE
129 | bus_LV_6642-5_0_3_node_162 | 0.4 | n |  | TRUE
130 | bus_LV_6642-5_0_3_node_122 | 0.4 | n |  | TRUE
131 | bus_LV_6642-5_0_3_node_123 | 0.4 | n |  | TRUE
132 | bus_LV_6642-5_0_3_node_124 | 0.4 | n |  | TRUE
133 | bus_LV_6642-5_0_3_node_125 | 0.4 | n |  | TRUE
134 | bus_LV_6642-5_0_3_node_126 | 0.4 | n |  | TRUE
135 | bus_LV_6642-5_0_3_node_129 | 0.4 | n |  | TRUE
136 | bus_LV_6642-5_0_3_node_172 | 0.4 | n |  | TRUE
137 | bus_LV_6642-5_0_3_node_130 | 0.4 | n |  | TRUE
138 | bus_LV_6642-5_0_3_node_132 | 0.4 | n |  | TRUE
139 | bus_LV_6642-5_0_3_node_133 | 0.4 | n |  | TRUE
140 | bus_LV_6642-5_0_3_node_153 | 0.4 | n |  | TRUE
141 | bus_LV_6642-5_0_3_node_134 | 0.4 | n |  | TRUE
142 | bus_LV_6642-5_0_3_node_135 | 0.4 | n |  | TRUE
143 | bus_LV_6642-5_0_3_node_136 | 0.4 | n |  | TRUE
144 | bus_LV_6642-5_0_3_node_137 | 0.4 | n |  | TRUE
145 | bus_LV_6642-5_0_3_node_138 | 0.4 | n |  | TRUE
146 | bus_LV_6642-5_0_3_node_139 | 0.4 | n |  | TRUE
147 | bus_LV_6642-5_0_3_node_159 | 0.4 | n |  | TRUE
148 | bus_LV_6642-5_0_3_node_150 | 0.4 | n |  | TRUE
149 | bus_LV_6642-5_0_3_node_147 | 0.4 | n |  | TRUE
150 | bus_LV_6642-5_0_3_node_151 | 0.4 | n |  | TRUE
151 | bus_LV_6642-5_0_3_node_143 | 0.4 | n |  | TRUE
152 | bus_LV_6642-5_0_3_node_144 | 0.4 | n |  | TRUE
153 | bus_LV_6642-5_0_3_node_145 | 0.4 | n |  | TRUE
154 | bus_LV_6642-5_0_3_node_146 | 0.4 | n |  | TRUE
155 | bus_LV_6642-5_0_3_node_160 | 0.4 | n |  | TRUE
156 | bus_LV_6642-5_0_3_node_161 | 0.4 | n |  | TRUE
157 | bus_LV_6642-5_0_3_node_157 | 0.4 | n |  | TRUE
158 | bus_LV_6642-5_0_3_node_148 | 0.4 | n |  | TRUE
159 | bus_LV_6642-5_0_3_node_149 | 0.4 | n |  | TRUE
160 | bus_LV_6642-5_0_3_node_155 | 0.4 | n |  | TRUE
161 | bus_LV_6642-5_0_3_node_154 | 0.4 | n |  | TRUE
162 | bus_LV_6642-5_0_3_node_156 | 0.4 | n |  | TRUE
163 | bus_LV_6642-5_0_3_node_152 | 0.4 | n |  | TRUE
164 | bus_LV_6642-5_0_3_node_158 | 0.4 | n |  | TRUE
165 | bus_LV_6642-5_0_3_node_163 | 0.4 | n |  | TRUE
166 | bus_LV_6642-5_0_3_node_164 | 0.4 | n |  | TRUE
167 | bus_LV_6642-5_0_3_node_165 | 0.4 | n |  | TRUE
168 | bus_MV_459_1_node_104 | 20 | n |  | TRUE

## load
| name | bus | p_mw | q_mvar | const_z_percent | const_i_percent | sn_mva | scaling | in_service | type
0 | LV_6642-5_0_3_load_0 | 0 | 0.0019041 | 0.00047721 | 0 | 0 |  | 1 | TRUE | wye
1 | LV_6642-5_0_3_load_1 | 1 | 0.0013557 | 0.00033978 | 0 | 0 |  | 1 | TRUE | wye
2 | LV_6642-5_0_3_load_3 | 3 | 0.0022619 | 0.00056688 | 0 | 0 |  | 1 | TRUE | wye
3 | LV_6642-5_0_3_load_4 | 4 | 0.0036644 | 0.00091839 | 0 | 0 |  | 1 | TRUE | wye
4 | LV_6642-5_0_3_load_5 | 5 | 0.00093131 | 0.00023341 | 0 | 0 |  | 1 | TRUE | wye
5 | LV_6642-5_0_3_load_86 | 6 | 0.00056677 | 0.00014205 | 0 | 0 |  | 1 | TRUE | wye
6 | LV_6642-5_0_3_load_71 | 8 | 0.00053746 | 0.0001347 | 0 | 0 |  | 1 | TRUE | wye
7 | LV_6642-5_0_3_load_72 | 10 | 0.00062539 | 0.00015674 | 0 | 0 |  | 1 | TRUE | wye
8 | LV_6642-5_0_3_load_85 | 11 | 0.0014146 | 0.00035454 | 0 | 0 |  | 1 | TRUE | wye
9 | LV_6642-5_0_3_load_74 | 12 | 0.0044088 | 0.001105 | 0 | 0 |  | 1 | TRUE | wye
10 | LV_6642-5_0_3_load_6 | 13 | 0.0013769 | 0.00034507 | 0 | 0 |  | 1 | TRUE | wye
11 | LV_6642-5_0_3_load_7 | 14 | 0.00042764 | 0.00010718 | 0 | 0 |  | 1 | TRUE | wye
12 | LV_6642-5_0_3_load_8 | 15 | 0.00036037 | 9.0318e-05 | 0 | 0 |  | 1 | TRUE | wye
13 | LV_6642-5_0_3_load_9 | 16 | 0.0023196 | 0.00058134 | 0 | 0 |  | 1 | TRUE | wye
14 | LV_6642-5_0_3_load_27 | 17 | 0.00046075 | 0.00011548 | 0 | 0 |  | 1 | TRUE | wye
15 | LV_6642-5_0_3_load_10 | 19 | 0.00078262 | 0.00019614 | 0 | 0 |  | 1 | TRUE | wye
16 | LV_6642-5_0_3_load_11 | 20 | 0.0011171 | 0.00027997 | 0 | 0 |  | 1 | TRUE | wye
17 | LV_6642-5_0_3_load_12 | 21 | 0.0028988 | 0.00072652 | 0 | 0 |  | 1 | TRUE | wye
18 | LV_6642-5_0_3_load_13 | 22 | 0.0028117 | 0.00070469 | 0 | 0 |  | 1 | TRUE | wye
19 | LV_6642-5_0_3_load_14 | 23 | 0.0011276 | 0.00028261 | 0 | 0 |  | 1 | TRUE | wye
20 | LV_6642-5_0_3_load_73 | 24 | 0.00083339 | 0.00020887 | 0 | 0 |  | 1 | TRUE | wye
21 | LV_6642-5_0_3_load_25 | 25 | 0.00014211 | 3.5615e-05 | 0 | 0 |  | 1 | TRUE | wye
22 | LV_6642-5_0_3_load_26 | 26 | 0.0003568 | 8.9423e-05 | 0 | 0 |  | 1 | TRUE | wye
23 | LV_6642-5_0_3_load_78 | 27 | 0.0016803 | 0.00042113 | 0 | 0 |  | 1 | TRUE | wye
24 | LV_6642-5_0_3_load_15 | 28 | 0.0037719 | 0.00094533 | 0 | 0 |  | 1 | TRUE | wye
25 | LV_6642-5_0_3_load_16 | 29 | 0.0010875 | 0.00027255 | 0 | 0 |  | 1 | TRUE | wye
26 | LV_6642-5_0_3_load_17 | 30 | 0.0013118 | 0.00032877 | 0 | 0 |  | 1 | TRUE | wye
27 | LV_6642-5_0_3_load_18 | 31 | 0.00086122 | 0.00021584 | 0 | 0 |  | 1 | TRUE | wye
28 | LV_6642-5_0_3_load_68 | 32 | 0.00057759 | 0.00014476 | 0 | 0 |  | 1 | TRUE | wye
29 | LV_6642-5_0_3_load_19 | 33 | 0.0011964 | 0.00029984 | 0 | 0 |  | 1 | TRUE | wye
30 | LV_6642-5_0_3_load_20 | 34 | 0.00077077 | 0.00019317 | 0 | 0 |  | 1 | TRUE | wye
31 | LV_6642-5_0_3_load_21 | 35 | 0.0009876 | 0.00024752 | 0 | 0 |  | 1 | TRUE | wye
32 | LV_6642-5_0_3_load_23 | 37 | 0.00091947 | 0.00023044 | 0 | 0 |  | 1 | TRUE | wye
33 | LV_6642-5_0_3_load_69 | 38 | 0.00036093 | 9.0458e-05 | 0 | 0 |  | 1 | TRUE | wye
34 | LV_6642-5_0_3_load_108 | 39 | 0.00014614 | 3.6625e-05 | 0 | 0 |  | 1 | TRUE | wye
35 | LV_6642-5_0_3_load_70 | 40 | 0.00047957 | 0.00012019 | 0 | 0 |  | 1 | TRUE | wye
36 | LV_6642-5_0_3_load_109 | 41 | 0.0003959 | 9.9221e-05 | 0 | 0 |  | 1 | TRUE | wye
37 | LV_6642-5_0_3_load_29 | 42 | 0.0017043 | 0.00042714 | 0 | 0 |  | 1 | TRUE | wye
38 | LV_6642-5_0_3_load_30 | 43 | 0.0010187 | 0.00025531 | 0 | 0 |  | 1 | TRUE | wye
39 | LV_6642-5_0_3_load_32 | 45 | 0.00056122 | 0.00014065 | 0 | 0 |  | 1 | TRUE | wye
40 | LV_6642-5_0_3_load_33 | 46 | 0.0010064 | 0.00025222 | 0 | 0 |  | 1 | TRUE | wye
41 | LV_6642-5_0_3_load_171 | 48 | 0.00093693 | 0.00023482 | 0 | 0 |  | 1 | TRUE | wye
42 | LV_6642-5_0_3_load_54 | 50 | 0.00082216 | 0.00020605 | 0 | 0 |  | 1 | TRUE | wye
43 | LV_6642-5_0_3_load_36 | 51 | 0.0012177 | 0.00030519 | 0 | 0 |  | 1 | TRUE | wye
44 | LV_6642-5_0_3_load_35 | 52 | 0.00054301 | 0.00013609 | 0 | 0 |  | 1 | TRUE | wye
45 | LV_6642-5_0_3_load_37 | 53 | 0.0018176 | 0.00045554 | 0 | 0 |  | 1 | TRUE | wye
46 | LV_6642-5_0_3_load_39 | 54 | 0.0011978 | 0.0003002 | 0 | 0 |  | 1 | TRUE | wye
47 | LV_6642-5_0_3_load_82 | 55 | 0.00021767 | 5.4554e-05 | 0 | 0 |  | 1 | TRUE | wye
48 | LV_6642-5_0_3_load_51 | 56 | 0.0014515 | 0.00036378 | 0 | 0 |  | 1 | TRUE | wye
49 | LV_6642-5_0_3_load_80 | 57 | 0.00044069 | 0.00011045 | 0 | 0 |  | 1 | TRUE | wye
50 | LV_6642-5_0_3_load_52 | 58 | 0.00060459 | 0.00015152 | 0 | 0 |  | 1 | TRUE | wye
51 | LV_6642-5_0_3_load_40 | 59 | 0.00034495 | 8.6452e-05 | 0 | 0 |  | 1 | TRUE | wye
52 | LV_6642-5_0_3_load_41 | 60 | 0.00072565 | 0.00018186 | 0 | 0 |  | 1 | TRUE | wye
53 | LV_6642-5_0_3_load_42 | 61 | 0.0002823 | 7.0752e-05 | 0 | 0 |  | 1 | TRUE | wye
54 | LV_6642-5_0_3_load_43 | 62 | 0.00046934 | 0.00011763 | 0 | 0 |  | 1 | TRUE | wye
55 | LV_6642-5_0_3_load_44 | 63 | 0.0003502 | 8.7768e-05 | 0 | 0 |  | 1 | TRUE | wye
56 | LV_6642-5_0_3_load_110 | 64 | 0.00096034 | 0.00024068 | 0 | 0 |  | 1 | TRUE | wye
57 | LV_6642-5_0_3_load_65 | 65 | 0.0016739 | 0.00041953 | 0 | 0 |  | 1 | TRUE | wye
58 | LV_6642-5_0_3_load_55 | 66 | 0.0002723 | 6.8246e-05 | 0 | 0 |  | 1 | TRUE | wye
59 | LV_6642-5_0_3_load_66 | 67 | 0.00073563 | 0.00018437 | 0 | 0 |  | 1 | TRUE | wye
60 | LV_6642-5_0_3_load_45 | 68 | 0.0017664 | 0.0004427 | 0 | 0 |  | 1 | TRUE | wye
61 | LV_6642-5_0_3_load_121 | 69 | 0.00087085 | 0.00021826 | 0 | 0 |  | 1 | TRUE | wye
62 | LV_6642-5_0_3_load_140 | 70 | 0.00042728 | 0.00010709 | 0 | 0 |  | 1 | TRUE | wye
63 | LV_6642-5_0_3_load_120 | 71 | 0.0010643 | 0.00026673 | 0 | 0 |  | 1 | TRUE | wye
64 | LV_6642-5_0_3_load_141 | 72 | 0.00023864 | 5.9809e-05 | 0 | 0 |  | 1 | TRUE | wye
65 | LV_6642-5_0_3_load_142 | 73 | 0.0007383 | 0.00018504 | 0 | 0 |  | 1 | TRUE | wye
66 | LV_6642-5_0_3_load_168 | 74 | 0.0011266 | 0.00028234 | 0 | 0 |  | 1 | TRUE | wye
67 | LV_6642-5_0_3_load_167 | 75 | 0.00044079 | 0.00011047 | 0 | 0 |  | 1 | TRUE | wye
68 | LV_6642-5_0_3_load_47 | 76 | 0.0021859 | 0.00054784 | 0 | 0 |  | 1 | TRUE | wye
69 | LV_6642-5_0_3_load_76 | 78 | 0.0011508 | 0.00028843 | 0 | 0 |  | 1 | TRUE | wye
70 | LV_6642-5_0_3_load_106 | 79 | 0.00058507 | 0.00014663 | 0 | 0 |  | 1 | TRUE | wye
71 | LV_6642-5_0_3_load_49 | 81 | 0.0025989 | 0.00065135 | 0 | 0 |  | 1 | TRUE | wye
72 | LV_6642-5_0_3_load_50 | 82 | 0.012011 | 0.0030103 | 0 | 0 |  | 1 | TRUE | wye
73 | LV_6642-5_0_3_load_79 | 83 | 0.00084122 | 0.00021083 | 0 | 0 |  | 1 | TRUE | wye
74 | LV_6642-5_0_3_load_77 | 84 | 0.0024303 | 0.0006091 | 0 | 0 |  | 1 | TRUE | wye
75 | LV_6642-5_0_3_load_56 | 86 | 0.0024376 | 0.00061093 | 0 | 0 |  | 1 | TRUE | wye
76 | LV_6642-5_0_3_load_57 | 87 | 0.00096879 | 0.0002428 | 0 | 0 |  | 1 | TRUE | wye
77 | LV_6642-5_0_3_load_59 | 89 | 0.00075618 | 0.00018952 | 0 | 0 |  | 1 | TRUE | wye
78 | LV_6642-5_0_3_load_60 | 90 | 0.0014159 | 0.00035486 | 0 | 0 |  | 1 | TRUE | wye
79 | LV_6642-5_0_3_load_75 | 91 | 0.00070344 | 0.0001763 | 0 | 0 |  | 1 | TRUE | wye
80 | LV_6642-5_0_3_load_61 | 92 | 0.00092961 | 0.00023298 | 0 | 0 |  | 1 | TRUE | wye
81 | LV_6642-5_0_3_load_63 | 95 | 0.00037431 | 9.3812e-05 | 0 | 0 |  | 1 | TRUE | wye
82 | LV_6642-5_0_3_load_64 | 96 | 0.00037184 | 9.3192e-05 | 0 | 0 |  | 1 | TRUE | wye
83 | LV_6642-5_0_3_load_169 | 97 | 0.0094603 | 0.002371 | 0 | 0 |  | 1 | TRUE | wye
84 | LV_6642-5_0_3_load_81 | 98 | 0.00050993 | 0.0001278 | 0 | 0 |  | 1 | TRUE | wye
85 | LV_6642-5_0_3_load_105 | 99 | 0.00018706 | 4.6882e-05 | 0 | 0 |  | 1 | TRUE | wye
86 | LV_6642-5_0_3_load_67 | 101 | 0.00056353 | 0.00014123 | 0 | 0 |  | 1 | TRUE | wye
87 | LV_6642-5_0_3_load_92 | 102 | 0.00055724 | 0.00013966 | 0 | 0 |  | 1 | TRUE | wye
88 | LV_6642-5_0_3_load_102 | 103 | 0.00040243 | 0.00010086 | 0 | 0 |  | 1 | TRUE | wye
89 | LV_6642-5_0_3_load_107 | 104 | 0.00059625 | 0.00014943 | 0 | 0 |  | 1 | TRUE | wye
90 | LV_6642-5_0_3_load_97 | 105 | 0.00043531 | 0.0001091 | 0 | 0 |  | 1 | TRUE | wye
91 | LV_6642-5_0_3_load_103 | 107 | 0.00019386 | 4.8587e-05 | 0 | 0 |  | 1 | TRUE | wye
92 | LV_6642-5_0_3_load_99 | 108 | 0.00097508 | 0.00024438 | 0 | 0 |  | 1 | TRUE | wye
93 | LV_6642-5_0_3_load_100 | 109 | 0.0008678 | 0.00021749 | 0 | 0 |  | 1 | TRUE | wye
94 | LV_6642-5_0_3_load_87 | 110 | 0.0013338 | 0.00033428 | 0 | 0 |  | 1 | TRUE | wye
95 | LV_6642-5_0_3_load_88 | 111 | 0.0051316 | 0.0012861 | 0 | 0 |  | 1 | TRUE | wye
96 | LV_6642-5_0_3_load_89 | 112 | 0.001238 | 0.00031028 | 0 | 0 |  | 1 | TRUE | wye
97 | LV_6642-5_0_3_load_90 | 113 | 0.0019487 | 0.00048838 | 0 | 0 |  | 1 | TRUE | wye
98 | LV_6642-5_0_3_load_91 | 114 | 0.00042033 | 0.00010534 | 0 | 0 |  | 1 | TRUE | wye
99 | LV_6642-5_0_3_load_128 | 115 | 0.0057959 | 0.0014526 | 0 | 0 |  | 1 | TRUE | wye
100 | LV_6642-5_0_3_load_119 | 116 | 0.00031511 | 7.8974e-05 | 0 | 0 |  | 1 | TRUE | wye
101 | LV_6642-5_0_3_load_127 | 117 | 0.0018173 | 0.00045546 | 0 | 0 |  | 1 | TRUE | wye
102 | LV_6642-5_0_3_load_93 | 118 | 0.000237 | 5.9398e-05 | 0 | 0 |  | 1 | TRUE | wye
103 | LV_6642-5_0_3_load_94 | 119 | 0.000429 | 0.00010752 | 0 | 0 |  | 1 | TRUE | wye
104 | LV_6642-5_0_3_load_96 | 121 | 0.00037826 | 9.48e-05 | 0 | 0 |  | 1 | TRUE | wye
105 | LV_6642-5_0_3_load_98 | 122 | 0.00027699 | 6.9421e-05 | 0 | 0 |  | 1 | TRUE | wye
106 | LV_6642-5_0_3_load_115 | 123 | 0.0044547 | 0.0011165 | 0 | 0 |  | 1 | TRUE | wye
107 | LV_6642-5_0_3_load_112 | 124 | 0.0012395 | 0.00031065 | 0 | 0 |  | 1 | TRUE | wye
108 | LV_6642-5_0_3_load_111 | 125 | 0.00071784 | 0.00017991 | 0 | 0 |  | 1 | TRUE | wye
109 | LV_6642-5_0_3_load_113 | 126 | 0.00065155 | 0.0001633 | 0 | 0 |  | 1 | TRUE | wye
110 | LV_6642-5_0_3_load_131 | 128 | 0.00076905 | 0.00019274 | 0 | 0 |  | 1 | TRUE | wye
111 | LV_6642-5_0_3_load_162 | 129 | 0.00076819 | 0.00019253 | 0 | 0 |  | 1 | TRUE | wye
112 | LV_6642-5_0_3_load_122 | 130 | 0.0013797 | 0.00034579 | 0 | 0 |  | 1 | TRUE | wye
113 | LV_6642-5_0_3_load_125 | 133 | 0.0026041 | 0.00065265 | 0 | 0 |  | 1 | TRUE | wye
114 | LV_6642-5_0_3_load_172 | 136 | 0.0034675 | 0.00086904 | 0 | 0 |  | 1 | TRUE | wye
115 | LV_6642-5_0_3_load_130 | 137 | 0.002292 | 0.00057442 | 0 | 0 |  | 1 | TRUE | wye
116 | LV_6642-5_0_3_load_132 | 138 | 0.0010942 | 0.00027423 | 0 | 0 |  | 1 | TRUE | wye
117 | LV_6642-5_0_3_load_133 | 139 | 0.00094747 | 0.00023746 | 0 | 0 |  | 1 | TRUE | wye
118 | LV_6642-5_0_3_load_153 | 140 | 0.00043442 | 0.00010888 | 0 | 0 |  | 1 | TRUE | wye
119 | LV_6642-5_0_3_load_134 | 141 | 0.0024943 | 0.00062512 | 0 | 0 |  | 1 | TRUE | wye
120 | LV_6642-5_0_3_load_135 | 142 | 0.00085677 | 0.00021473 | 0 | 0 |  | 1 | TRUE | wye
121 | LV_6642-5_0_3_load_136 | 143 | 0.0017476 | 0.000438 | 0 | 0 |  | 1 | TRUE | wye
122 | LV_6642-5_0_3_load_138 | 145 | 0.0035197 | 0.00088213 | 0 | 0 |  | 1 | TRUE | wye
123 | LV_6642-5_0_3_load_159 | 147 | 0.0026823 | 0.00067224 | 0 | 0 |  | 1 | TRUE | wye
124 | LV_6642-5_0_3_load_150 | 148 | 0.00036929 | 9.2552e-05 | 0 | 0 |  | 1 | TRUE | wye
125 | LV_6642-5_0_3_load_147 | 149 | 0.00026278 | 6.586e-05 | 0 | 0 |  | 1 | TRUE | wye
126 | LV_6642-5_0_3_load_151 | 150 | 0.0013622 | 0.00034139 | 0 | 0 |  | 1 | TRUE | wye
127 | LV_6642-5_0_3_load_143 | 151 | 0.00092656 | 0.00023222 | 0 | 0 |  | 1 | TRUE | wye
128 | LV_6642-5_0_3_load_144 | 152 | 0.00047341 | 0.00011865 | 0 | 0 |  | 1 | TRUE | wye
129 | LV_6642-5_0_3_load_145 | 153 | 0.0010246 | 0.00025678 | 0 | 0 |  | 1 | TRUE | wye
130 | LV_6642-5_0_3_load_146 | 154 | 0.0009902 | 0.00024817 | 0 | 0 |  | 1 | TRUE | wye
131 | LV_6642-5_0_3_load_160 | 155 | 0.0015122 | 0.000379 | 0 | 0 |  | 1 | TRUE | wye
132 | LV_6642-5_0_3_load_161 | 156 | 0.0016149 | 0.00040473 | 0 | 0 |  | 1 | TRUE | wye
133 | LV_6642-5_0_3_load_157 | 157 | 0.001524 | 0.00038195 | 0 | 0 |  | 1 | TRUE | wye
134 | LV_6642-5_0_3_load_148 | 158 | 0.00033102 | 8.2962e-05 | 0 | 0 |  | 1 | TRUE | wye
135 | LV_6642-5_0_3_load_149 | 159 | 0.00059302 | 0.00014862 | 0 | 0 |  | 1 | TRUE | wye
136 | LV_6642-5_0_3_load_155 | 160 | 0.0016166 | 0.00040515 | 0 | 0 |  | 1 | TRUE | wye
137 | LV_6642-5_0_3_load_154 | 161 | 0.0023801 | 0.0005965 | 0 | 0 |  | 1 | TRUE | wye
138 | LV_6642-5_0_3_load_152 | 163 | 0.0029363 | 0.00073592 | 0 | 0 |  | 1 | TRUE | wye
139 | LV_6642-5_0_3_load_163 | 165 | 0.00018599 | 4.6612e-05 | 0 | 0 |  | 1 | TRUE | wye
140 | LV_6642-5_0_3_load_164 | 166 | 0.00072118 | 0.00018074 | 0 | 0 |  | 1 | TRUE | wye
141 | LV_6642-5_0_3_load_165 | 167 | 0.0039286 | 0.00098459 | 0 | 0 |  | 1 | TRUE | wye

## ext_grid
| name | bus | vm_pu | va_degree | slack_weight | in_service
0 |  | 84 | 1 | 0 | 1 | TRUE

## line
| name | std_type | from_bus | to_bus | length_km | r_ohm_per_km | x_ohm_per_km | c_nf_per_km | g_us_per_km | max_i_ka | df | parallel | type | in_service
0 | LV_6642-5_0_3_line_0 |  | 0 | 1 | 0.011471 | 0.125 | 0.08 | 261 | 0 | 0.364 | 1 | 2 | cs | TRUE
1 | LV_6642-5_0_3_line_1 |  | 0 | 2 | 0.015661 | 0.125 | 0.08 | 261 | 0 | 0.364 | 1 | 2 | cs | TRUE
2 | LV_6642-5_0_3_line_2 |  | 1 | 3 | 0.0088637 | 0.125 | 0.08 | 261 | 0 | 0.364 | 1 | 2 | cs | TRUE
3 | LV_6642-5_0_3_line_3 |  | 2 | 4 | 0.063062 | 0.125 | 0.08 | 261 | 0 | 0.364 | 1 | 2 | cs | TRUE
4 | LV_6642-5_0_3_line_4 |  | 2 | 5 | 0.015906 | 0.125 | 0.08 | 261 | 0 | 0.364 | 1 | 1 | cs | TRUE
5 | LV_6642-5_0_3_line_5 |  | 3 | 8 | 0.010189 | 0.125 | 0.08 | 261 | 0 | 0.364 | 1 | 2 | cs | TRUE
6 | LV_6642-5_0_3_line_6 |  | 4 | 6 | 0.13145 | 0.125 | 0.08 | 261 | 0 | 0.364 | 1 | 2 | cs | TRUE
7 | LV_6642-5_0_3_line_7 |  | 5 | 9 | 0.036757 | 0.125 | 0.08 | 261 | 0 | 0.364 | 1 | 1 | cs | TRUE
8 | LV_6642-5_0_3_line_8 |  | 6 | 7 | 0.093628 | 0.125 | 0.08 | 261 | 0 | 0.364 | 1 | 2 | cs | TRUE
9 | LV_6642-5_0_3_line_9 |  | 7 | 25 | 0.027584 | 0.125 | 0.08 | 261 | 0 | 0.364 | 1 | 1 | cs | TRUE
10 | LV_6642-5_0_3_line_10 |  | 7 | 26 | 0.073167 | 0.125 | 0.08 | 261 | 0 | 0.364 | 1 | 1 | cs | TRUE
11 | LV_6642-5_0_3_line_11 |  | 7 | 22 | 0.023286 | 0.125 | 0.08 | 261 | 0 | 0.364 | 1 | 2 | cs | TRUE
12 | LV_6642-5_0_3_line_12 |  | 8 | 10 | 0.02114 | 0.125 | 0.08 | 261 | 0 | 0.364 | 1 | 2 | cs | TRUE
13 | LV_6642-5_0_3_line_13 |  | 9 | 11 | 0.045764 | 0.125 | 0.08 | 261 | 0 | 0.364 | 1 | 1 | cs | TRUE
14 | LV_6642-5_0_3_line_14 |  | 9 | 12 | 0.016429 | 0.125 | 0.08 | 261 | 0 | 0.364 | 1 | 1 | cs | TRUE
15 | LV_6642-5_0_3_line_15 |  | 10 | 54 | 0.0078167 | 0.125 | 0.08 | 261 | 0 | 0.364 | 1 | 2 | cs | TRUE
16 | LV_6642-5_0_3_line_16 |  | 12 | 36 | 0.053908 | 0.125 | 0.08 | 261 | 0 | 0.364 | 1 | 1 | cs | TRUE
17 | LV_6642-5_0_3_line_17 |  | 13 | 14 | 0.0085591 | 0.125 | 0.08 | 261 | 0 | 0.364 | 1 | 1 | cs | TRUE
18 | LV_6642-5_0_3_line_18 |  | 13 | 15 | 0.025224 | 0.125 | 0.08 | 261 | 0 | 0.364 | 1 | 1 | cs | TRUE
19 | LV_6642-5_0_3_line_19 |  | 14 | 16 | 0.015081 | 0.125 | 0.08 | 261 | 0 | 0.364 | 1 | 1 | cs | TRUE
20 | LV_6642-5_0_3_line_20 |  | 16 | 17 | 0.01591 | 0.125 | 0.08 | 261 | 0 | 0.364 | 1 | 1 | cs | TRUE
21 | LV_6642-5_0_3_line_21 |  | 17 | 18 | 0.016641 | 0.125 | 0.08 | 261 | 0 | 0.364 | 1 | 1 | cs | TRUE
22 | LV_6642-5_0_3_line_22 |  | 18 | 32 | 0.018414 | 0.125 | 0.08 | 261 | 0 | 0.364 | 1 | 1 | cs | TRUE
23 | LV_6642-5_0_3_line_23 |  | 18 | 36 | 0.007744 | 0.125 | 0.08 | 261 | 0 | 0.364 | 1 | 1 | cs | TRUE
24 | LV_6642-5_0_3_line_24 |  | 19 | 20 | 0.02602 | 0.125 | 0.08 | 261 | 0 | 0.364 | 1 | 2 | cs | TRUE
25 | LV_6642-5_0_3_line_25 |  | 19 | 21 | 0.0059013 | 0.125 | 0.08 | 261 | 0 | 0.364 | 1 | 2 | cs | TRUE
26 | LV_6642-5_0_3_line_26 |  | 20 | 22 | 0.0031306 | 0.125 | 0.08 | 261 | 0 | 0.364 | 1 | 2 | cs | TRUE
27 | LV_6642-5_0_3_line_27 |  | 21 | 23 | 0.0019131 | 0.125 | 0.08 | 261 | 0 | 0.364 | 1 | 2 | cs | TRUE
28 | LV_6642-5_0_3_line_28 |  | 23 | 24 | 0.012897 | 0.125 | 0.08 | 261 | 0 | 0.364 | 1 | 2 | cs | TRUE
29 | LV_6642-5_0_3_line_29 |  | 24 | 27 | 0.025042 | 0.125 | 0.08 | 261 | 0 | 0.364 | 1 | 2 | cs | TRUE
30 | LV_6642-5_0_3_line_30 |  | 25 | 38 | 0.0096603 | 0.125 | 0.08 | 261 | 0 | 0.364 | 1 | 1 | cs | TRUE
31 | LV_6642-5_0_3_line_31 |  | 26 | 39 | 0.0057445 | 0.125 | 0.08 | 261 | 0 | 0.364 | 1 | 1 | cs | TRUE
32 | LV_6642-5_0_3_line_32 |  | 27 | 84 | 0.0017845 | 0.125 | 0.08 | 261 | 0 | 0.364 | 1 | 2 | cs | TRUE
33 | LV_6642-5_0_3_line_33 |  | 28 | 29 | 0.0051628 | 0.125 | 0.08 | 261 | 0 | 0.364 | 1 | 1 | cs | TRUE
34 | LV_6642-5_0_3_line_34 |  | 28 | 30 | 0.00061531 | 0.125 | 0.08 | 261 | 0 | 0.364 | 1 | 1 | cs | TRUE
35 | LV_6642-5_0_3_line_35 |  | 29 | 31 | 0.015275 | 0.125 | 0.08 | 261 | 0 | 0.364 | 1 | 1 | cs | TRUE
36 | LV_6642-5_0_3_line_36 |  | 31 | 32 | 0.0092875 | 0.125 | 0.08 | 261 | 0 | 0.364 | 1 | 1 | cs | TRUE
37 | LV_6642-5_0_3_line_37 |  | 33 | 34 | 0.03044 | 0.125 | 0.08 | 261 | 0 | 0.364 | 1 | 1 | cs | TRUE
38 | LV_6642-5_0_3_line_38 |  | 33 | 35 | 0.0099799 | 0.125 | 0.08 | 261 | 0 | 0.364 | 1 | 1 | cs | TRUE
39 | LV_6642-5_0_3_line_39 |  | 34 | 36 | 0.053053 | 0.125 | 0.08 | 261 | 0 | 0.364 | 1 | 1 | cs | TRUE
40 | LV_6642-5_0_3_line_40 |  | 35 | 37 | 0.028953 | 0.125 | 0.08 | 261 | 0 | 0.364 | 1 | 1 | cs | TRUE
41 | LV_6642-5_0_3_line_41 |  | 38 | 40 | 0.036155 | 0.125 | 0.08 | 261 | 0 | 0.364 | 1 | 1 | cs | TRUE
42 | LV_6642-5_0_3_line_42 |  | 39 | 41 | 0.0059443 | 0.125 | 0.08 | 261 | 0 | 0.364 | 1 | 1 | cs | TRUE
43 | LV_6642-5_0_3_line_43 |  | 40 | 104 | 0.028507 | 0.125 | 0.08 | 261 | 0 | 0.364 | 1 | 1 | cs | TRUE
44 | LV_6642-5_0_3_line_44 |  | 41 | 116 | 0.011727 | 0.125 | 0.08 | 261 | 0 | 0.364 | 1 | 1 | cs | TRUE
45 | LV_6642-5_0_3_line_45 |  | 42 | 43 | 0.009207 | 0.125 | 0.08 | 261 | 0 | 0.364 | 1 | 1 | cs | TRUE
46 | LV_6642-5_0_3_line_46 |  | 42 | 44 | 0.01195 | 0.125 | 0.08 | 261 | 0 | 0.364 | 1 | 1 | cs | TRUE
47 | LV_6642-5_0_3_line_47 |  | 43 | 45 | 0.0071977 | 0.125 | 0.08 | 261 | 0 | 0.364 | 1 | 1 | cs | TRUE
48 | LV_6642-5_0_3_line_48 |  | 44 | 46 | 0.012624 | 0.125 | 0.08 | 261 | 0 | 0.364 | 1 | 1 | cs | TRUE
49 | LV_6642-5_0_3_line_49 |  | 44 | 47 | 0.031651 | 0.125 | 0.08 | 261 | 0 | 0.364 | 1 | 1 | cs | TRUE
50 | LV_6642-5_0_3_line_50 |  | 47 | 48 | 0.036566 | 0.125 | 0.08 | 261 | 0 | 0.364 | 1 | 1 | cs | TRUE
51 | LV_6642-5_0_3_line_51 |  | 47 | 49 | 0.017823 | 0.125 | 0.08 | 261 | 0 | 0.364 | 1 | 1 | cs | TRUE
52 | LV_6642-5_0_3_line_52 |  | 49 | 50 | 0.023767 | 0.125 | 0.08 | 261 | 0 | 0.364 | 1 | 2 | cs | TRUE
53 | LV_6642-5_0_3_line_53 |  | 49 | 51 | 0.049039 | 0.125 | 0.08 | 261 | 0 | 0.364 | 1 | 2 | cs | TRUE
54 | LV_6642-5_0_3_line_54 |  | 50 | 58 | 0.051392 | 0.125 | 0.08 | 261 | 0 | 0.364 | 1 | 2 | cs | TRUE
55 | LV_6642-5_0_3_line_55 |  | 51 | 52 | 0.0084043 | 0.125 | 0.08 | 261 | 0 | 0.364 | 1 | 2 | cs | TRUE
56 | LV_6642-5_0_3_line_56 |  | 52 | 53 | 0.017809 | 0.125 | 0.08 | 261 | 0 | 0.364 | 1 | 2 | cs | TRUE
57 | LV_6642-5_0_3_line_57 |  | 53 | 54 | 0.012083 | 0.125 | 0.08 | 261 | 0 | 0.364 | 1 | 2 | cs | TRUE
58 | LV_6642-5_0_3_line_58 |  | 55 | 56 | 0.11031 | 0.125 | 0.08 | 261 | 0 | 0.364 | 1 | 2 | cs | TRUE
59 | LV_6642-5_0_3_line_59 |  | 55 | 57 | 0.04332 | 0.125 | 0.08 | 261 | 0 | 0.364 | 1 | 1 | cs | TRUE
60 | LV_6642-5_0_3_line_60 |  | 56 | 58 | 0.0084673 | 0.125 | 0.08 | 261 | 0 | 0.364 | 1 | 2 | cs | TRUE
61 | LV_6642-5_0_3_line_61 |  | 56 | 85 | 0.046376 | 0.125 | 0.08 | 261 | 0 | 0.364 | 1 | 1 | cs | TRUE
62 | LV_6642-5_0_3_line_62 |  | 57 | 98 | 0.036195 | 0.125 | 0.08 | 261 | 0 | 0.364 | 1 | 1 | cs | TRUE
63 | LV_6642-5_0_3_line_63 |  | 59 | 60 | 0.0044943 | 0.125 | 0.08 | 261 | 0 | 0.364 | 1 | 1 | cs | TRUE
64 | LV_6642-5_0_3_line_64 |  | 59 | 61 | 0.0056854 | 0.125 | 0.08 | 261 | 0 | 0.364 | 1 | 1 | cs | TRUE
65 | LV_6642-5_0_3_line_65 |  | 60 | 62 | 0.0041386 | 0.125 | 0.08 | 261 | 0 | 0.364 | 1 | 1 | cs | TRUE
66 | LV_6642-5_0_3_line_66 |  | 61 | 63 | 0.006536 | 0.125 | 0.08 | 261 | 0 | 0.364 | 1 | 1 | cs | TRUE
67 | LV_6642-5_0_3_line_67 |  | 62 | 64 | 0.046787 | 0.125 | 0.08 | 261 | 0 | 0.364 | 1 | 1 | cs | TRUE
68 | LV_6642-5_0_3_line_68 |  | 63 | 65 | 0.0025175 | 0.125 | 0.08 | 261 | 0 | 0.364 | 1 | 1 | cs | TRUE
69 | LV_6642-5_0_3_line_69 |  | 64 | 66 | 0.010494 | 0.125 | 0.08 | 261 | 0 | 0.364 | 1 | 1 | cs | TRUE
70 | LV_6642-5_0_3_line_70 |  | 65 | 67 | 0.0126 | 0.125 | 0.08 | 261 | 0 | 0.364 | 1 | 1 | cs | TRUE
71 | LV_6642-5_0_3_line_71 |  | 66 | 85 | 0.013848 | 0.125 | 0.08 | 261 | 0 | 0.364 | 1 | 1 | cs | TRUE
72 | LV_6642-5_0_3_line_72 |  | 67 | 101 | 0.0046427 | 0.125 | 0.08 | 261 | 0 | 0.364 | 1 | 1 | cs | TRUE
73 | LV_6642-5_0_3_line_73 |  | 68 | 69 | 0.060517 | 0.125 | 0.08 | 261 | 0 | 0.364 | 1 | 1 | cs | TRUE
74 | LV_6642-5_0_3_line_74 |  | 68 | 70 | 0.099356 | 0.125 | 0.08 | 261 | 0 | 0.364 | 1 | 1 | cs | TRUE
75 | LV_6642-5_0_3_line_75 |  | 69 | 71 | 0.036835 | 0.125 | 0.08 | 261 | 0 | 0.364 | 1 | 1 | cs | TRUE
76 | LV_6642-5_0_3_line_76 |  | 70 | 72 | 0.060084 | 0.125 | 0.08 | 261 | 0 | 0.364 | 1 | 1 | cs | TRUE
77 | LV_6642-5_0_3_line_77 |  | 71 | 81 | 0.039407 | 0.125 | 0.08 | 261 | 0 | 0.364 | 1 | 1 | cs | TRUE
78 | LV_6642-5_0_3_line_78 |  | 72 | 73 | 0.0024625 | 0.125 | 0.08 | 261 | 0 | 0.364 | 1 | 1 | cs | TRUE
79 | LV_6642-5_0_3_line_79 |  | 73 | 74 | 0.014755 | 0.125 | 0.08 | 261 | 0 | 0.364 | 1 | 1 | cs | TRUE
80 | LV_6642-5_0_3_line_80 |  | 74 | 75 | 0.017618 | 0.125 | 0.08 | 261 | 0 | 0.364 | 1 | 1 | cs | TRUE
81 | LV_6642-5_0_3_line_81 |  | 76 | 77 | 0.009072 | 0.125 | 0.08 | 261 | 0 | 0.364 | 1 | 1 | cs | TRUE
82 | LV_6642-5_0_3_line_82 |  | 77 | 78 | 0.012103 | 0.125 | 0.08 | 261 | 0 | 0.364 | 1 | 1 | cs | TRUE
83 | LV_6642-5_0_3_line_83 |  | 77 | 79 | 0.020187 | 0.125 | 0.08 | 261 | 0 | 0.364 | 1 | 1 | cs | TRUE
84 | LV_6642-5_0_3_line_84 |  | 78 | 91 | 0.0075766 | 0.125 | 0.08 | 261 | 0 | 0.364 | 1 | 1 | cs | TRUE
85 | LV_6642-5_0_3_line_85 |  | 79 | 106 | 0.034082 | 0.125 | 0.08 | 261 | 0 | 0.364 | 1 | 1 | cs | TRUE
86 | LV_6642-5_0_3_line_86 |  | 80 | 81 | 0.033638 | 0.125 | 0.08 | 261 | 0 | 0.364 | 1 | 1 | cs | TRUE
87 | LV_6642-5_0_3_line_87 |  | 80 | 82 | 0.018622 | 0.125 | 0.08 | 261 | 0 | 0.364 | 1 | 1 | cs | TRUE
88 | LV_6642-5_0_3_line_88 |  | 82 | 83 | 0.003171 | 0.125 | 0.08 | 261 | 0 | 0.364 | 1 | 1 | cs | TRUE
89 | LV_6642-5_0_3_line_89 |  | 83 | 84 | 0.033445 | 0.125 | 0.08 | 261 | 0 | 0.364 | 1 | 1 | cs | TRUE
90 | LV_6642-5_0_3_line_90 |  | 86 | 87 | 0.027575 | 0.125 | 0.08 | 261 | 0 | 0.364 | 1 | 1 | cs | TRUE
91 | LV_6642-5_0_3_line_91 |  | 86 | 88 | 0.022068 | 0.125 | 0.08 | 261 | 0 | 0.364 | 1 | 1 | cs | TRUE
92 | LV_6642-5_0_3_line_92 |  | 87 | 89 | 0.00094765 | 0.125 | 0.08 | 261 | 0 | 0.364 | 1 | 1 | cs | TRUE
93 | LV_6642-5_0_3_line_93 |  | 88 | 90 | 0.0064839 | 0.125 | 0.08 | 261 | 0 | 0.364 | 1 | 1 | cs | TRUE
94 | LV_6642-5_0_3_line_94 |  | 89 | 91 | 0.0055899 | 0.125 | 0.08 | 261 | 0 | 0.364 | 1 | 1 | cs | TRUE
95 | LV_6642-5_0_3_line_95 |  | 92 | 93 | 0.034873 | 0.125 | 0.08 | 261 | 0 | 0.364 | 1 | 1 | cs | TRUE
96 | LV_6642-5_0_3_line_96 |  | 92 | 94 | 0.27722 | 0.125 | 0.08 | 261 | 0 | 0.364 | 1 | 1 | cs | TRUE
97 | LV_6642-5_0_3_line_97 |  | 93 | 95 | 0.006355 | 0.125 | 0.08 | 261 | 0 | 0.364 | 1 | 1 | cs | TRUE
98 | LV_6642-5_0_3_line_98 |  | 93 | 96 | 0.01864 | 0.125 | 0.08 | 261 | 0 | 0.364 | 1 | 1 | cs | TRUE
99 | LV_6642-5_0_3_line_99 |  | 94 | 97 | 0.05839 | 0.125 | 0.08 | 261 | 0 | 0.364 | 1 | 1 | cs | TRUE
100 | LV_6642-5_0_3_line_100 |  | 96 | 99 | 0.0028279 | 0.125 | 0.08 | 261 | 0 | 0.364 | 1 | 1 | cs | TRUE
101 | LV_6642-5_0_3_line_101 |  | 98 | 99 | 0.05201 | 0.125 | 0.08 | 261 | 0 | 0.364 | 1 | 1 | cs | TRUE
102 | LV_6642-5_0_3_line_102 |  | 99 | 100 | 0.041244 | 0.125 | 0.08 | 261 | 0 | 0.364 | 1 | 1 | cs | TRUE
103 | LV_6642-5_0_3_line_103 |  | 100 | 107 | 0.021389 | 0.125 | 0.08 | 261 | 0 | 0.364 | 1 | 1 | cs | TRUE
104 | LV_6642-5_0_3_line_104 |  | 101 | 102 | 0.029843 | 0.125 | 0.08 | 261 | 0 | 0.364 | 1 | 1 | cs | TRUE
105 | LV_6642-5_0_3_line_105 |  | 102 | 103 | 0.00069936 | 0.125 | 0.08 | 261 | 0 | 0.364 | 1 | 1 | cs | TRUE
106 | LV_6642-5_0_3_line_106 |  | 103 | 109 | 0.0222 | 0.125 | 0.08 | 261 | 0 | 0.364 | 1 | 1 | cs | TRUE
107 | LV_6642-5_0_3_line_107 |  | 104 | 105 | 0.00085679 | 0.125 | 0.08 | 261 | 0 | 0.364 | 1 | 1 | cs | TRUE
108 | LV_6642-5_0_3_line_108 |  | 105 | 120 | 0.00072023 | 0.125 | 0.08 | 261 | 0 | 0.364 | 1 | 1 | cs | TRUE
109 | LV_6642-5_0_3_line_109 |  | 106 | 107 | 0.022481 | 0.125 | 0.08 | 261 | 0 | 0.364 | 1 | 1 | cs | TRUE
110 | LV_6642-5_0_3_line_110 |  | 108 | 109 | 0.0019079 | 0.125 | 0.08 | 261 | 0 | 0.364 | 1 | 1 | cs | TRUE
111 | LV_6642-5_0_3_line_111 |  | 110 | 111 | 0.014011 | 0.125 | 0.08 | 261 | 0 | 0.364 | 1 | 1 | cs | TRUE
112 | LV_6642-5_0_3_line_112 |  | 110 | 112 | 0.0012153 | 0.125 | 0.08 | 261 | 0 | 0.364 | 1 | 1 | cs | TRUE
113 | LV_6642-5_0_3_line_113 |  | 111 | 113 | 0.038519 | 0.125 | 0.08 | 261 | 0 | 0.364 | 1 | 1 | cs | TRUE
114 | LV_6642-5_0_3_line_114 |  | 112 | 114 | 0.035585 | 0.125 | 0.08 | 261 | 0 | 0.364 | 1 | 1 | cs | TRUE
115 | LV_6642-5_0_3_line_115 |  | 113 | 115 | 0.004891 | 0.125 | 0.08 | 261 | 0 | 0.364 | 1 | 1 | cs | TRUE
116 | LV_6642-5_0_3_line_116 |  | 114 | 116 | 0.0021541 | 0.125 | 0.08 | 261 | 0 | 0.364 | 1 | 1 | cs | TRUE
117 | LV_6642-5_0_3_line_117 |  | 115 | 117 | 0.079525 | 0.125 | 0.08 | 261 | 0 | 0.364 | 1 | 1 | cs | TRUE
118 | LV_6642-5_0_3_line_118 |  | 117 | 135 | 0.0082094 | 0.125 | 0.08 | 261 | 0 | 0.364 | 1 | 1 | cs | TRUE
119 | LV_6642-5_0_3_line_119 |  | 118 | 119 | 0.0013676 | 0.125 | 0.08 | 261 | 0 | 0.364 | 1 | 1 | cs | TRUE
120 | LV_6642-5_0_3_line_120 |  | 118 | 120 | 0.022428 | 0.125 | 0.08 | 261 | 0 | 0.364 | 1 | 1 | cs | TRUE
121 | LV_6642-5_0_3_line_121 |  | 119 | 121 | 0.030834 | 0.125 | 0.08 | 261 | 0 | 0.364 | 1 | 1 | cs | TRUE
122 | LV_6642-5_0_3_line_122 |  | 120 | 122 | 0.038657 | 0.125 | 0.08 | 261 | 0 | 0.364 | 1 | 1 | cs | TRUE
123 | LV_6642-5_0_3_line_123 |  | 121 | 123 | 0.018072 | 0.125 | 0.08 | 261 | 0 | 0.364 | 1 | 1 | cs | TRUE
124 | LV_6642-5_0_3_line_124 |  | 122 | 124 | 0.014786 | 0.125 | 0.08 | 261 | 0 | 0.364 | 1 | 1 | cs | TRUE
125 | LV_6642-5_0_3_line_125 |  | 124 | 125 | 0.01972 | 0.125 | 0.08 | 261 | 0 | 0.364 | 1 | 1 | cs | TRUE
126 | LV_6642-5_0_3_line_126 |  | 125 | 126 | 0.028371 | 0.125 | 0.08 | 261 | 0 | 0.364 | 1 | 1 | cs | TRUE
127 | LV_6642-5_0_3_line_127 |  | 126 | 127 | 0.019232 | 0.125 | 0.08 | 261 | 0 | 0.364 | 1 | 1 | cs | TRUE
128 | LV_6642-5_0_3_line_128 |  | 127 | 128 | 0.075145 | 0.125 | 0.08 | 261 | 0 | 0.364 | 1 | 1 | cs | TRUE
129 | LV_6642-5_0_3_line_129 |  | 128 | 129 | 0.023334 | 0.125 | 0.08 | 261 | 0 | 0.364 | 1 | 1 | cs | TRUE
130 | LV_6642-5_0_3_line_130 |  | 129 | 140 | 0.014804 | 0.125 | 0.08 | 261 | 0 | 0.364 | 1 | 1 | cs | TRUE
131 | LV_6642-5_0_3_line_131 |  | 130 | 131 | 0.0027698 | 0.125 | 0.08 | 261 | 0 | 0.364 | 1 | 1 | cs | TRUE
132 | LV_6642-5_0_3_line_132 |  | 130 | 132 | 0.014449 | 0.125 | 0.08 | 261 | 0 | 0.364 | 1 | 1 | cs | TRUE
133 | LV_6642-5_0_3_line_133 |  | 131 | 133 | 0.00556 | 0.125 | 0.08 | 261 | 0 | 0.364 | 1 | 1 | cs | TRUE
134 | LV_6642-5_0_3_line_134 |  | 132 | 134 | 0.014095 | 0.125 | 0.08 | 261 | 0 | 0.364 | 1 | 1 | cs | TRUE
135 | LV_6642-5_0_3_line_135 |  | 134 | 135 | 0.06023 | 0.125 | 0.08 | 261 | 0 | 0.364 | 1 | 1 | cs | TRUE
136 | LV_6642-5_0_3_line_136 |  | 134 | 136 | 0.035791 | 0.125 | 0.08 | 261 | 0 | 0.364 | 1 | 1 | cs | TRUE
137 | LV_6642-5_0_3_line_137 |  | 135 | 137 | 0.017786 | 0.125 | 0.08 | 261 | 0 | 0.364 | 1 | 1 | cs | TRUE
138 | LV_6642-5_0_3_line_138 |  | 137 | 138 | 0.016481 | 0.125 | 0.08 | 261 | 0 | 0.364 | 1 | 1 | cs | TRUE
139 | LV_6642-5_0_3_line_139 |  | 138 | 139 | 0.030705 | 0.125 | 0.08 | 261 | 0 | 0.364 | 1 | 1 | cs | TRUE
140 | LV_6642-5_0_3_line_140 |  | 139 | 141 | 0.010157 | 0.125 | 0.08 | 261 | 0 | 0.364 | 1 | 1 | cs | TRUE
141 | LV_6642-5_0_3_line_141 |  | 140 | 146 | 0.051765 | 0.125 | 0.08 | 261 | 0 | 0.364 | 1 | 1 | cs | TRUE
142 | LV_6642-5_0_3_line_142 |  | 142 | 143 | 0.029407 | 0.125 | 0.08 | 261 | 0 | 0.364 | 1 | 1 | cs | TRUE
143 | LV_6642-5_0_3_line_143 |  | 142 | 144 | 0.035334 | 0.125 | 0.08 | 261 | 0 | 0.364 | 1 | 1 | cs | TRUE
144 | LV_6642-5_0_3_line_144 |  | 143 | 145 | 0.020403 | 0.125 | 0.08 | 261 | 0 | 0.364 | 1 | 1 | cs | TRUE
145 | LV_6642-5_0_3_line_145 |  | 144 | 146 | 0.00635 | 0.125 | 0.08 | 261 | 0 | 0.364 | 1 | 1 | cs | TRUE
146 | LV_6642-5_0_3_line_146 |  | 145 | 147 | 0.12741 | 0.125 | 0.08 | 261 | 0 | 0.364 | 1 | 1 | cs | TRUE
147 | LV_6642-5_0_3_line_147 |  | 146 | 148 | 0.011562 | 0.125 | 0.08 | 261 | 0 | 0.364 | 1 | 1 | cs | TRUE
148 | LV_6642-5_0_3_line_148 |  | 147 | 149 | 0.029742 | 0.125 | 0.08 | 261 | 0 | 0.364 | 1 | 1 | cs | TRUE
149 | LV_6642-5_0_3_line_149 |  | 148 | 150 | 0.02121 | 0.125 | 0.08 | 261 | 0 | 0.364 | 1 | 1 | cs | TRUE
150 | LV_6642-5_0_3_line_150 |  | 149 | 153 | 0.010629 | 0.125 | 0.08 | 261 | 0 | 0.364 | 1 | 1 | cs | TRUE
151 | LV_6642-5_0_3_line_151 |  | 150 | 163 | 0.0347 | 0.125 | 0.08 | 261 | 0 | 0.364 | 1 | 1 | cs | TRUE
152 | LV_6642-5_0_3_line_152 |  | 151 | 152 | 0.0094737 | 0.125 | 0.08 | 261 | 0 | 0.364 | 1 | 1 | cs | TRUE
153 | LV_6642-5_0_3_line_153 |  | 151 | 153 | 0.00096297 | 0.125 | 0.08 | 261 | 0 | 0.364 | 1 | 1 | cs | TRUE
154 | LV_6642-5_0_3_line_154 |  | 152 | 154 | 0.017206 | 0.125 | 0.08 | 261 | 0 | 0.364 | 1 | 1 | cs | TRUE
155 | LV_6642-5_0_3_line_155 |  | 154 | 158 | 0.011055 | 0.125 | 0.08 | 261 | 0 | 0.364 | 1 | 1 | cs | TRUE
156 | LV_6642-5_0_3_line_156 |  | 155 | 156 | 0.0058989 | 0.125 | 0.08 | 261 | 0 | 0.364 | 1 | 1 | cs | TRUE
157 | LV_6642-5_0_3_line_157 |  | 155 | 157 | 0.0034354 | 0.125 | 0.08 | 261 | 0 | 0.364 | 1 | 1 | cs | TRUE
158 | LV_6642-5_0_3_line_158 |  | 157 | 160 | 0.014155 | 0.125 | 0.08 | 261 | 0 | 0.364 | 1 | 1 | cs | TRUE
159 | LV_6642-5_0_3_line_159 |  | 158 | 159 | 0.03181 | 0.125 | 0.08 | 261 | 0 | 0.364 | 1 | 1 | cs | TRUE
160 | LV_6642-5_0_3_line_160 |  | 159 | 161 | 0.10436 | 0.125 | 0.08 | 261 | 0 | 0.364 | 1 | 1 | cs | TRUE
161 | LV_6642-5_0_3_line_161 |  | 160 | 161 | 0.0049257 | 0.125 | 0.08 | 261 | 0 | 0.364 | 1 | 1 | cs | TRUE
162 | LV_6642-5_0_3_line_162 |  | 161 | 162 | 0.042863 | 0.125 | 0.08 | 261 | 0 | 0.364 | 1 | 1 | cs | TRUE
163 | LV_6642-5_0_3_line_163 |  | 162 | 164 | 0.062056 | 0.125 | 0.08 | 261 | 0 | 0.364 | 1 | 1 | cs | TRUE
164 | LV_6642-5_0_3_line_164 |  | 164 | 165 | 0.022408 | 0.125 | 0.08 | 261 | 0 | 0.364 | 1 | 1 | cs | TRUE
165 | LV_6642-5_0_3_line_165 |  | 165 | 166 | 0.006491 | 0.125 | 0.08 | 261 | 0 | 0.364 | 1 | 1 | cs | TRUE
166 | LV_6642-5_0_3_line_166 |  | 166 | 167 | 0.011307 | 0.125 | 0.08 | 261 | 0 | 0.364 | 1 | 1 | cs | TRUE

## trafo
| name | std_type | hv_bus | lv_bus | sn_mva | vn_hv_kv | vn_lv_kv | vk_percent | vkr_percent | pfe_kw | i0_percent | shift_degree | tap_side | tap_neutral | tap_min | tap_max | tap_step_percent | tap_step_degree | tap_pos | tap_phase_shifter | parallel | df | in_service
0 | LV_6642-5_0_3_trafo_77 | 0.63 MVA 20/0.4 kV | 168 | 84 | 0.63 | 20 | 0.4 | 6 | 1.206 | 1.65 | 0.2619 | 150 | hv | 0 | -2 | 2 | 2.5 | 0 | 0 | FALSE | 1 | 1 | TRUE

## line_geodata
| x0 | y0 | x1 | y1 | x2 | y2 | x3 | y3 | x4 | y4 | x5 | y5 | x6 | y6 | x7 | y7 | x8 | y8 | x9 | y9 | x10 | y10 | x11 | y11 | x12 | y12 | x13 | y13 | x14 | y14 | x15 | y15
0 | 2504638.4573 | 1120205.3512 | 2504644.8189 | 1120214.896
1 | 2504629.7714 | 1120192.3192 | 2504638.4573 | 1120205.3512
2 | 2504644.8189 | 1120214.896 | 2504649.7348 | 1120222.2715
3 | 2504629.7714 | 1120192.3192 | 2504616.5461 | 1120205.547 | 2504584.0533 | 1120235.8782
4 | 2504629.7714 | 1120192.3192 | 2504621.4447 | 1120178.7669
5 | 2504655.387 | 1120230.7494 | 2504652.5332 | 1120226.4701 | 2504649.7348 | 1120222.2715
6 | 2504468.3024 | 1120298.1805 | 2504584.0533 | 1120235.8782
7 | 2504602.2027 | 1120147.4488 | 2504621.4447 | 1120178.7669
8 | 2504414.4399 | 1120374.7642 | 2504468.3024 | 1120298.1805
9 | 2504414.4399 | 1120374.7642 | 2504410.637 | 1120379.7163 | 2504398.7821 | 1120389.2762 | 2504393.8146 | 1120392.8351
10 | 2504414.4399 | 1120374.7642 | 2504371.5652 | 1120348.1702 | 2504352.2599 | 1120336.2019
11 | 2504414.4399 | 1120374.7642 | 2504421.5478 | 1120379.2435 | 2504432.7397 | 1120389.0563
12 | 2504668.0892 | 1120247.6346 | 2504666.346 | 1120245.5974 | 2504660.2016 | 1120237.6227 | 2504655.402 | 1120230.772 | 2504655.387 | 1120230.7494
13 | 2504602.2027 | 1120147.4488 | 2504569.5949 | 1120176.8702 | 2504568.2849 | 1120178.1699
14 | 2504602.2027 | 1120147.4488 | 2504592.3832 | 1120134.2771
15 | 2504668.0892 | 1120247.6346 | 2504673.1714 | 1120253.5737
16 | 2504564.5927 | 1120088.2949 | 2504567.0167 | 1120092.2702 | 2504569.1924 | 1120096.1605 | 2504573.7305 | 1120106.473 | 2504576.3792 | 1120110.5114 | 2504580.9374 | 1120116.2319 | 2504589.8574 | 1120130.889 | 2504592.3832 | 1120134.2771
17 | 2504516.3698 | 1120047.0864 | 2504516.3698 | 1120047.0864 | 2504522.1985 | 1120053.3543
18 | 2504516.3698 | 1120047.0864 | 2504500.429 | 1120027.5374
19 | 2504522.1985 | 1120053.3543 | 2504526.6609 | 1120058.153 | 2504532.8593 | 1120064.0109
20 | 2504544.4224 | 1120074.9391 | 2504532.8593 | 1120064.0109
21 | 2504558.0011 | 1120084.2743 | 2504553.5326 | 1120082.2769 | 2504552.006 | 1120081.3782 | 2504550.1352 | 1120080.1848 | 2504546.5969 | 1120076.9942 | 2504544.4224 | 1120074.9391
22 | 2504558.0011 | 1120084.2743 | 2504544.0977 | 1120096.348
23 | 2504558.0011 | 1120084.2743 | 2504561.3208 | 1120085.8451 | 2504564.5927 | 1120088.2949
24 | 2504454.6588 | 1120408.2743 | 2504435.0937 | 1120391.1201
25 | 2504458.6332 | 1120412.6356 | 2504454.7551 | 1120408.3588 | 2504454.6588 | 1120408.2743
26 | 2504435.0937 | 1120391.1201 | 2504432.7397 | 1120389.0563
27 | 2504459.9183 | 1120414.0527 | 2504458.6332 | 1120412.6356
28 | 2504468.7929 | 1120423.4056 | 2504464.4457 | 1120419.0456 | 2504459.9183 | 1120414.0527
29 | 2504468.7929 | 1120423.4056 | 2504484.7991 | 1120439.4588 | 2504486.585 | 1120441.0202
30 | 2504393.8146 | 1120392.8351 | 2504385.9617 | 1120398.4613
31 | 2504347.3775 | 1120333.1751 | 2504352.2599 | 1120336.2019
32 | 2504487.9285 | 1120442.1947 | 2504486.585 | 1120441.0202
33 | 2504525.5521 | 1120112.453 | 2504521.654 | 1120115.8382
34 | 2504521.1894 | 1120116.2416 | 2504521.654 | 1120115.8382
35 | 2504525.5521 | 1120112.453 | 2504537.0852 | 1120102.4376
36 | 2504544.0977 | 1120096.348 | 2504537.0852 | 1120102.4376
37 | 2504614.0737 | 1120073.2594 | 2504616.9121 | 1120072.7711 | 2504621.9931 | 1120071.0454 | 2504635.6462 | 1120065.3488 | 2504642.6456 | 1120062.9475
38 | 2504652.0853 | 1120059.7089 | 2504642.6456 | 1120062.9475
39 | 2504564.5927 | 1120088.2949 | 2504578.1631 | 1120079.8089 | 2504582.716 | 1120077.38 | 2504586.2894 | 1120075.9561 | 2504590.7079 | 1120074.7857 | 2504594.323 | 1120074.0504 | 2504604.2681 | 1120073.9601 | 2504613.1412 | 1120073.4198 | 2504614.0737 | 1120073.2594
40 | 2504652.0853 | 1120059.7089 | 2504653.5135 | 1120059.2189 | 2504668.5775 | 1120054.9121 | 2504675.8674 | 1120052.8181 | 2504679.8789 | 1120051.6053
41 | 2504385.9617 | 1120398.4613 | 2504356.5714 | 1120419.5177
42 | 2504347.3775 | 1120333.1751 | 2504344.1977 | 1120331.2038 | 2504342.4301 | 1120329.889
43 | 2504333.3972 | 1120436.1192 | 2504346.7486 | 1120426.5552 | 2504356.5714 | 1120419.5177
44 | 2504342.4301 | 1120329.889 | 2504333.0205 | 1120322.8897
45 | 2504682.6304 | 1120332.4812 | 2504683.8842 | 1120334.5865 | 2504686.5823 | 1120340.7811
46 | 2504694.0592 | 1120350.0801 | 2504689.0064 | 1120344.2895 | 2504686.5823 | 1120340.7811
47 | 2504678.3856 | 1120326.7016 | 2504680.9912 | 1120329.7291 | 2504682.6304 | 1120332.4812
48 | 2504694.0592 | 1120350.0801 | 2504691.3603 | 1120352.6353 | 2504687.1164 | 1120358.5058 | 2504685.8096 | 1120359.5358
49 | 2504719.5898 | 1120331.3552 | 2504711.101 | 1120338.6267 | 2504694.0592 | 1120350.0801
50 | 2504699.7849 | 1120301.171 | 2504704.1652 | 1120305.4157 | 2504709.0803 | 1120310.7971 | 2504712.7852 | 1120316.2531 | 2504715.2818 | 1120320.4386 | 2504719.5898 | 1120331.3552
51 | 2504719.5898 | 1120331.3552 | 2504730.2587 | 1120326.7954 | 2504728.0758 | 1120320.9707
52 | 2504728.0758 | 1120320.9707 | 2504745.2476 | 1120304.5395
53 | 2504728.0758 | 1120320.9707 | 2504726.6712 | 1120317.524 | 2504723.8853 | 1120312.1202 | 2504719.9592 | 1120306.334 | 2504716.9908 | 1120302.5674 | 2504712.2101 | 1120297.3951 | 2504698.2967 | 1120282.4683
54 | 2504784.0731 | 1120270.9849 | 2504777.4607 | 1120276.51 | 2504767.515 | 1120283.8823 | 2504758.172 | 1120291.8009 | 2504747.2848 | 1120302.5901 | 2504745.2476 | 1120304.5395
55 | 2504698.2967 | 1120282.4683 | 2504693.3569 | 1120277.1687 | 2504692.6034 | 1120276.2874
56 | 2504681.027 | 1120262.7541 | 2504687.6261 | 1120270.4661 | 2504692.6034 | 1120276.2874
57 | 2504681.027 | 1120262.7541 | 2504673.1714 | 1120253.5737
58 | 2504878.7278 | 1120331.3652 | 2504790.3661 | 1120265.3311
59 | 2504878.7278 | 1120331.3652 | 2504878.8 | 1120332.0713 | 2504878.8895 | 1120335.7944 | 2504878.8208 | 1120340.743 | 2504876.7051 | 1120374.6139
60 | 2504784.0731 | 1120270.9849 | 2504787.8489 | 1120267.83 | 2504790.3661 | 1120265.3311
61 | 2504819.5513 | 1120229.3963 | 2504813.941 | 1120237.6897 | 2504805.1398 | 1120248.6572 | 2504795.7577 | 1120259.9785 | 2504790.3661 | 1120265.3311
62 | 2504876.7051 | 1120374.6139 | 2504876.522 | 1120377.5461 | 2504875.8646 | 1120386.2729 | 2504874.487 | 1120393.3656 | 2504874.0441 | 1120395.6183 | 2504871.6875 | 1120404.7277 | 2504870.1446 | 1120410.0851
63 | 2504783.4242 | 1120163.7574 | 2504781.7399 | 1120159.5906
64 | 2504779.6091 | 1120154.3196 | 2504781.7399 | 1120159.5906
65 | 2504783.4242 | 1120163.7574 | 2504784.9752 | 1120167.5943
66 | 2504779.6091 | 1120154.3196 | 2504777.1596 | 1120148.2599
67 | 2504784.9752 | 1120167.5943 | 2504791.9989 | 1120184.9696 | 2504799.3602 | 1120199.1735 | 2504806.7251 | 1120208.7078
68 | 2504777.1596 | 1120148.2599 | 2504776.2161 | 1120145.9259
69 | 2504812.2544 | 1120217.6265 | 2504806.7251 | 1120208.7078 | 2504806.7251 | 1120208.7078
70 | 2504776.2161 | 1120145.9259 | 2504771.4941 | 1120134.2444
71 | 2504819.5513 | 1120229.3963 | 2504812.2544 | 1120217.6265
72 | 2504769.7541 | 1120129.9401 | 2504771.4941 | 1120134.2444
73 | 2504623.9536 | 1120535.6489 | 2504683.9418 | 1120543.6324
74 | 2504683.9418 | 1120543.6324 | 2504718.1802 | 1120636.9022
75 | 2504593.8094 | 1120514.496 | 2504605.7054 | 1120522.3454 | 2504623.9536 | 1120535.6489
76 | 2504709.3351 | 1120690.0363 | 2504709.3351 | 1120690.0363 | 2504708.928 | 1120687.708 | 2504709.0136 | 1120685.7943 | 2504709.9236 | 1120682.8337 | 2504711.4796 | 1120679.2403 | 2504718.3562 | 1120669.5816 | 2504723.5017 | 1120661.6957 | 2504725.1402 | 1120657.4673 | 2504725.9134 | 1120654.142 | 2504725.962 | 1120650.8614 | 2504725.5502 | 1120648.7222 | 2504724.5951 | 1120645.891 | 2504722.8192 | 1120642.3835 | 2504719.3243 | 1120638.0026 | 2504718.1802 | 1120636.9022
77 | 2504593.8094 | 1120514.496 | 2504560.9171 | 1120492.7924
78 | 2504710.381 | 1120692.2656 | 2504710.381 | 1120692.2656 | 2504709.3351 | 1120690.0363
79 | 2504710.381 | 1120692.2656 | 2504711.8399 | 1120694.2661 | 2504714.7124 | 1120697.3449 | 2504720.914 | 1120702.5064
80 | 2504734.4703 | 1120713.7584 | 2504725.4625 | 1120706.2921 | 2504720.914 | 1120702.5064
81 | 2504837.5342 | 1120530.0306 | 2504831.8086 | 1120522.9937
82 | 2504837.5342 | 1120530.0306 | 2504845.1459 | 1120539.4406
83 | 2504837.5342 | 1120530.0306 | 2504838.7056 | 1120525.5316 | 2504842.6246 | 1120510.4963
84 | 2504849.9108 | 1120545.3314 | 2504845.1459 | 1120539.4406
85 | 2504851.2209 | 1120477.5164 | 2504842.6246 | 1120510.4963
86 | 2504532.8183 | 1120474.2996 | 2504545.6751 | 1120482.7351 | 2504560.9171 | 1120492.7924
87 | 2504532.8183 | 1120474.2996 | 2504517.3902 | 1120463.8717
88 | 2504517.3902 | 1120463.8717 | 2504516.7128 | 1120463.4139 | 2504514.7847 | 1120462.0645
89 | 2504487.9285 | 1120442.1947 | 2504489.071 | 1120443.1936 | 2504493.86 | 1120447.4205 | 2504509.5816 | 1120458.4234 | 2504514.7847 | 1120462.0645
90 | 2504854.0222 | 1120550.4142 | 2504871.3639 | 1120571.8532
91 | 2504882.2093 | 1120590.8315 | 2504880.5694 | 1120585.6653 | 2504878.2387 | 1120581.2214 | 2504874.5106 | 1120575.7434 | 2504871.3639 | 1120571.8532
92 | 2504853.4263 | 1120549.6774 | 2504854.0222 | 1120550.4142
93 | 2504882.2093 | 1120590.8315 | 2504882.9849 | 1120595.5 | 2504882.9508 | 1120597.2511
94 | 2504849.9108 | 1120545.3314 | 2504853.4263 | 1120549.6774
95 | 2504930.4273 | 1120423.2263 | 2504934.3971 | 1120423.464 | 2504937.6327 | 1120423.1352 | 2504940.6422 | 1120422.1762 | 2504944.1326 | 1120419.4085 | 2504959.0975 | 1120406.0941
96 | 2504959.0975 | 1120406.0941 | 2505202.1547 | 1120272.7684
97 | 2504930.4273 | 1120423.2263 | 2504932.5832 | 1120419.9904 | 2504933.9552 | 1120417.9343
98 | 2504930.4273 | 1120423.2263 | 2504925.9103 | 1120429.4011 | 2504916.8484 | 1120435.6176
99 | 2505202.1547 | 1120272.7684 | 2505202.7312 | 1120267.7119 | 2505204.6182 | 1120264.5359 | 2505217.9522 | 1120251.7746 | 2505228.5418 | 1120242.6142 | 2505242.0465 | 1120232.0466
100 | 2504916.8484 | 1120435.6176 | 2504914.5165 | 1120437.2173
101 | 2504870.1446 | 1120410.0851 | 2504914.5165 | 1120437.2173
102 | 2504894.1405 | 1120471.86 | 2504893.7982 | 1120470.2088 | 2504893.7595 | 1120468.7307 | 2504894.3458 | 1120466.2756 | 2504894.9933 | 1120464.7645 | 2504912.6737 | 1120438.4814 | 2504914.5165 | 1120437.2173
103 | 2504894.1405 | 1120471.86 | 2504887.4002 | 1120472.5664 | 2504872.8392 | 1120471.3466
104 | 2504769.7541 | 1120129.9401 | 2504768.3927 | 1120126.5722 | 2504758.4134 | 1120102.3365
105 | 2504758.1472 | 1120101.6898 | 2504758.4134 | 1120102.3365
106 | 2504749.5141 | 1120081.238 | 2504754.5201 | 1120092.8811 | 2504758.1472 | 1120101.6898
107 | 2504332.7007 | 1120436.6182 | 2504333.3972 | 1120436.1192
108 | 2504332.1152 | 1120437.0376 | 2504332.7007 | 1120436.6182
109 | 2504851.2209 | 1120477.5164 | 2504872.8392 | 1120471.3466
110 | 2504749.5141 | 1120081.238 | 2504748.7605 | 1120079.4852
111 | 2504303.613 | 1120297.4117 | 2504296.3822 | 1120290.3686 | 2504293.771 | 1120287.4492
112 | 2504304.4836 | 1120298.2597 | 2504303.613 | 1120297.4117
113 | 2504268.4496 | 1120258.4315 | 2504276.0844 | 1120267.6871 | 2504280.8916 | 1120273.0476 | 2504283.8609 | 1120276.3693 | 2504293.771 | 1120287.4492
114 | 2504331.2921 | 1120321.604 | 2504324.982 | 1120316.9101 | 2504321.8463 | 1120313.8023 | 2504306.5469 | 1120300.2694 | 2504304.4836 | 1120298.2597
115 | 2504268.4496 | 1120258.4315 | 2504265.3374 | 1120254.6585
116 | 2504331.2921 | 1120321.604 | 2504333.0205 | 1120322.8897
117 | 2504205.4395 | 1120253.8751 | 2504219.4326 | 1120242.9023 | 2504220.128 | 1120240.0451 | 2504231.8819 | 1120228.9743 | 2504257.0376 | 1120244.5967 | 2504265.3374 | 1120254.6585
118 | 2504197.6647 | 1120256.511 | 2504205.4395 | 1120253.8751
119 | 2504348.3655 | 1120452.4957 | 2504349.3564 | 1120453.4382
120 | 2504332.1152 | 1120437.0376 | 2504348.3655 | 1120452.4957
121 | 2504349.3564 | 1120453.4382 | 2504360.7874 | 1120464.3119 | 2504372.4135 | 1120473.8804
122 | 2504332.1152 | 1120437.0376 | 2504318.8163 | 1120446.5205 | 2504311.782 | 1120450.1007 | 2504303.2073 | 1120452.8825 | 2504297.8414 | 1120453.6153
123 | 2504386.3671 | 1120485.3647 | 2504372.4135 | 1120473.8804
124 | 2504283.1914 | 1120455.6158 | 2504297.8414 | 1120453.6153
125 | 2504264.6165 | 1120461.6619 | 2504265.7661 | 1120460.9579 | 2504274.4089 | 1120457.1187 | 2504279.17 | 1120456.165 | 2504283.1914 | 1120455.6158
126 | 2504264.6165 | 1120461.6619 | 2504262.1133 | 1120463.1949 | 2504257.6883 | 1120465.8777 | 2504240.5003 | 1120476.605
127 | 2504224.1851 | 1120486.7877 | 2504240.5003 | 1120476.605
128 | 2504224.1851 | 1120486.7877 | 2504272.5804 | 1120544.2734
129 | 2504272.5804 | 1120544.2734 | 2504287.6082 | 1120562.1239
130 | 2504287.6082 | 1120562.1239 | 2504297.1424 | 1120573.449
131 | 2504131.9592 | 1120315.7442 | 2504134.7286 | 1120315.7003
132 | 2504144.7488 | 1120305.2906 | 2504134.7286 | 1120315.7003
133 | 2504128.9097 | 1120311.2676 | 2504131.3727 | 1120313.7968 | 2504131.9592 | 1120315.7442
134 | 2504144.7488 | 1120305.2906 | 2504151.4396 | 1120298.0468 | 2504152.8886 | 1120294.0547
135 | 2504152.8886 | 1120294.0547 | 2504156.4043 | 1120287.0613 | 2504162.0733 | 1120278.633 | 2504185.2345 | 1120260.9329 | 2504197.6647 | 1120256.511
136 | 2504126.5945 | 1120276.2272 | 2504132.2399 | 1120273.1247 | 2504152.8886 | 1120294.0547
137 | 2504197.6647 | 1120256.511 | 2504189.0391 | 1120246.8528 | 2504185.613 | 1120243.4384 | 2504185.613 | 1120243.4384
138 | 2504185.613 | 1120243.4384 | 2504181.3317 | 1120240.5934 | 2504171.459 | 1120235.013 | 2504171.459 | 1120235.013
139 | 2504146.1178 | 1120249.7153 | 2504159.7409 | 1120236.6553 | 2504171.459 | 1120235.013
140 | 2504138.7858 | 1120256.7442 | 2504146.1178 | 1120249.7153
141 | 2504330.4804 | 1120613.0491 | 2504297.1424 | 1120573.449
142 | 2504359.6773 | 1120593.0406 | 2504380.5674 | 1120572.3429
143 | 2504334.5773 | 1120617.9095 | 2504359.6773 | 1120593.0406
144 | 2504398.2027 | 1120563.3587 | 2504386.1891 | 1120566.773 | 2504380.5674 | 1120572.3429
145 | 2504330.4804 | 1120613.0491 | 2504334.5773 | 1120617.9095
146 | 2504398.2027 | 1120563.3587 | 2504508.9407 | 1120626.3698
147 | 2504330.4804 | 1120613.0491 | 2504338.9892 | 1120605.2213
148 | 2504508.9407 | 1120626.3698 | 2504490.6241 | 1120649.8022
149 | 2504354.5985 | 1120590.8612 | 2504338.9892 | 1120605.2213
150 | 2504484.0785 | 1120658.1761 | 2504490.6241 | 1120649.8022
151 | 2504349.7614 | 1120563.7695 | 2504362.0336 | 1120578.162 | 2504362.6823 | 1120580.631 | 2504361.4403 | 1120583.5747 | 2504359.1438 | 1120586.6796 | 2504354.5985 | 1120590.8612
152 | 2504477.651 | 1120666.3987 | 2504483.4854 | 1120658.9348
153 | 2504483.4854 | 1120658.9348 | 2504484.0785 | 1120658.1761
154 | 2504477.651 | 1120666.3987 | 2504467.0544 | 1120679.955
155 | 2504460.246 | 1120688.665 | 2504467.0544 | 1120679.955
156 | 2504541.5383 | 1120764.9955 | 2504538.0529 | 1120760.2365
157 | 2504538.0529 | 1120760.2365 | 2504535.2369 | 1120762.2044 | 2504535.2369 | 1120762.2044
158 | 2504535.2369 | 1120762.2044 | 2504530.9879 | 1120767.7193 | 2504526.5254 | 1120773.3613
159 | 2504460.246 | 1120688.665 | 2504440.6561 | 1120713.7265
160 | 2504523.4697 | 1120777.2246 | 2504440.6561 | 1120713.7265
161 | 2504523.4697 | 1120777.2246 | 2504526.5254 | 1120773.3613
162 | 2504497.0283 | 1120810.9599 | 2504516.2145 | 1120786.3974 | 2504523.4697 | 1120777.2246
163 | 2504497.0283 | 1120810.9599 | 2504536.3349 | 1120859.0575
164 | 2504536.3349 | 1120859.0575 | 2504550.2741 | 1120841.5129
165 | 2504554.312 | 1120836.4307 | 2504550.2741 | 1120841.5129
166 | 2504561.345 | 1120827.5767 | 2504558.6897 | 1120830.9207 | 2504554.312 | 1120836.4307

## bus_geodata
| x | y | coords
0 | 2504638.4573 | 1120205.3512
1 | 2504644.8189 | 1120214.896
2 | 2504629.7714 | 1120192.3192
3 | 2504649.7348 | 1120222.2716
4 | 2504584.0533 | 1120235.8782
5 | 2504621.4447 | 1120178.7669
6 | 2504468.3024 | 1120298.1805
7 | 2504414.4399 | 1120374.7642
8 | 2504655.387 | 1120230.7494
9 | 2504602.2027 | 1120147.4488
10 | 2504668.0892 | 1120247.6345
11 | 2504568.2849 | 1120178.1699
12 | 2504592.3832 | 1120134.2771
13 | 2504516.3698 | 1120047.0864
14 | 2504522.1985 | 1120053.3543
15 | 2504500.429 | 1120027.5374
16 | 2504532.8593 | 1120064.0109
17 | 2504544.4224 | 1120074.9391
18 | 2504558.0011 | 1120084.2743
19 | 2504454.6588 | 1120408.2743
20 | 2504435.0937 | 1120391.1201
21 | 2504458.6332 | 1120412.6356
22 | 2504432.7397 | 1120389.0563
23 | 2504459.9183 | 1120414.0527
24 | 2504468.7929 | 1120423.4056
25 | 2504393.8146 | 1120392.8351
26 | 2504352.2599 | 1120336.2019
27 | 2504486.585 | 1120441.0202
28 | 2504521.654 | 1120115.8382
29 | 2504525.5521 | 1120112.453
30 | 2504521.1894 | 1120116.2416
31 | 2504537.0852 | 1120102.4376
32 | 2504544.0977 | 1120096.348
33 | 2504642.6456 | 1120062.9475
34 | 2504614.0737 | 1120073.2594
35 | 2504652.0853 | 1120059.7089
36 | 2504564.5927 | 1120088.2949
37 | 2504679.8789 | 1120051.6053
38 | 2504385.9617 | 1120398.4613
39 | 2504347.3775 | 1120333.1751
40 | 2504356.5714 | 1120419.5177
41 | 2504342.4301 | 1120329.889
42 | 2504686.5823 | 1120340.7811
43 | 2504682.6304 | 1120332.4812
44 | 2504694.0592 | 1120350.0801
45 | 2504678.3856 | 1120326.7016
46 | 2504685.8096 | 1120359.5358
47 | 2504719.5898 | 1120331.3552
48 | 2504699.7849 | 1120301.171
49 | 2504728.0758 | 1120320.9707
50 | 2504745.2476 | 1120304.5395
51 | 2504698.2967 | 1120282.4683
52 | 2504692.6034 | 1120276.2874
53 | 2504681.027 | 1120262.7541
54 | 2504673.1714 | 1120253.5737
55 | 2504878.7278 | 1120331.3652
56 | 2504790.3661 | 1120265.3311
57 | 2504876.7051 | 1120374.6139
58 | 2504784.0731 | 1120270.9849
59 | 2504781.7399 | 1120159.5906
60 | 2504783.4242 | 1120163.7574
61 | 2504779.6091 | 1120154.3196
62 | 2504784.9752 | 1120167.5943
63 | 2504777.1596 | 1120148.2599
64 | 2504806.7251 | 1120208.7078
65 | 2504776.2161 | 1120145.9259
66 | 2504812.2544 | 1120217.6265
67 | 2504771.4941 | 1120134.2444
68 | 2504683.9418 | 1120543.6324
69 | 2504623.9536 | 1120535.6489
70 | 2504718.1802 | 1120636.9022
71 | 2504593.8094 | 1120514.496
72 | 2504709.3351 | 1120690.0363
73 | 2504710.381 | 1120692.2656
74 | 2504720.914 | 1120702.5064
75 | 2504734.4703 | 1120713.7584
76 | 2504831.8086 | 1120522.9937
77 | 2504837.5342 | 1120530.0306
78 | 2504845.1459 | 1120539.4406
79 | 2504842.6246 | 1120510.4963
80 | 2504532.8183 | 1120474.2996
81 | 2504560.9171 | 1120492.7924
82 | 2504517.3902 | 1120463.8717
83 | 2504514.7847 | 1120462.0645
84 | 2504487.9285 | 1120442.1947
85 | 2504819.5513 | 1120229.3963
86 | 2504871.3639 | 1120571.8532
87 | 2504854.0222 | 1120550.4142
88 | 2504882.2093 | 1120590.8315
89 | 2504853.4263 | 1120549.6774
90 | 2504882.9508 | 1120597.2511
91 | 2504849.9108 | 1120545.3314
92 | 2504959.0975 | 1120406.0941
93 | 2504930.4273 | 1120423.2263
94 | 2505202.1547 | 1120272.7684
95 | 2504933.9552 | 1120417.9343
96 | 2504916.8484 | 1120435.6176
97 | 2505242.0465 | 1120232.0466
98 | 2504870.1446 | 1120410.0851
99 | 2504914.5165 | 1120437.2173
100 | 2504894.1405 | 1120471.86
101 | 2504769.7541 | 1120129.9401
102 | 2504758.4134 | 1120102.3365
103 | 2504758.1472 | 1120101.6898
104 | 2504333.3972 | 1120436.1192
105 | 2504332.7007 | 1120436.6182
106 | 2504851.2209 | 1120477.5164
107 | 2504872.8392 | 1120471.3466
108 | 2504748.7605 | 1120079.4852
109 | 2504749.5141 | 1120081.238
110 | 2504303.613 | 1120297.4117
111 | 2504293.771 | 1120287.4492
112 | 2504304.4836 | 1120298.2597
113 | 2504268.4496 | 1120258.4315
114 | 2504331.2921 | 1120321.604
115 | 2504265.3374 | 1120254.6585
116 | 2504333.0205 | 1120322.8897
117 | 2504205.4395 | 1120253.8751
118 | 2504348.3655 | 1120452.4957
119 | 2504349.3564 | 1120453.4382
120 | 2504332.1152 | 1120437.0376
121 | 2504372.4135 | 1120473.8804
122 | 2504297.8414 | 1120453.6153
123 | 2504386.3671 | 1120485.3647
124 | 2504283.1914 | 1120455.6158
125 | 2504264.6165 | 1120461.6619
126 | 2504240.5003 | 1120476.605
127 | 2504224.1851 | 1120486.7877
128 | 2504272.5804 | 1120544.2734
129 | 2504287.6082 | 1120562.1239
130 | 2504134.7286 | 1120315.7003
131 | 2504131.9592 | 1120315.7442
132 | 2504144.7488 | 1120305.2906
133 | 2504128.9097 | 1120311.2676
134 | 2504152.8886 | 1120294.0547
135 | 2504197.6647 | 1120256.511
136 | 2504126.5945 | 1120276.2272
137 | 2504185.613 | 1120243.4384
138 | 2504171.459 | 1120235.013
139 | 2504146.1178 | 1120249.7153
140 | 2504297.1424 | 1120573.449
141 | 2504138.7858 | 1120256.7442
142 | 2504359.6773 | 1120593.0406
143 | 2504380.5674 | 1120572.343
144 | 2504334.5773 | 1120617.9095
145 | 2504398.2027 | 1120563.3587
146 | 2504330.4804 | 1120613.0491
147 | 2504508.9407 | 1120626.3698
148 | 2504338.9892 | 1120605.2213
149 | 2504490.6241 | 1120649.8022
150 | 2504354.5985 | 1120590.8612
151 | 2504483.4854 | 1120658.9348
152 | 2504477.651 | 1120666.3987
153 | 2504484.0785 | 1120658.1761
154 | 2504467.0544 | 1120679.955
155 | 2504538.0529 | 1120760.2365
156 | 2504541.5383 | 1120764.9955
157 | 2504535.2369 | 1120762.2044
158 | 2504460.246 | 1120688.665
159 | 2504440.6561 | 1120713.7265
160 | 2504526.5254 | 1120773.3613
161 | 2504523.4697 | 1120777.2246
162 | 2504497.0283 | 1120810.9599
163 | 2504349.7614 | 1120563.7695
164 | 2504536.3349 | 1120859.0575
165 | 2504550.2741 | 1120841.5129
166 | 2504554.312 | 1120836.4307
167 | 2504561.345 | 1120827.5767
168 | 2504532.8183 | 1120474.2996

## line_std_types
| c_nf_per_km | r_ohm_per_km | x_ohm_per_km | max_i_ka | type | q_mm2 | alpha | voltage_rating
NAYY 4x50 SE | 210 | 0.642 | 0.083 | 0.142 | cs | 50 | 0.00403 | LV
NAYY 4x120 SE | 264 | 0.225 | 0.08 | 0.242 | cs | 120 | 0.00403 | LV
NAYY 4x150 SE | 261 | 0.208 | 0.08 | 0.27 | cs | 150 | 0.00403 | LV
NA2XS2Y 1x95 RM/25 12/20 kV | 216 | 0.313 | 0.132 | 0.252 | cs | 95 | 0.00403 | MV
NA2XS2Y 1x185 RM/25 12/20 kV | 273 | 0.161 | 0.117 | 0.362 | cs | 185 | 0.00403 | MV
NA2XS2Y 1x240 RM/25 12/20 kV | 304 | 0.122 | 0.112 | 0.421 | cs | 240 | 0.00403 | MV
NA2XS2Y 1x95 RM/25 6/10 kV | 315 | 0.313 | 0.123 | 0.249 | cs | 95 | 0.00403 | MV
NA2XS2Y 1x185 RM/25 6/10 kV | 406 | 0.161 | 0.11 | 0.358 | cs | 185 | 0.00403 | MV
NA2XS2Y 1x240 RM/25 6/10 kV | 456 | 0.122 | 0.105 | 0.416 | cs | 240 | 0.00403 | MV
NA2XS2Y 1x150 RM/25 12/20 kV | 250 | 0.206 | 0.116 | 0.319 | cs | 150 | 0.00403 | MV
NA2XS2Y 1x120 RM/25 12/20 kV | 230 | 0.253 | 0.119 | 0.283 | cs | 120 | 0.00403 | MV
NA2XS2Y 1x70 RM/25 12/20 kV | 190 | 0.443 | 0.132 | 0.22 | cs | 70 | 0.00403 | MV
NA2XS2Y 1x150 RM/25 6/10 kV | 360 | 0.206 | 0.11 | 0.315 | cs | 150 | 0.00403 | MV
NA2XS2Y 1x120 RM/25 6/10 kV | 340 | 0.253 | 0.113 | 0.28 | cs | 120 | 0.00403 | MV
NA2XS2Y 1x70 RM/25 6/10 kV | 280 | 0.443 | 0.123 | 0.217 | cs | 70 | 0.00403 | MV
N2XS(FL)2Y 1x120 RM/35 64/110 kV | 112 | 0.153 | 0.166 | 0.366 | cs | 120 | 0.00393 | HV
N2XS(FL)2Y 1x185 RM/35 64/110 kV | 125 | 0.099 | 0.156 | 0.457 | cs | 185 | 0.00393 | HV
N2XS(FL)2Y 1x240 RM/35 64/110 kV | 135 | 0.075 | 0.149 | 0.526 | cs | 240 | 0.00393 | HV
N2XS(FL)2Y 1x300 RM/35 64/110 kV | 144 | 0.06 | 0.144 | 0.588 | cs | 300 | 0.00393 | HV
15-AL1/3-ST1A 0.4 | 11 | 1.8769 | 0.35 | 0.105 | ol | 16 | 0.00403 | LV
24-AL1/4-ST1A 0.4 | 11.25 | 1.2012 | 0.335 | 0.14 | ol | 24 | 0.00403 | LV
48-AL1/8-ST1A 0.4 | 12.2 | 0.5939 | 0.3 | 0.21 | ol | 48 | 0.00403 | LV
94-AL1/15-ST1A 0.4 | 13.2 | 0.306 | 0.29 | 0.35 | ol | 94 | 0.00403 | LV
34-AL1/6-ST1A 10.0 | 9.7 | 0.8342 | 0.36 | 0.17 | ol | 34 | 0.00403 | MV
48-AL1/8-ST1A 10.0 | 10.1 | 0.5939 | 0.35 | 0.21 | ol | 48 | 0.00403 | MV
70-AL1/11-ST1A 10.0 | 10.4 | 0.4132 | 0.339 | 0.29 | ol | 70 | 0.00403 | MV
94-AL1/15-ST1A 10.0 | 10.75 | 0.306 | 0.33 | 0.35 | ol | 94 | 0.00403 | MV
122-AL1/20-ST1A 10.0 | 11.1 | 0.2376 | 0.323 | 0.41 | ol | 122 | 0.00403 | MV
149-AL1/24-ST1A 10.0 | 11.25 | 0.194 | 0.315 | 0.47 | ol | 149 | 0.00403 | MV
34-AL1/6-ST1A 20.0 | 9.15 | 0.8342 | 0.382 | 0.17 | ol | 34 | 0.00403 | MV
48-AL1/8-ST1A 20.0 | 9.5 | 0.5939 | 0.372 | 0.21 | ol | 48 | 0.00403 | MV
70-AL1/11-ST1A 20.0 | 9.7 | 0.4132 | 0.36 | 0.29 | ol | 70 | 0.00403 | MV
94-AL1/15-ST1A 20.0 | 10 | 0.306 | 0.35 | 0.35 | ol | 94 | 0.00403 | MV
122-AL1/20-ST1A 20.0 | 10.3 | 0.2376 | 0.344 | 0.41 | ol | 122 | 0.00403 | MV
149-AL1/24-ST1A 20.0 | 10.5 | 0.194 | 0.337 | 0.47 | ol | 149 | 0.00403 | MV
184-AL1/30-ST1A 20.0 | 10.75 | 0.1571 | 0.33 | 0.535 | ol | 184 | 0.00403 | MV
243-AL1/39-ST1A 20.0 | 11 | 0.1188 | 0.32 | 0.645 | ol | 243 | 0.00403 | MV
48-AL1/8-ST1A 110.0 | 8 | 0.5939 | 0.46 | 0.21 | ol | 48 | 0.00403 | HV
70-AL1/11-ST1A 110.0 | 8.4 | 0.4132 | 0.45 | 0.29 | ol | 70 | 0.00403 | HV
94-AL1/15-ST1A 110.0 | 8.65 | 0.306 | 0.44 | 0.35 | ol | 94 | 0.00403 | HV
122-AL1/20-ST1A 110.0 | 8.5 | 0.2376 | 0.43 | 0.41 | ol | 122 | 0.00403 | HV
149-AL1/24-ST1A 110.0 | 8.75 | 0.194 | 0.41 | 0.47 | ol | 149 | 0.00403 | HV
184-AL1/30-ST1A 110.0 | 8.8 | 0.1571 | 0.4 | 0.535 | ol | 184 | 0.00403 | HV
243-AL1/39-ST1A 110.0 | 9 | 0.1188 | 0.39 | 0.645 | ol | 243 | 0.00403 | HV
305-AL1/39-ST1A 110.0 | 9.2 | 0.0949 | 0.38 | 0.74 | ol | 305 | 0.00403 | HV
490-AL1/64-ST1A 110.0 | 9.75 | 0.059 | 0.37 | 0.96 | ol | 490 | 0.00403 | HV
679-AL1/86-ST1A 110.0 | 9.95 | 0.042 | 0.36 | 1.15 | ol | 679 | 0.00403 | HV
490-AL1/64-ST1A 220.0 | 10 | 0.059 | 0.285 | 0.96 | ol | 490 | 0.00403 | HV
679-AL1/86-ST1A 220.0 | 11.7 | 0.042 | 0.275 | 1.15 | ol | 679 | 0.00403 | HV
490-AL1/64-ST1A 380.0 | 11 | 0.059 | 0.253 | 0.96 | ol | 490 | 0.00403 | HV
679-AL1/86-ST1A 380.0 | 14.6 | 0.042 | 0.25 | 1.15 | ol | 679 | 0.00403 | HV

## trafo_std_types
| i0_percent | pfe_kw | vkr_percent | sn_mva | vn_lv_kv | vn_hv_kv | vk_percent | shift_degree | vector_group | tap_side | tap_neutral | tap_min | tap_max | tap_step_degree | tap_step_percent | tap_phase_shifter
160 MVA 380/110 kV | 0.06 | 60 | 0.25 | 160 | 110 | 380 | 12.2 | 0 | Yy0 | hv | 0 | -9 | 9 | 0 | 1.5 | FALSE
100 MVA 220/110 kV | 0.06 | 55 | 0.26 | 100 | 110 | 220 | 12 | 0 | Yy0 | hv | 0 | -9 | 9 | 0 | 1.5 | FALSE
63 MVA 110/20 kV | 0.04 | 22 | 0.32 | 63 | 20 | 110 | 18 | 150 | YNd5 | hv | 0 | -9 | 9 | 0 | 1.5 | FALSE
40 MVA 110/20 kV | 0.05 | 18 | 0.34 | 40 | 20 | 110 | 16.2 | 150 | YNd5 | hv | 0 | -9 | 9 | 0 | 1.5 | FALSE
25 MVA 110/20 kV | 0.07 | 14 | 0.41 | 25 | 20 | 110 | 12 | 150 | YNd5 | hv | 0 | -9 | 9 | 0 | 1.5 | FALSE
63 MVA 110/10 kV | 0.04 | 22 | 0.32 | 63 | 10 | 110 | 18 | 150 | YNd5 | hv | 0 | -9 | 9 | 0 | 1.5 | FALSE
40 MVA 110/10 kV | 0.05 | 18 | 0.34 | 40 | 10 | 110 | 16.2 | 150 | YNd5 | hv | 0 | -9 | 9 | 0 | 1.5 | FALSE
25 MVA 110/10 kV | 0.07 | 14 | 0.41 | 25 | 10 | 110 | 12 | 150 | YNd5 | hv | 0 | -9 | 9 | 0 | 1.5 | FALSE
0.25 MVA 20/0.4 kV | 0.32 | 0.8 | 1.44 | 0.25 | 0.4 | 20 | 6 | 150 | Yzn5 | hv | 0 | -2 | 2 | 0 | 2.5 | FALSE
0.4 MVA 20/0.4 kV | 0.3375 | 1.35 | 1.425 | 0.4 | 0.4 | 20 | 6 | 150 | Dyn5 | hv | 0 | -2 | 2 | 0 | 2.5 | FALSE
0.63 MVA 20/0.4 kV | 0.2619 | 1.65 | 1.206 | 0.63 | 0.4 | 20 | 6 | 150 | Dyn5 | hv | 0 | -2 | 2 | 0 | 2.5 | FALSE
0.25 MVA 10/0.4 kV | 0.24 | 0.6 | 1.2 | 0.25 | 0.4 | 10 | 4 | 150 | Dyn5 | hv | 0 | -2 | 2 | 0 | 2.5 | FALSE
0.4 MVA 10/0.4 kV | 0.2375 | 0.95 | 1.325 | 0.4 | 0.4 | 10 | 4 | 150 | Dyn5 | hv | 0 | -2 | 2 | 0 | 2.5 | FALSE
0.63 MVA 10/0.4 kV | 0.1873 | 1.18 | 1.0794 | 0.63 | 0.4 | 10 | 4 | 150 | Dyn5 | hv | 0 | -2 | 2 | 0 | 2.5 | FALSE

## trafo3w_std_types
| sn_hv_mva | sn_mv_mva | sn_lv_mva | vn_hv_kv | vn_mv_kv | vn_lv_kv | vk_hv_percent | vk_mv_percent | vk_lv_percent | vkr_hv_percent | vkr_mv_percent | vkr_lv_percent | pfe_kw | i0_percent | shift_mv_degree | shift_lv_degree | vector_group | tap_side | tap_neutral | tap_min | tap_max | tap_step_percent
63/25/38 MVA 110/20/10 kV | 63 | 25 | 38 | 110 | 20 | 10 | 10.4 | 10.4 | 10.4 | 0.28 | 0.32 | 0.35 | 35 | 0.89 | 0 | 0 | YN0yn0yn0 | hv | 0 | -10 | 10 | 1.2
63/25/38 MVA 110/10/10 kV | 63 | 25 | 38 | 110 | 10 | 10 | 10.4 | 10.4 | 10.4 | 0.28 | 0.32 | 0.35 | 35 | 0.89 | 0 | 0 | YN0yn0yn0 | hv | 0 | -10 | 10 | 1.2

## fuse_std_types
| fuse_type | i_rated_a | t_avg | t_min | t_total | x_avg | x_min | x_total
HV 100A | HV 100A | 100 | 0 | [10.0, 3.64, 0.854, 0.281, 0.1, 0.0531, 0.022, 0.01] | [10.0, 4.267, 1.21, 0.403, 0.1, 0.058, 0.022, 0.01] | 0 | [300.0, 350.0, 450.0, 550.0, 700.0, 850.0, 1200.0, 1752.0] | [600.0, 700.0, 900.0, 1150.0, 1665.0, 2000.0, 3000.0, 4313.0]
HV 10A | HV 10A | 10 | 0 | [10.0, 1675.0, 0.344, 0.156, 0.1, 0.0417, 0.0171, 0.01] | [10.0, 1.3, 0.3, 0.155, 0.1, 0.0555, 0.023, 0.01] | 0 | [30.0, 32.0, 35.0, 37.0, 39.0, 50.0, 70.0, 88.0] | [60.0, 70.0, 80.0, 87.0, 94.0, 110.0, 150.0, 216.0]
HV 125A | HV 125A | 125 | 0 | [10.0, 1.82, 0.344, 0.1, 0.0467, 0.0269, 0.01] | [10.0, 2.478, 0.426, 0.1, 0.0427, 0.0211, 0.01] | 0 | [375.0, 500.0, 700.0, 925.0, 1200.0, 1500.0, 2341.0] | [750.0, 1000.0, 1500.0, 2200.0, 3000.0, 4000.0, 5765.0]
HV 160A | HV 160A | 160 | 0 | [10.0, 4.15, 1.03, 0.198, 0.1, 0.051, 0.0172, 0.01] | [10.0, 2.3, 0.734, 0.274, 0.1, 0.046, 0.0177, 0.01] | 0 | [480.0, 550.0, 700.0, 1000.0, 1260.0, 1600.0, 2500.0, 3227.0] | [960.0, 1300.0, 1700.0, 2200.0, 2996.0, 4000.0, 6000.0, 7946.0]
HV 16A | HV 16A | 16 | 0 | [10.0, 0.352, 0.164, 0.1, 0.0649, 0.0342, 0.01] | [10.0, 2.34, 0.722, 0.181, 0.1, 0.055, 0.0296, 0.01] | 0 | [48.0, 60.0, 65.0, 71.0, 80.0, 100.0, 162.0] | [96.0, 110.0, 125.0, 150.0, 168.0, 200.0, 250.0, 398.0]
HV 200A | HV 200A | 200 | 0 | [10.0, 4.267, 1.21, 0.403, 0.1, 0.058, 0.022, 0.01] | [10.0, 3.73, 1.654, 0.328, 0.1, 0.0531, 0.019, 0.01] | 0 | [600.0, 700.0, 900.0, 1150.0, 1665.0, 2000.0, 3000.0, 4313.0] | [1200.0, 1500.0, 1800.0, 2700.0, 3960.0, 5000.0, 7500.0, 10620.0]
HV 20A | HV 20A | 20 | 0 | [10.0, 1.3, 0.3, 0.155, 0.1, 0.0555, 0.023, 0.01] | [10.0, 1.3, 0.161, 0.1, 0.0611, 0.0399, 0.0141, 0.01] | 0 | [60.0, 70.0, 80.0, 87.0, 94.0, 110.0, 150.0, 216.0] | [120.0, 150.0, 200.0, 223.0, 260.0, 300.0, 450.0, 532.0]
HV 25A | HV 25A | 25 | 0 | [10.0, 2.512, 0.833, 0.299, 0.1, 0.0372, 0.0223, 0.01] | [10.0, 3.125, 0.597, 0.198, 0.1, 0.0378, 0.022, 0.01] | 0 | [75.0, 82.0, 90.0, 100.0, 124.0, 170.0, 200.0, 289.0] | [150.0, 170.0, 210.0, 250.0, 294.0, 400.0, 500.0, 711.0]
HV 31.5A | HV 31.5A | 31.5 | 0 | [10.0, 2.34, 0.722, 0.181, 0.1, 0.055, 0.0296, 0.01] | [10.0, 2.84, 0.368, 0.164, 0.1, 0.0621, 0.0378, 0.0195, 0.01] | 0 | [95.0, 110.0, 125.0, 150.0, 165.0, 200.0, 250.0, 390.0] | [189.0, 220.0, 300.0, 350.0, 393.0, 450.0, 530.0, 700.0, 960.0]
HV 40A | HV 40A | 40 | 0 | [10.0, 1.3, 0.161, 0.1, 0.0611, 0.0399, 0.0141, 0.01] | [10.0, 2.05, 0.369, 0.198, 0.1, 0.051, 0.0298, 0.01] | 0 | [120.0, 150.0, 200.0, 223.0, 260.0, 300.0, 450.0, 532.0] | [240.0, 300.0, 400.0, 450.0, 530.0, 650.0, 800.0, 1311.0]
HV 50A | HV 50A | 50 | 0 | [10.0, 3.215, 0.597, 0.198, 0.1, 0.0378, 0.022, 0.01] | [10.0, 3.64, 0.854, 0.281, 0.1, 0.0531, 0.022, 0.01] | 0 | [150.0, 170.0, 210.0, 250.0, 294.0, 400.0, 500.0, 711.0] | [300.0, 350.0, 450.0, 550.0, 700.0, 850.0, 1200.0, 1752.0]
HV 6.3A | HV 6.3A | 6.3 | 0 | [10.0, 1.39, 0.344, 0.168, 0.1, 0.056, 0.0263, 0.01] | [10.0, 1.711, 0.516, 0.198, 0.1, 0.0634, 0.0303, 0.01] | 0 | [19.0, 19.5, 20.4, 20.8, 22.0, 25.0, 32.0, 48.0] | [38.0, 40.0, 43.0, 48.0, 53.0, 60.0, 75.0, 118.0]
HV 63A | HV 63A | 63 | 0 | [10.0, 2.84, 0.368, 0.164, 0.1, 0.0621, 0.0378, 0.0195, 0.01] | [10.0, 1.82, 0.344, 0.1, 0.0467, 0.0269, 0.01] | 0 | [189.0, 220.0, 300.0, 350.0, 393.0, 450.0, 530.0, 700.0, 961.0] | [378.0, 500.0, 700.0, 934.0, 1200.0, 1500.0, 2366.0]
HV 80A | HV 80A | 80 | 0 | [10.0, 2.05, 0.369, 0.198, 0.1, 0.051, 0.0298, 0.01] | [10.0, 4.15, 1.03, 0.198, 0.1, 0.051, 0.0172, 0.01] | 0 | [240.0, 300.0, 400.0, 450.0, 530.0, 650.0, 800.0, 1311.0] | [480.0, 550.0, 700.0, 1000.0, 1260.0, 1600.0, 2500.0, 3227.0]
Siemens NH-1-100 | Siemens NH-1-100 | 100 | [5400.0, 2000.0, 400.0, 20.0, 1.0, 0.2, 0.012, 0.004] | 0 | 0 | [150.0, 190.0, 250.0, 430.0, 900.0, 1250.0, 2700.0, 3600.0] | 0 | 0
Siemens NH-1-125 | Siemens NH-1-125 | 125 | [4800.0, 120.0, 7.0, 0.1, 0.004] | 0 | 0 | [180.0, 400.0, 740.0, 2000.0, 4250.0] | 0 | 0
Siemens NH-1-16 | Siemens NH-1-16 | 16 | [4000.0, 400.0, 2.0, 0.1, 0.04, 0.01] | 0 | 0 | [26.0, 35.0, 75.0, 150.0, 200.0, 300.0] | 0 | 0
Siemens NH-1-160 | Siemens NH-1-160 | 160 | [4800.0, 120.0, 7.0, 0.1, 0.004] | 0 | 0 | [210.0, 500.0, 900.0, 2300.0, 5000.0] | 0 | 0
Siemens NH-1-25 | Siemens NH-1-25 | 25 | [4000.0, 1000.0, 10.0, 0.2, 0.02, 0.01] | 0 | 0 | [40.0, 50.0, 100.0, 210.0, 400.0, 500.0] | 0 | 0
Siemens NH-1-50 | Siemens NH-1-50 | 50 | [4000.0, 40.0, 4.0, 1.0, 0.02, 0.01] | 0 | 0 | [86.0, 200.0, 300.0, 400.0, 1000.0, 1280.0] | 0 | 0
Siemens NH-1-63 | Siemens NH-1-63 | 63 | [4000.0, 100.0, 10.0, 2.0, 0.04, 0.01] | 0 | 0 | [100.0, 200.0, 300.0, 400.0, 1000.0, 1500.0] | 0 | 0
Siemens NH-1-80 | Siemens NH-1-80 | 80 | [4800.0, 120.0, 7.0, 0.1, 0.01] | 0 | 0 | [150.58, 250.0, 450.0, 1150.0, 2470.0] | 0 | 0
Siemens NH-2-1000 | Siemens NH-2-1000 | 1000 | [4800.0, 120.0, 7.0, 0.1, 0.004] | 0 | 0 | [1900.0, 3500.0, 8400.0, 24000.0, 52000.0] | 0 | 0
Siemens NH-2-200 | Siemens NH-2-200 | 200 | [4800.0, 120.0, 7.0, 0.1, 0.004] | 0 | 0 | [280.0, 650.0, 1200.0, 3000.0, 7000.0] | 0 | 0
Siemens NH-2-224 | Siemens NH-2-224 | 224 | [4800.0, 120.0, 7.0, 0.2, 0.04, 0.004] | 0 | 0 | [400.0, 750.0, 1453.0, 3025.0, 4315.0, 7600.0] | 0 | 0
Siemens NH-2-250 | Siemens NH-2-250 | 250 | [4800.0, 120.0, 7.0, 0.1, 0.004] | 0 | 0 | [450.0, 800.0, 1650.0, 4000.0, 8500.0] | 0 | 0
Siemens NH-2-315 | Siemens NH-2-315 | 315 | [4800.0, 120.0, 7.0, 0.1, 0.004] | 0 | 0 | [550.0, 920.0, 1900.0, 5000.0, 11000.0] | 0 | 0
Siemens NH-2-355 | Siemens NH-2-355 | 355 | [4800.0, 120.0, 6.0, 0.1, 0.004] | 0 | 0 | [650.0, 1116.27, 2350.0, 5840.0, 12790.0] | 0 | 0
Siemens NH-2-400 | Siemens NH-2-400 | 400 | [4800.0, 120.0, 7.0, 0.1, 0.004] | 0 | 0 | [720.0, 1350.0, 2800.0, 6500.0, 15000.0] | 0 | 0
Siemens NH-2-425 | Siemens NH-2-425 | 425 | [4800.0, 120.0, 7.0, 0.1, 0.004] | 0 | 0 | [850.0, 1500.0, 3050.0, 7500.0, 16500.0] | 0 | 0
Siemens NH-2-630 | Siemens NH-2-630 | 630 | [4800.0, 120.0, 7.0, 0.1, 0.004] | 0 | 0 | [1200.0, 2000.0, 4800.0, 12000.0, 26000.0] | 0 | 0

## dtypes
| element | column | dtype
0 | bus | name | object
1 | bus | vn_kv | float64
2 | bus | type | object
3 | bus | zone | object
4 | bus | in_service | bool
5 | load | name | object
6 | load | bus | uint32
7 | load | p_mw | float64
8 | load | q_mvar | float64
9 | load | const_z_percent | float64
10 | load | const_i_percent | float64
11 | load | sn_mva | float64
12 | load | scaling | float64
13 | load | in_service | bool
14 | load | type | object
15 | ext_grid | name | object
16 | ext_grid | bus | uint32
17 | ext_grid | vm_pu | float64
18 | ext_grid | va_degree | float64
19 | ext_grid | slack_weight | float64
20 | ext_grid | in_service | bool
21 | line | name | object
22 | line | std_type | object
23 | line | from_bus | uint32
24 | line | to_bus | uint32
25 | line | length_km | float64
26 | line | r_ohm_per_km | float64
27 | line | x_ohm_per_km | float64
28 | line | c_nf_per_km | float64
29 | line | g_us_per_km | float64
30 | line | max_i_ka | float64
31 | line | df | float64
32 | line | parallel | uint32
33 | line | type | object
34 | line | in_service | bool
35 | trafo | name | object
36 | trafo | std_type | object
37 | trafo | hv_bus | uint32
38 | trafo | lv_bus | uint32
39 | trafo | sn_mva | float64
40 | trafo | vn_hv_kv | float64
41 | trafo | vn_lv_kv | float64
42 | trafo | vk_percent | float64
43 | trafo | vkr_percent | float64
44 | trafo | pfe_kw | float64
45 | trafo | i0_percent | float64
46 | trafo | shift_degree | float64
47 | trafo | tap_side | object
48 | trafo | tap_neutral | int32
49 | trafo | tap_min | int32
50 | trafo | tap_max | int32
51 | trafo | tap_step_percent | float64
52 | trafo | tap_step_degree | float64
53 | trafo | tap_pos | int32
54 | trafo | tap_phase_shifter | bool
55 | trafo | parallel | uint32
56 | trafo | df | float64
57 | trafo | in_service | bool
58 | line_geodata | coords | object
59 | bus_geodata | x | float64
60 | bus_geodata | y | float64
61 | bus_geodata | coords | object

## parameters
| version | format_version | converged | OPF_converged | name | f_hz | sn_mva
0 | 2.14.6 | 2.14.0 | FALSE | FALSE |  | 50 | 1