## bus
| name | vn_kv | type | zone | in_service
0 | bus_LV_6643-19_0_5_node_0 | 0.4 | n |  | TRUE
1 | bus_LV_6643-19_0_5_node_1 | 0.4 | n |  | TRUE
2 | bus_LV_6643-19_0_5_node_15 | 0.4 | n |  | TRUE
3 | bus_LV_6643-19_0_5_node_40 | 0.4 | n |  | TRUE
4 | bus_LV_6643-19_0_5_node_3 | 0.4 | n |  | TRUE
5 | bus_LV_6643-19_0_5_node_7 | 0.4 | n |  | TRUE
6 | bus_LV_6643-19_0_5_node_49 | 0.4 | n |  | TRUE
7 | bus_LV_6643-19_0_5_node_172 | 0.4 | n |  | TRUE
8 | bus_LV_6643-19_0_5_node_4 | 0.4 | n |  | TRUE
9 | bus_LV_6643-19_0_5_node_24 | 0.4 | n |  | TRUE
10 | bus_LV_6643-19_0_5_node_44 | 0.4 | n |  | TRUE
11 | bus_LV_6643-19_0_5_node_6 | 0.4 | n |  | TRUE
12 | bus_LV_6643-19_0_5_node_32 | 0.4 | n |  | TRUE
13 | bus_LV_6643-19_0_5_node_170 | 0.4 | n |  | TRUE
14 | bus_LV_6643-19_0_5_node_136 | 0.4 | n |  | TRUE
15 | bus_LV_6643-19_0_5_node_134 | 0.4 | n |  | TRUE
16 | bus_LV_6643-19_0_5_node_8 | 0.4 | n |  | TRUE
17 | bus_LV_6643-19_0_5_node_10 | 0.4 | n |  | TRUE
18 | bus_LV_6643-19_0_5_node_21 | 0.4 | n |  | TRUE
19 | bus_LV_6643-19_0_5_node_9 | 0.4 | n |  | TRUE
20 | bus_LV_6643-19_0_5_node_13 | 0.4 | n |  | TRUE
21 | bus_LV_6643-19_0_5_node_20 | 0.4 | n |  | TRUE
22 | bus_LV_6643-19_0_5_node_23 | 0.4 | n |  | TRUE
23 | bus_LV_6643-19_0_5_node_90 | 0.4 | n |  | TRUE
24 | bus_LV_6643-19_0_5_node_105 | 0.4 | n |  | TRUE
25 | bus_LV_6643-19_0_5_node_11 | 0.4 | n |  | TRUE
26 | bus_LV_6643-19_0_5_node_70 | 0.4 | n |  | TRUE
27 | bus_LV_6643-19_0_5_node_28 | 0.4 | n |  | TRUE
28 | bus_LV_6643-19_0_5_node_69 | 0.4 | n |  | TRUE
29 | bus_LV_6643-19_0_5_node_12 | 0.4 | n |  | TRUE
30 | bus_LV_6643-19_0_5_node_107 | 0.4 | n |  | TRUE
31 | bus_LV_6643-19_0_5_node_19 | 0.4 | n |  | TRUE
32 | bus_LV_6643-19_0_5_node_106 | 0.4 | n |  | TRUE
33 | bus_LV_6643-19_0_5_node_103 | 0.4 | n |  | TRUE
34 | bus_LV_6643-19_0_5_node_14 | 0.4 | n |  | TRUE
35 | bus_LV_6643-19_0_5_node_25 | 0.4 | n |  | TRUE
36 | bus_LV_6643-19_0_5_node_151 | 0.4 | n |  | TRUE
37 | bus_LV_6643-19_0_5_node_137 | 0.4 | n |  | TRUE
38 | bus_LV_6643-19_0_5_node_135 | 0.4 | n |  | TRUE
39 | bus_LV_6643-19_0_5_node_16 | 0.4 | n |  | TRUE
40 | bus_LV_6643-19_0_5_node_150 | 0.4 | n |  | TRUE
41 | bus_LV_6643-19_0_5_node_149 | 0.4 | n |  | TRUE
42 | bus_LV_6643-19_0_5_node_17 | 0.4 | n |  | TRUE
43 | bus_LV_6643-19_0_5_node_36 | 0.4 | n |  | TRUE
44 | bus_LV_6643-19_0_5_node_68 | 0.4 | n |  | TRUE
45 | bus_LV_6643-19_0_5_node_18 | 0.4 | n |  | TRUE
46 | bus_LV_6643-19_0_5_node_66 | 0.4 | n |  | TRUE
47 | bus_LV_6643-19_0_5_node_84 | 0.4 | n |  | TRUE
48 | bus_LV_6643-19_0_5_node_51 | 0.4 | n |  | TRUE
49 | bus_LV_6643-19_0_5_node_83 | 0.4 | n |  | TRUE
50 | bus_LV_6643-19_0_5_node_146 | 0.4 | n |  | TRUE
51 | bus_LV_6643-19_0_5_node_22 | 0.4 | n |  | TRUE
52 | bus_LV_6643-19_0_5_node_100 | 0.4 | n |  | TRUE
53 | bus_LV_6643-19_0_5_node_171 | 0.4 | n |  | TRUE
54 | bus_LV_6643-19_0_5_node_41 | 0.4 | n |  | TRUE
55 | bus_LV_6643-19_0_5_node_167 | 0.4 | n |  | TRUE
56 | bus_LV_6643-19_0_5_node_26 | 0.4 | n |  | TRUE
57 | bus_LV_6643-19_0_5_node_58 | 0.4 | n |  | TRUE
58 | bus_LV_6643-19_0_5_node_131 | 0.4 | n |  | TRUE
59 | bus_LV_6643-19_0_5_node_86 | 0.4 | n |  | TRUE
60 | bus_LV_6643-19_0_5_node_29 | 0.4 | n |  | TRUE
61 | bus_LV_6643-19_0_5_node_39 | 0.4 | n |  | TRUE
62 | bus_LV_6643-19_0_5_node_174 | 0.4 | n |  | TRUE
63 | bus_LV_6643-19_0_5_node_30 | 0.4 | n |  | TRUE
64 | bus_LV_6643-19_0_5_node_35 | 0.4 | n |  | TRUE
65 | bus_LV_6643-19_0_5_node_163 | 0.4 | n |  | TRUE
66 | bus_LV_6643-19_0_5_node_166 | 0.4 | n |  | TRUE
67 | bus_LV_6643-19_0_5_node_31 | 0.4 | n |  | TRUE
68 | bus_LV_6643-19_0_5_node_33 | 0.4 | n |  | TRUE
69 | bus_LV_6643-19_0_5_node_38 | 0.4 | n |  | TRUE
70 | bus_LV_6643-19_0_5_node_99 | 0.4 | n |  | TRUE
71 | bus_LV_6643-19_0_5_node_98 | 0.4 | n |  | TRUE
72 | bus_LV_6643-19_0_5_node_104 | 0.4 | n |  | TRUE
73 | bus_LV_6643-19_0_5_node_164 | 0.4 | n |  | TRUE
74 | bus_LV_6643-19_0_5_node_37 | 0.4 | n |  | TRUE
75 | bus_LV_6643-19_0_5_node_47 | 0.4 | n |  | TRUE
76 | bus_LV_6643-19_0_5_node_165 | 0.4 | n |  | TRUE
77 | bus_LV_6643-19_0_5_node_175 | 0.4 | n |  | TRUE
78 | bus_LV_6643-19_0_5_node_63 | 0.4 | n |  | TRUE
79 | bus_LV_6643-19_0_5_node_113 | 0.4 | n |  | TRUE
80 | bus_LV_6643-19_0_5_node_119 | 0.4 | n |  | TRUE
81 | bus_LV_6643-19_0_5_node_42 | 0.4 | n |  | TRUE
82 | bus_LV_6643-19_0_5_node_87 | 0.4 | n |  | TRUE
83 | bus_LV_6643-19_0_5_node_88 | 0.4 | n |  | TRUE
84 | bus_LV_6643-19_0_5_node_85 | 0.4 | n |  | TRUE
85 | bus_LV_6643-19_0_5_node_48 | 0.4 | n |  | TRUE
86 | bus_LV_6643-19_0_5_node_45 | 0.4 | n |  | TRUE
87 | bus_LV_6643-19_0_5_node_142 | 0.4 | n |  | TRUE
88 | bus_LV_6643-19_0_5_node_121 | 0.4 | n |  | TRUE
89 | bus_LV_6643-19_0_5_node_60 | 0.4 | n |  | TRUE
90 | bus_LV_6643-19_0_5_node_61 | 0.4 | n |  | TRUE
91 | bus_LV_6643-19_0_5_node_89 | 0.4 | n |  | TRUE
92 | bus_LV_6643-19_0_5_node_169 | 0.4 | n |  | TRUE
93 | bus_LV_6643-19_0_5_node_94 | 0.4 | n |  | TRUE
94 | bus_LV_6643-19_0_5_node_64 | 0.4 | n |  | TRUE
95 | bus_LV_6643-19_0_5_node_50 | 0.4 | n |  | TRUE
96 | bus_LV_6643-19_0_5_node_145 | 0.4 | n |  | TRUE
97 | bus_LV_6643-19_0_5_node_101 | 0.4 | n |  | TRUE
98 | bus_LV_6643-19_0_5_node_141 | 0.4 | n |  | TRUE
99 | bus_LV_6643-19_0_5_node_56 | 0.4 | n |  | TRUE
100 | bus_LV_6643-19_0_5_node_173 | 0.4 | n |  | TRUE
101 | bus_LV_6643-19_0_5_node_161 | 0.4 | n |  | TRUE
102 | bus_LV_6643-19_0_5_node_162 | 0.4 | n |  | TRUE
103 | bus_LV_6643-19_0_5_node_118 | 0.4 | n |  | TRUE
104 | bus_LV_6643-19_0_5_node_120 | 0.4 | n |  | TRUE
105 | bus_LV_6643-19_0_5_node_46 | 0.4 | n |  | TRUE
106 | bus_LV_6643-19_0_5_node_52 | 0.4 | n |  | TRUE
107 | bus_LV_6643-19_0_5_node_53 | 0.4 | n |  | TRUE
108 | bus_LV_6643-19_0_5_node_96 | 0.4 | n |  | TRUE
109 | bus_LV_6643-19_0_5_node_95 | 0.4 | n |  | TRUE
110 | bus_LV_6643-19_0_5_node_54 | 0.4 | n |  | TRUE
111 | bus_LV_6643-19_0_5_node_55 | 0.4 | n |  | TRUE
112 | bus_LV_6643-19_0_5_node_57 | 0.4 | n |  | TRUE
113 | bus_LV_6643-19_0_5_node_59 | 0.4 | n |  | TRUE
114 | bus_LV_6643-19_0_5_node_133 | 0.4 | n |  | TRUE
115 | bus_LV_6643-19_0_5_node_76 | 0.4 | n |  | TRUE
116 | bus_LV_6643-19_0_5_node_132 | 0.4 | n |  | TRUE
117 | bus_LV_6643-19_0_5_node_73 | 0.4 | n |  | TRUE
118 | bus_LV_6643-19_0_5_node_62 | 0.4 | n |  | TRUE
119 | bus_LV_6643-19_0_5_node_80 | 0.4 | n |  | TRUE
120 | bus_LV_6643-19_0_5_node_82 | 0.4 | n |  | TRUE
121 | bus_LV_6643-19_0_5_node_78 | 0.4 | n |  | TRUE
122 | bus_LV_6643-19_0_5_node_65 | 0.4 | n |  | TRUE
123 | bus_LV_6643-19_0_5_node_67 | 0.4 | n |  | TRUE
124 | bus_LV_6643-19_0_5_node_114 | 0.4 | n |  | TRUE
125 | bus_LV_6643-19_0_5_node_115 | 0.4 | n |  | TRUE
126 | bus_LV_6643-19_0_5_node_71 | 0.4 | n |  | TRUE
127 | bus_LV_6643-19_0_5_node_72 | 0.4 | n |  | TRUE
128 | bus_LV_6643-19_0_5_node_75 | 0.4 | n |  | TRUE
129 | bus_LV_6643-19_0_5_node_77 | 0.4 | n |  | TRUE
130 | bus_LV_6643-19_0_5_node_74 | 0.4 | n |  | TRUE
131 | bus_LV_6643-19_0_5_node_126 | 0.4 | n |  | TRUE
132 | bus_LV_6643-19_0_5_node_147 | 0.4 | n |  | TRUE
133 | bus_LV_6643-19_0_5_node_127 | 0.4 | n |  | TRUE
134 | bus_LV_6643-19_0_5_node_157 | 0.4 | n |  | TRUE
135 | bus_LV_6643-19_0_5_node_148 | 0.4 | n |  | TRUE
136 | bus_LV_6643-19_0_5_node_128 | 0.4 | n |  | TRUE
137 | bus_LV_6643-19_0_5_node_124 | 0.4 | n |  | TRUE
138 | bus_LV_6643-19_0_5_node_79 | 0.4 | n |  | TRUE
139 | bus_LV_6643-19_0_5_node_81 | 0.4 | n |  | TRUE
140 | bus_LV_6643-19_0_5_node_154 | 0.4 | n |  | TRUE
141 | bus_LV_6643-19_0_5_node_179 | 0.4 | n |  | TRUE
142 | bus_LV_6643-19_0_5_node_178 | 0.4 | n |  | TRUE
143 | bus_LV_6643-19_0_5_node_91 | 0.4 | n |  | TRUE
144 | bus_LV_6643-19_0_5_node_92 | 0.4 | n |  | TRUE
145 | bus_LV_6643-19_0_5_node_93 | 0.4 | n |  | TRUE
146 | bus_LV_6643-19_0_5_node_160 | 0.4 | n |  | TRUE
147 | bus_LV_6643-19_0_5_node_176 | 0.4 | n |  | TRUE
148 | bus_LV_6643-19_0_5_node_110 | 0.4 | n |  | TRUE
149 | bus_LV_6643-19_0_5_node_159 | 0.4 | n |  | TRUE
150 | bus_LV_6643-19_0_5_node_177 | 0.4 | n |  | TRUE
151 | bus_LV_6643-19_0_5_node_125 | 0.4 | n |  | TRUE
152 | bus_LV_6643-19_0_5_node_112 | 0.4 | n |  | TRUE
153 | bus_LV_6643-19_0_5_node_108 | 0.4 | n |  | TRUE
154 | bus_LV_6643-19_0_5_node_97 | 0.4 | n |  | TRUE
155 | bus_LV_6643-19_0_5_node_102 | 0.4 | n |  | TRUE
156 | bus_LV_6643-19_0_5_node_168 | 0.4 | n |  | TRUE
157 | bus_LV_6643-19_0_5_node_109 | 0.4 | n |  | TRUE
158 | bus_LV_6643-19_0_5_node_111 | 0.4 | n |  | TRUE
159 | bus_LV_6643-19_0_5_node_129 | 0.4 | n |  | TRUE
160 | bus_LV_6643-19_0_5_node_116 | 0.4 | n |  | TRUE
161 | bus_LV_6643-19_0_5_node_117 | 0.4 | n |  | TRUE
162 | bus_LV_6643-19_0_5_node_123 | 0.4 | n |  | TRUE
163 | bus_LV_6643-19_0_5_node_122 | 0.4 | n |  | TRUE
164 | bus_LV_6643-19_0_5_node_152 | 0.4 | n |  | TRUE
165 | bus_LV_6643-19_0_5_node_155 | 0.4 | n |  | TRUE
166 | bus_LV_6643-19_0_5_node_144 | 0.4 | n |  | TRUE
167 | bus_LV_6643-19_0_5_node_130 | 0.4 | n |  | TRUE
168 | bus_LV_6643-19_0_5_node_143 | 0.4 | n |  | TRUE
169 | bus_LV_6643-19_0_5_node_138 | 0.4 | n |  | TRUE
170 | bus_LV_6643-19_0_5_node_139 | 0.4 | n |  | TRUE
171 | bus_LV_6643-19_0_5_node_140 | 0.4 | n |  | TRUE
172 | bus_LV_6643-19_0_5_node_156 | 0.4 | n |  | TRUE
173 | bus_LV_6643-19_0_5_node_158 | 0.4 | n |  | TRUE
174 | bus_MV_464_0_node_29 | 20 | n |  | TRUE

## load
| name | bus | p_mw | q_mvar | const_z_percent | const_i_percent | sn_mva | scaling | in_service | type
0 | LV_6643-19_0_5_load_0 | 0 | 0.0059411 | 0.001489 | 0 | 0 |  | 1 | TRUE | wye
1 | LV_6643-19_0_5_load_49 | 6 | 0.0070491 | 0.0017667 | 0 | 0 |  | 1 | TRUE | wye
2 | LV_6643-19_0_5_load_172 | 7 | 0.0071767 | 0.0017987 | 0 | 0 |  | 1 | TRUE | wye
3 | LV_6643-19_0_5_load_44 | 10 | 0.0074409 | 0.0018649 | 0 | 0 |  | 1 | TRUE | wye
4 | LV_6643-19_0_5_load_170 | 13 | 0.01768 | 0.004431 | 0 | 0 |  | 1 | TRUE | wye
5 | LV_6643-19_0_5_load_136 | 14 | 0.0061968 | 0.0015531 | 0 | 0 |  | 1 | TRUE | wye
6 | LV_6643-19_0_5_load_134 | 15 | 0.00145 | 0.00036339 | 0 | 0 |  | 1 | TRUE | wye
7 | LV_6643-19_0_5_load_90 | 23 | 0.00094448 | 0.00023671 | 0 | 0 |  | 1 | TRUE | wye
8 | LV_6643-19_0_5_load_105 | 24 | 0.00067764 | 0.00016983 | 0 | 0 |  | 1 | TRUE | wye
9 | LV_6643-19_0_5_load_69 | 28 | 0.023976 | 0.006009 | 0 | 0 |  | 1 | TRUE | wye
10 | LV_6643-19_0_5_load_107 | 30 | 0.017744 | 0.004447 | 0 | 0 |  | 1 | TRUE | wye
11 | LV_6643-19_0_5_load_106 | 32 | 0.017744 | 0.0044472 | 0 | 0 |  | 1 | TRUE | wye
12 | LV_6643-19_0_5_load_103 | 33 | 0.0013844 | 0.00034695 | 0 | 0 |  | 1 | TRUE | wye
13 | LV_6643-19_0_5_load_151 | 36 | 0.0096824 | 0.0024266 | 0 | 0 |  | 1 | TRUE | wye
14 | LV_6643-19_0_5_load_137 | 37 | 0.0023152 | 0.00058023 | 0 | 0 |  | 1 | TRUE | wye
15 | LV_6643-19_0_5_load_135 | 38 | 0.0031116 | 0.00077985 | 0 | 0 |  | 1 | TRUE | wye
16 | LV_6643-19_0_5_load_150 | 40 | 0.0028371 | 0.00071105 | 0 | 0 |  | 1 | TRUE | wye
17 | LV_6643-19_0_5_load_149 | 41 | 0.0018352 | 0.00045995 | 0 | 0 |  | 1 | TRUE | wye
18 | LV_6643-19_0_5_load_68 | 44 | 0.0035118 | 0.00088013 | 0 | 0 |  | 1 | TRUE | wye
19 | LV_6643-19_0_5_load_84 | 47 | 0.0029594 | 0.0007417 | 0 | 0 |  | 1 | TRUE | wye
20 | LV_6643-19_0_5_load_51 | 48 | 0.0042153 | 0.0010565 | 0 | 0 |  | 1 | TRUE | wye
21 | LV_6643-19_0_5_load_83 | 49 | 0.0026238 | 0.00065758 | 0 | 0 |  | 1 | TRUE | wye
22 | LV_6643-19_0_5_load_146 | 50 | 0.0018235 | 0.00045702 | 0 | 0 |  | 1 | TRUE | wye
23 | LV_6643-19_0_5_load_100 | 52 | 0.0087298 | 0.0021879 | 0 | 0 |  | 1 | TRUE | wye
24 | LV_6643-19_0_5_load_171 | 53 | 0.012837 | 0.0032174 | 0 | 0 |  | 1 | TRUE | wye
25 | LV_6643-19_0_5_load_167 | 55 | 0.002347 | 0.00058822 | 0 | 0 |  | 1 | TRUE | wye
26 | LV_6643-19_0_5_load_131 | 58 | 0.0052345 | 0.0013119 | 0 | 0 |  | 1 | TRUE | wye
27 | LV_6643-19_0_5_load_86 | 59 | 0.018198 | 0.0045608 | 0 | 0 |  | 1 | TRUE | wye
28 | LV_6643-19_0_5_load_174 | 62 | 0.0072177 | 0.0018089 | 0 | 0 |  | 1 | TRUE | wye
29 | LV_6643-19_0_5_load_163 | 65 | 0.00082816 | 0.00020756 | 0 | 0 |  | 1 | TRUE | wye
30 | LV_6643-19_0_5_load_166 | 66 | 0.0013166 | 0.00032996 | 0 | 0 |  | 1 | TRUE | wye
31 | LV_6643-19_0_5_load_99 | 70 | 0.00078531 | 0.00019682 | 0 | 0 |  | 1 | TRUE | wye
32 | LV_6643-19_0_5_load_98 | 71 | 0.0076417 | 0.0019152 | 0 | 0 |  | 1 | TRUE | wye
33 | LV_6643-19_0_5_load_104 | 72 | 0.0010505 | 0.00026328 | 0 | 0 |  | 1 | TRUE | wye
34 | LV_6643-19_0_5_load_164 | 73 | 0.00061774 | 0.00015482 | 0 | 0 |  | 1 | TRUE | wye
35 | LV_6643-19_0_5_load_47 | 75 | 0.0071572 | 0.0017938 | 0 | 0 |  | 1 | TRUE | wye
36 | LV_6643-19_0_5_load_165 | 76 | 0.0030266 | 0.00075855 | 0 | 0 |  | 1 | TRUE | wye
37 | LV_6643-19_0_5_load_175 | 77 | 0.010409 | 0.0026087 | 0 | 0 |  | 1 | TRUE | wye
38 | LV_6643-19_0_5_load_113 | 79 | 0.0048493 | 0.0012153 | 0 | 0 |  | 1 | TRUE | wye
39 | LV_6643-19_0_5_load_119 | 80 | 0.006344 | 0.00159 | 0 | 0 |  | 1 | TRUE | wye
40 | LV_6643-19_0_5_load_87 | 82 | 0.0041039 | 0.0010285 | 0 | 0 |  | 1 | TRUE | wye
41 | LV_6643-19_0_5_load_88 | 83 | 0.002859 | 0.00071652 | 0 | 0 |  | 1 | TRUE | wye
42 | LV_6643-19_0_5_load_85 | 84 | 0.012397 | 0.003107 | 0 | 0 |  | 1 | TRUE | wye
43 | LV_6643-19_0_5_load_48 | 85 | 0.0070589 | 0.0017691 | 0 | 0 |  | 1 | TRUE | wye
44 | LV_6643-19_0_5_load_45 | 86 | 0.0020142 | 0.00050482 | 0 | 0 |  | 1 | TRUE | wye
45 | LV_6643-19_0_5_load_142 | 87 | 0.0059676 | 0.0014956 | 0 | 0 |  | 1 | TRUE | wye
46 | LV_6643-19_0_5_load_121 | 88 | 0.0054247 | 0.0013596 | 0 | 0 |  | 1 | TRUE | wye
47 | LV_6643-19_0_5_load_60 | 89 | 0.0019715 | 0.0004941 | 0 | 0 |  | 1 | TRUE | wye
48 | LV_6643-19_0_5_load_89 | 91 | 0.00062189 | 0.00015586 | 0 | 0 |  | 1 | TRUE | wye
49 | LV_6643-19_0_5_load_169 | 92 | 0.012698 | 0.0031825 | 0 | 0 |  | 1 | TRUE | wye
50 | LV_6643-19_0_5_load_64 | 94 | 0.0016937 | 0.00042448 | 0 | 0 |  | 1 | TRUE | wye
51 | LV_6643-19_0_5_load_50 | 95 | 0.0014618 | 0.00036637 | 0 | 0 |  | 1 | TRUE | wye
52 | LV_6643-19_0_5_load_145 | 96 | 0.0018147 | 0.00045482 | 0 | 0 |  | 1 | TRUE | wye
53 | LV_6643-19_0_5_load_101 | 97 | 0.0086647 | 0.0021716 | 0 | 0 |  | 1 | TRUE | wye
54 | LV_6643-19_0_5_load_141 | 98 | 0.0061645 | 0.001545 | 0 | 0 |  | 1 | TRUE | wye
55 | LV_6643-19_0_5_load_173 | 100 | 0.0072688 | 0.0018217 | 0 | 0 |  | 1 | TRUE | wye
56 | LV_6643-19_0_5_load_161 | 101 | 0.0010939 | 0.00027415 | 0 | 0 |  | 1 | TRUE | wye
57 | LV_6643-19_0_5_load_162 | 102 | 0.0043027 | 0.0010784 | 0 | 0 |  | 1 | TRUE | wye
58 | LV_6643-19_0_5_load_118 | 103 | 0.0054374 | 0.0013627 | 0 | 0 |  | 1 | TRUE | wye
59 | LV_6643-19_0_5_load_120 | 104 | 0.0064964 | 0.0016281 | 0 | 0 |  | 1 | TRUE | wye
60 | LV_6643-19_0_5_load_46 | 105 | 0.0074854 | 0.001876 | 0 | 0 |  | 1 | TRUE | wye
61 | LV_6643-19_0_5_load_52 | 106 | 0.0018301 | 0.00045867 | 0 | 0 |  | 1 | TRUE | wye
62 | LV_6643-19_0_5_load_53 | 107 | 0.0018311 | 0.00045892 | 0 | 0 |  | 1 | TRUE | wye
63 | LV_6643-19_0_5_load_96 | 108 | 0.0018249 | 0.00045738 | 0 | 0 |  | 1 | TRUE | wye
64 | LV_6643-19_0_5_load_95 | 109 | 0.0017989 | 0.00045085 | 0 | 0 |  | 1 | TRUE | wye
65 | LV_6643-19_0_5_load_54 | 110 | 0.0055469 | 0.0013902 | 0 | 0 |  | 1 | TRUE | wye
66 | LV_6643-19_0_5_load_55 | 111 | 0.0046999 | 0.0011779 | 0 | 0 |  | 1 | TRUE | wye
67 | LV_6643-19_0_5_load_57 | 112 | 0.0045264 | 0.0011344 | 0 | 0 |  | 1 | TRUE | wye
68 | LV_6643-19_0_5_load_59 | 113 | 0.0079674 | 0.0019968 | 0 | 0 |  | 1 | TRUE | wye
69 | LV_6643-19_0_5_load_133 | 114 | 0.0017857 | 0.00044754 | 0 | 0 |  | 1 | TRUE | wye
70 | LV_6643-19_0_5_load_76 | 115 | 0.0027896 | 0.00069915 | 0 | 0 |  | 1 | TRUE | wye
71 | LV_6643-19_0_5_load_132 | 116 | 0.0030173 | 0.0007562 | 0 | 0 |  | 1 | TRUE | wye
72 | LV_6643-19_0_5_load_82 | 120 | 0.001897 | 0.00047544 | 0 | 0 |  | 1 | TRUE | wye
73 | LV_6643-19_0_5_load_78 | 121 | 0.00023726 | 5.9463e-05 | 0 | 0 |  | 1 | TRUE | wye
74 | LV_6643-19_0_5_load_65 | 122 | 0.0016364 | 0.00041011 | 0 | 0 |  | 1 | TRUE | wye
75 | LV_6643-19_0_5_load_67 | 123 | 0.0013584 | 0.00034045 | 0 | 0 |  | 1 | TRUE | wye
76 | LV_6643-19_0_5_load_114 | 124 | 0.0026629 | 0.00066738 | 0 | 0 |  | 1 | TRUE | wye
77 | LV_6643-19_0_5_load_115 | 125 | 0.00081527 | 0.00020433 | 0 | 0 |  | 1 | TRUE | wye
78 | LV_6643-19_0_5_load_71 | 126 | 0.0057056 | 0.00143 | 0 | 0 |  | 1 | TRUE | wye
79 | LV_6643-19_0_5_load_72 | 127 | 0.0079352 | 0.0019888 | 0 | 0 |  | 1 | TRUE | wye
80 | LV_6643-19_0_5_load_75 | 128 | 0.008042 | 0.0020155 | 0 | 0 |  | 1 | TRUE | wye
81 | LV_6643-19_0_5_load_77 | 129 | 0.0026287 | 0.00065882 | 0 | 0 |  | 1 | TRUE | wye
82 | LV_6643-19_0_5_load_74 | 130 | 0.0080326 | 0.0020132 | 0 | 0 |  | 1 | TRUE | wye
83 | LV_6643-19_0_5_load_147 | 132 | 0.0061962 | 0.0015529 | 0 | 0 |  | 1 | TRUE | wye
84 | LV_6643-19_0_5_load_157 | 134 | 0.00065851 | 0.00016504 | 0 | 0 |  | 1 | TRUE | wye
85 | LV_6643-19_0_5_load_148 | 135 | 0.0019145 | 0.00047982 | 0 | 0 |  | 1 | TRUE | wye
86 | LV_6643-19_0_5_load_154 | 140 | 0.0021648 | 0.00054254 | 0 | 0 |  | 1 | TRUE | wye
87 | LV_6643-19_0_5_load_179 | 141 | 0.0016447 | 0.0004122 | 0 | 0 |  | 1 | TRUE | wye
88 | LV_6643-19_0_5_load_178 | 142 | 0.0096386 | 0.0024157 | 0 | 0 |  | 1 | TRUE | wye
89 | LV_6643-19_0_5_load_92 | 144 | 0.0015954 | 0.00039983 | 0 | 0 |  | 1 | TRUE | wye
90 | LV_6643-19_0_5_load_160 | 146 | 0.0050217 | 0.0012586 | 0 | 0 |  | 1 | TRUE | wye
91 | LV_6643-19_0_5_load_159 | 149 | 0.0063086 | 0.0015811 | 0 | 0 |  | 1 | TRUE | wye
92 | LV_6643-19_0_5_load_177 | 150 | 0.0063229 | 0.0015847 | 0 | 0 |  | 1 | TRUE | wye
93 | LV_6643-19_0_5_load_112 | 152 | 0.006525 | 0.0016353 | 0 | 0 |  | 1 | TRUE | wye
94 | LV_6643-19_0_5_load_108 | 153 | 0.0066193 | 0.001659 | 0 | 0 |  | 1 | TRUE | wye
95 | LV_6643-19_0_5_load_97 | 154 | 0.0036848 | 0.00092349 | 0 | 0 |  | 1 | TRUE | wye
96 | LV_6643-19_0_5_load_102 | 155 | 0.0085744 | 0.0021489 | 0 | 0 |  | 1 | TRUE | wye
97 | LV_6643-19_0_5_load_168 | 156 | 0.0042235 | 0.0010585 | 0 | 0 |  | 1 | TRUE | wye
98 | LV_6643-19_0_5_load_109 | 157 | 0.0065979 | 0.0016536 | 0 | 0 |  | 1 | TRUE | wye
99 | LV_6643-19_0_5_load_111 | 158 | 0.0077649 | 0.0019461 | 0 | 0 |  | 1 | TRUE | wye
100 | LV_6643-19_0_5_load_129 | 159 | 0.0079603 | 0.001995 | 0 | 0 |  | 1 | TRUE | wye
101 | LV_6643-19_0_5_load_116 | 160 | 0.011034 | 0.0027653 | 0 | 0 |  | 1 | TRUE | wye
102 | LV_6643-19_0_5_load_117 | 161 | 0.011024 | 0.0027629 | 0 | 0 |  | 1 | TRUE | wye
103 | LV_6643-19_0_5_load_122 | 163 | 0.0079969 | 0.0020042 | 0 | 0 |  | 1 | TRUE | wye
104 | LV_6643-19_0_5_load_152 | 164 | 0.020363 | 0.0051035 | 0 | 0 |  | 1 | TRUE | wye
105 | LV_6643-19_0_5_load_155 | 165 | 0.0075555 | 0.0018936 | 0 | 0 |  | 1 | TRUE | wye
106 | LV_6643-19_0_5_load_130 | 167 | 0.0021006 | 0.00052645 | 0 | 0 |  | 1 | TRUE | wye
107 | LV_6643-19_0_5_load_143 | 168 | 0.0060119 | 0.0015067 | 0 | 0 |  | 1 | TRUE | wye
108 | LV_6643-19_0_5_load_138 | 169 | 0.0012771 | 0.00032008 | 0 | 0 |  | 1 | TRUE | wye
109 | LV_6643-19_0_5_load_139 | 170 | 0.0018934 | 0.00047452 | 0 | 0 |  | 1 | TRUE | wye
110 | LV_6643-19_0_5_load_140 | 171 | 0.001713 | 0.00042932 | 0 | 0 |  | 1 | TRUE | wye
111 | LV_6643-19_0_5_load_156 | 172 | 0.0062134 | 0.0015572 | 0 | 0 |  | 1 | TRUE | wye
112 | LV_6643-19_0_5_load_158 | 173 | 0.0028741 | 0.00072032 | 0 | 0 |  | 1 | TRUE | wye

## ext_grid
| name | bus | vm_pu | va_degree | slack_weight | in_service
0 |  | 130 | 1 | 0 | 1 | TRUE

## line
| name | std_type | from_bus | to_bus | length_km | r_ohm_per_km | x_ohm_per_km | c_nf_per_km | g_us_per_km | max_i_ka | df | parallel | type | in_service
0 | LV_6643-19_0_5_line_0 |  | 0 | 1 | 0.024041 | 0.125 | 0.08 | 261 | 0 | 0.364 | 1 | 1 | cs | TRUE
1 | LV_6643-19_0_5_line_1 |  | 1 | 2 | 0.0081199 | 0.125 | 0.08 | 261 | 0 | 0.364 | 1 | 1 | cs | TRUE
2 | LV_6643-19_0_5_line_2 |  | 1 | 3 | 0.014916 | 0.125 | 0.08 | 261 | 0 | 0.364 | 1 | 1 | cs | TRUE
3 | LV_6643-19_0_5_line_3 |  | 2 | 37 | 0.040931 | 0.125 | 0.08 | 261 | 0 | 0.364 | 1 | 1 | cs | TRUE
4 | LV_6643-19_0_5_line_4 |  | 2 | 38 | 0.030299 | 0.125 | 0.08 | 261 | 0 | 0.364 | 1 | 1 | cs | TRUE
5 | LV_6643-19_0_5_line_5 |  | 3 | 78 | 0.072747 | 0.125 | 0.08 | 261 | 0 | 0.364 | 1 | 1 | cs | TRUE
6 | LV_6643-19_0_5_line_6 |  | 3 | 79 | 0.028349 | 0.125 | 0.08 | 261 | 0 | 0.364 | 1 | 1 | cs | TRUE
7 | LV_6643-19_0_5_line_7 |  | 4 | 5 | 0.031626 | 0.125 | 0.08 | 261 | 0 | 0.364 | 1 | 5 | cs | TRUE
8 | LV_6643-19_0_5_line_8 |  | 4 | 6 | 0.029502 | 0.125 | 0.08 | 261 | 0 | 0.364 | 1 | 5 | cs | TRUE
9 | LV_6643-19_0_5_line_9 |  | 4 | 7 | 0.017325 | 0.125 | 0.08 | 261 | 0 | 0.364 | 1 | 1 | cs | TRUE
10 | LV_6643-19_0_5_line_10 |  | 5 | 14 | 0.019284 | 0.125 | 0.08 | 261 | 0 | 0.364 | 1 | 5 | cs | TRUE
11 | LV_6643-19_0_5_line_11 |  | 5 | 15 | 0.011944 | 0.125 | 0.08 | 261 | 0 | 0.364 | 1 | 1 | cs | TRUE
12 | LV_6643-19_0_5_line_12 |  | 6 | 85 | 0.017342 | 0.125 | 0.08 | 261 | 0 | 0.364 | 1 | 5 | cs | TRUE
13 | LV_6643-19_0_5_line_13 |  | 8 | 9 | 0.041222 | 0.125 | 0.08 | 261 | 0 | 0.364 | 1 | 2 | cs | TRUE
14 | LV_6643-19_0_5_line_14 |  | 8 | 10 | 0.018992 | 0.125 | 0.08 | 261 | 0 | 0.364 | 1 | 1 | cs | TRUE
15 | LV_6643-19_0_5_line_15 |  | 9 | 54 | 0.010309 | 0.125 | 0.08 | 261 | 0 | 0.364 | 1 | 5 | cs | TRUE
16 | LV_6643-19_0_5_line_16 |  | 10 | 86 | 0.0028489 | 0.125 | 0.08 | 261 | 0 | 0.364 | 1 | 1 | cs | TRUE
17 | LV_6643-19_0_5_line_17 |  | 11 | 12 | 0.024586 | 0.125 | 0.08 | 261 | 0 | 0.364 | 1 | 5 | cs | TRUE
18 | LV_6643-19_0_5_line_18 |  | 11 | 13 | 0.019279 | 0.125 | 0.08 | 261 | 0 | 0.364 | 1 | 5 | cs | TRUE
19 | LV_6643-19_0_5_line_19 |  | 12 | 70 | 0.014937 | 0.125 | 0.08 | 261 | 0 | 0.364 | 1 | 5 | cs | TRUE
20 | LV_6643-19_0_5_line_20 |  | 12 | 71 | 0.01726 | 0.125 | 0.08 | 261 | 0 | 0.364 | 1 | 1 | cs | TRUE
21 | LV_6643-19_0_5_line_21 |  | 13 | 30 | 0.025376 | 0.125 | 0.08 | 261 | 0 | 0.364 | 1 | 5 | cs | TRUE
22 | LV_6643-19_0_5_line_22 |  | 14 | 87 | 0.016038 | 0.125 | 0.08 | 261 | 0 | 0.364 | 1 | 5 | cs | TRUE
23 | LV_6643-19_0_5_line_23 |  | 15 | 88 | 0.0097374 | 0.125 | 0.08 | 261 | 0 | 0.364 | 1 | 1 | cs | TRUE
24 | LV_6643-19_0_5_line_24 |  | 16 | 17 | 0.005591 | 0.125 | 0.08 | 261 | 0 | 0.364 | 1 | 1 | cs | TRUE
25 | LV_6643-19_0_5_line_25 |  | 16 | 18 | 0.012315 | 0.125 | 0.08 | 261 | 0 | 0.364 | 1 | 1 | cs | TRUE
26 | LV_6643-19_0_5_line_26 |  | 17 | 22 | 0.013785 | 0.125 | 0.08 | 261 | 0 | 0.364 | 1 | 1 | cs | TRUE
27 | LV_6643-19_0_5_line_27 |  | 17 | 23 | 0.083961 | 0.125 | 0.08 | 261 | 0 | 0.364 | 1 | 5 | cs | TRUE
28 | LV_6643-19_0_5_line_28 |  | 17 | 24 | 0.024975 | 0.125 | 0.08 | 261 | 0 | 0.364 | 1 | 5 | cs | TRUE
29 | LV_6643-19_0_5_line_29 |  | 18 | 50 | 0.024398 | 0.125 | 0.08 | 261 | 0 | 0.364 | 1 | 1 | cs | TRUE
30 | LV_6643-19_0_5_line_30 |  | 18 | 41 | 0.011052 | 0.125 | 0.08 | 261 | 0 | 0.364 | 1 | 1 | cs | TRUE
31 | LV_6643-19_0_5_line_31 |  | 19 | 20 | 0.05855 | 0.125 | 0.08 | 261 | 0 | 0.364 | 1 | 5 | cs | TRUE
32 | LV_6643-19_0_5_line_32 |  | 19 | 21 | 0.007018 | 0.125 | 0.08 | 261 | 0 | 0.364 | 1 | 5 | cs | TRUE
33 | LV_6643-19_0_5_line_33 |  | 20 | 33 | 0.017617 | 0.125 | 0.08 | 261 | 0 | 0.364 | 1 | 5 | cs | TRUE
34 | LV_6643-19_0_5_line_34 |  | 21 | 47 | 0.053134 | 0.125 | 0.08 | 261 | 0 | 0.364 | 1 | 5 | cs | TRUE
35 | LV_6643-19_0_5_line_35 |  | 21 | 49 | 0.018242 | 0.125 | 0.08 | 261 | 0 | 0.364 | 1 | 5 | cs | TRUE
36 | LV_6643-19_0_5_line_36 |  | 22 | 53 | 0.034396 | 0.125 | 0.08 | 261 | 0 | 0.364 | 1 | 1 | cs | TRUE
37 | LV_6643-19_0_5_line_37 |  | 23 | 91 | 0.0085102 | 0.125 | 0.08 | 261 | 0 | 0.364 | 1 | 5 | cs | TRUE
38 | LV_6643-19_0_5_line_38 |  | 24 | 70 | 0.040993 | 0.125 | 0.08 | 261 | 0 | 0.364 | 1 | 5 | cs | TRUE
39 | LV_6643-19_0_5_line_39 |  | 25 | 26 | 0.040762 | 0.125 | 0.08 | 261 | 0 | 0.364 | 1 | 1 | cs | TRUE
40 | LV_6643-19_0_5_line_40 |  | 25 | 27 | 0.028547 | 0.125 | 0.08 | 261 | 0 | 0.364 | 1 | 1 | cs | TRUE
41 | LV_6643-19_0_5_line_41 |  | 25 | 28 | 0.033722 | 0.125 | 0.08 | 261 | 0 | 0.364 | 1 | 1 | cs | TRUE
42 | LV_6643-19_0_5_line_42 |  | 26 | 92 | 0.010383 | 0.125 | 0.08 | 261 | 0 | 0.364 | 1 | 1 | cs | TRUE
43 | LV_6643-19_0_5_line_43 |  | 27 | 59 | 0.036872 | 0.125 | 0.08 | 261 | 0 | 0.364 | 1 | 1 | cs | TRUE
44 | LV_6643-19_0_5_line_44 |  | 27 | 39 | 0.043557 | 0.125 | 0.08 | 261 | 0 | 0.364 | 1 | 1 | cs | TRUE
45 | LV_6643-19_0_5_line_45 |  | 29 | 30 | 0.018178 | 0.125 | 0.08 | 261 | 0 | 0.364 | 1 | 5 | cs | TRUE
46 | LV_6643-19_0_5_line_46 |  | 29 | 31 | 0.0086351 | 0.125 | 0.08 | 261 | 0 | 0.364 | 1 | 5 | cs | TRUE
47 | LV_6643-19_0_5_line_47 |  | 29 | 32 | 0.015492 | 0.125 | 0.08 | 261 | 0 | 0.364 | 1 | 1 | cs | TRUE
48 | LV_6643-19_0_5_line_48 |  | 31 | 48 | 0.021199 | 0.125 | 0.08 | 261 | 0 | 0.364 | 1 | 1 | cs | TRUE
49 | LV_6643-19_0_5_line_49 |  | 31 | 49 | 0.05745 | 0.125 | 0.08 | 261 | 0 | 0.364 | 1 | 5 | cs | TRUE
50 | LV_6643-19_0_5_line_50 |  | 33 | 72 | 0.0079294 | 0.125 | 0.08 | 261 | 0 | 0.364 | 1 | 5 | cs | TRUE
51 | LV_6643-19_0_5_line_51 |  | 34 | 35 | 0.030278 | 0.125 | 0.08 | 261 | 0 | 0.364 | 1 | 1 | cs | TRUE
52 | LV_6643-19_0_5_line_52 |  | 34 | 36 | 0.043266 | 0.125 | 0.08 | 261 | 0 | 0.364 | 1 | 1 | cs | TRUE
53 | LV_6643-19_0_5_line_53 |  | 35 | 55 | 0.0077357 | 0.125 | 0.08 | 261 | 0 | 0.364 | 1 | 1 | cs | TRUE
54 | LV_6643-19_0_5_line_54 |  | 36 | 67 | 0.011267 | 0.125 | 0.08 | 261 | 0 | 0.364 | 1 | 1 | cs | TRUE
55 | LV_6643-19_0_5_line_55 |  | 37 | 93 | 0.024796 | 0.125 | 0.08 | 261 | 0 | 0.364 | 1 | 1 | cs | TRUE
56 | LV_6643-19_0_5_line_56 |  | 39 | 40 | 0.060436 | 0.125 | 0.08 | 261 | 0 | 0.364 | 1 | 1 | cs | TRUE
57 | LV_6643-19_0_5_line_57 |  | 39 | 41 | 0.004862 | 0.125 | 0.08 | 261 | 0 | 0.364 | 1 | 1 | cs | TRUE
58 | LV_6643-19_0_5_line_58 |  | 42 | 43 | 0.082137 | 0.125 | 0.08 | 261 | 0 | 0.364 | 1 | 5 | cs | TRUE
59 | LV_6643-19_0_5_line_59 |  | 42 | 44 | 0.0031 | 0.125 | 0.08 | 261 | 0 | 0.364 | 1 | 5 | cs | TRUE
60 | LV_6643-19_0_5_line_60 |  | 43 | 51 | 0.067371 | 0.125 | 0.08 | 261 | 0 | 0.364 | 1 | 5 | cs | TRUE
61 | LV_6643-19_0_5_line_61 |  | 44 | 46 | 0.01373 | 0.125 | 0.08 | 261 | 0 | 0.364 | 1 | 5 | cs | TRUE
62 | LV_6643-19_0_5_line_62 |  | 45 | 46 | 0.003643 | 0.125 | 0.08 | 261 | 0 | 0.364 | 1 | 5 | cs | TRUE
63 | LV_6643-19_0_5_line_63 |  | 45 | 47 | 0.047381 | 0.125 | 0.08 | 261 | 0 | 0.364 | 1 | 5 | cs | TRUE
64 | LV_6643-19_0_5_line_64 |  | 46 | 94 | 0.018342 | 0.125 | 0.08 | 261 | 0 | 0.364 | 1 | 1 | cs | TRUE
65 | LV_6643-19_0_5_line_65 |  | 48 | 95 | 0.026525 | 0.125 | 0.08 | 261 | 0 | 0.364 | 1 | 1 | cs | TRUE
66 | LV_6643-19_0_5_line_66 |  | 50 | 96 | 0.035112 | 0.125 | 0.08 | 261 | 0 | 0.364 | 1 | 1 | cs | TRUE
67 | LV_6643-19_0_5_line_67 |  | 51 | 52 | 0.082966 | 0.125 | 0.08 | 261 | 0 | 0.364 | 1 | 5 | cs | TRUE
68 | LV_6643-19_0_5_line_68 |  | 52 | 97 | 0.033151 | 0.125 | 0.08 | 261 | 0 | 0.364 | 1 | 2 | cs | TRUE
69 | LV_6643-19_0_5_line_69 |  | 54 | 80 | 0.020083 | 0.125 | 0.08 | 261 | 0 | 0.364 | 1 | 1 | cs | TRUE
70 | LV_6643-19_0_5_line_70 |  | 54 | 74 | 0.012134 | 0.125 | 0.08 | 261 | 0 | 0.364 | 1 | 5 | cs | TRUE
71 | LV_6643-19_0_5_line_71 |  | 56 | 57 | 0.003022 | 0.125 | 0.08 | 261 | 0 | 0.364 | 1 | 1 | cs | TRUE
72 | LV_6643-19_0_5_line_72 |  | 56 | 58 | 0.029551 | 0.125 | 0.08 | 261 | 0 | 0.364 | 1 | 1 | cs | TRUE
73 | LV_6643-19_0_5_line_73 |  | 57 | 99 | 0.006007 | 0.125 | 0.08 | 261 | 0 | 0.364 | 1 | 1 | cs | TRUE
74 | LV_6643-19_0_5_line_74 |  | 57 | 98 | 0.025699 | 0.125 | 0.08 | 261 | 0 | 0.364 | 1 | 1 | cs | TRUE
75 | LV_6643-19_0_5_line_75 |  | 59 | 84 | 0.030136 | 0.125 | 0.08 | 261 | 0 | 0.364 | 1 | 1 | cs | TRUE
76 | LV_6643-19_0_5_line_76 |  | 60 | 61 | 0.049363 | 0.125 | 0.08 | 261 | 0 | 0.364 | 1 | 1 | cs | TRUE
77 | LV_6643-19_0_5_line_77 |  | 60 | 62 | 0.015322 | 0.125 | 0.08 | 261 | 0 | 0.364 | 1 | 1 | cs | TRUE
78 | LV_6643-19_0_5_line_78 |  | 61 | 77 | 0.015197 | 0.125 | 0.08 | 261 | 0 | 0.364 | 1 | 1 | cs | TRUE
79 | LV_6643-19_0_5_line_79 |  | 62 | 100 | 0.01644 | 0.125 | 0.08 | 261 | 0 | 0.364 | 1 | 1 | cs | TRUE
80 | LV_6643-19_0_5_line_80 |  | 63 | 64 | 0.035365 | 0.125 | 0.08 | 261 | 0 | 0.364 | 1 | 1 | cs | TRUE
81 | LV_6643-19_0_5_line_81 |  | 63 | 65 | 0.054746 | 0.125 | 0.08 | 261 | 0 | 0.364 | 1 | 1 | cs | TRUE
82 | LV_6643-19_0_5_line_82 |  | 63 | 66 | 0.08094 | 0.125 | 0.08 | 261 | 0 | 0.364 | 1 | 1 | cs | TRUE
83 | LV_6643-19_0_5_line_83 |  | 64 | 69 | 0.019419 | 0.125 | 0.08 | 261 | 0 | 0.364 | 1 | 1 | cs | TRUE
84 | LV_6643-19_0_5_line_84 |  | 64 | 73 | 0.04518 | 0.125 | 0.08 | 261 | 0 | 0.364 | 1 | 1 | cs | TRUE
85 | LV_6643-19_0_5_line_85 |  | 65 | 101 | 0.024494 | 0.125 | 0.08 | 261 | 0 | 0.364 | 1 | 1 | cs | TRUE
86 | LV_6643-19_0_5_line_86 |  | 67 | 68 | 0.017897 | 0.125 | 0.08 | 261 | 0 | 0.364 | 1 | 1 | cs | TRUE
87 | LV_6643-19_0_5_line_87 |  | 67 | 69 | 0.045551 | 0.125 | 0.08 | 261 | 0 | 0.364 | 1 | 1 | cs | TRUE
88 | LV_6643-19_0_5_line_88 |  | 68 | 72 | 0.011939 | 0.125 | 0.08 | 261 | 0 | 0.364 | 1 | 4 | cs | TRUE
89 | LV_6643-19_0_5_line_89 |  | 69 | 76 | 0.017661 | 0.125 | 0.08 | 261 | 0 | 0.364 | 1 | 1 | cs | TRUE
90 | LV_6643-19_0_5_line_90 |  | 74 | 75 | 0.028594 | 0.125 | 0.08 | 261 | 0 | 0.364 | 1 | 5 | cs | TRUE
91 | LV_6643-19_0_5_line_91 |  | 75 | 85 | 0.017574 | 0.125 | 0.08 | 261 | 0 | 0.364 | 1 | 5 | cs | TRUE
92 | LV_6643-19_0_5_line_92 |  | 78 | 103 | 0.0063078 | 0.125 | 0.08 | 261 | 0 | 0.364 | 1 | 1 | cs | TRUE
93 | LV_6643-19_0_5_line_93 |  | 78 | 90 | 0.065124 | 0.125 | 0.08 | 261 | 0 | 0.364 | 1 | 1 | cs | TRUE
94 | LV_6643-19_0_5_line_94 |  | 80 | 104 | 0.016248 | 0.125 | 0.08 | 261 | 0 | 0.364 | 1 | 1 | cs | TRUE
95 | LV_6643-19_0_5_line_95 |  | 81 | 82 | 0.063139 | 0.125 | 0.08 | 261 | 0 | 0.364 | 1 | 1 | cs | TRUE
96 | LV_6643-19_0_5_line_96 |  | 81 | 83 | 0.023567 | 0.125 | 0.08 | 261 | 0 | 0.364 | 1 | 1 | cs | TRUE
97 | LV_6643-19_0_5_line_97 |  | 81 | 84 | 0.024794 | 0.125 | 0.08 | 261 | 0 | 0.364 | 1 | 1 | cs | TRUE
98 | LV_6643-19_0_5_line_98 |  | 86 | 105 | 0.0096824 | 0.125 | 0.08 | 261 | 0 | 0.364 | 1 | 1 | cs | TRUE
99 | LV_6643-19_0_5_line_99 |  | 87 | 168 | 0.022057 | 0.125 | 0.08 | 261 | 0 | 0.364 | 1 | 5 | cs | TRUE
100 | LV_6643-19_0_5_line_100 |  | 89 | 90 | 0.017877 | 0.125 | 0.08 | 261 | 0 | 0.364 | 1 | 1 | cs | TRUE
101 | LV_6643-19_0_5_line_101 |  | 90 | 118 | 0.008578 | 0.125 | 0.08 | 261 | 0 | 0.364 | 1 | 1 | cs | TRUE
102 | LV_6643-19_0_5_line_102 |  | 91 | 143 | 0.064025 | 0.125 | 0.08 | 261 | 0 | 0.364 | 1 | 5 | cs | TRUE
103 | LV_6643-19_0_5_line_103 |  | 93 | 148 | 0.031846 | 0.125 | 0.08 | 261 | 0 | 0.364 | 1 | 1 | cs | TRUE
104 | LV_6643-19_0_5_line_104 |  | 94 | 122 | 0.007632 | 0.125 | 0.08 | 261 | 0 | 0.364 | 1 | 1 | cs | TRUE
105 | LV_6643-19_0_5_line_105 |  | 95 | 106 | 0.020956 | 0.125 | 0.08 | 261 | 0 | 0.364 | 1 | 1 | cs | TRUE
106 | LV_6643-19_0_5_line_106 |  | 97 | 155 | 0.014158 | 0.125 | 0.08 | 261 | 0 | 0.364 | 1 | 1 | cs | TRUE
107 | LV_6643-19_0_5_line_107 |  | 99 | 113 | 0.018045 | 0.125 | 0.08 | 261 | 0 | 0.364 | 1 | 1 | cs | TRUE
108 | LV_6643-19_0_5_line_108 |  | 99 | 110 | 0.020277 | 0.125 | 0.08 | 261 | 0 | 0.364 | 1 | 1 | cs | TRUE
109 | LV_6643-19_0_5_line_109 |  | 100 | 105 | 0.020599 | 0.125 | 0.08 | 261 | 0 | 0.364 | 1 | 1 | cs | TRUE
110 | LV_6643-19_0_5_line_110 |  | 101 | 102 | 0.032584 | 0.125 | 0.08 | 261 | 0 | 0.364 | 1 | 1 | cs | TRUE
111 | LV_6643-19_0_5_line_111 |  | 106 | 107 | 0.00040333 | 0.125 | 0.08 | 261 | 0 | 0.364 | 1 | 1 | cs | TRUE
112 | LV_6643-19_0_5_line_112 |  | 107 | 108 | 0.0078937 | 0.125 | 0.08 | 261 | 0 | 0.364 | 1 | 1 | cs | TRUE
113 | LV_6643-19_0_5_line_113 |  | 108 | 109 | 0.00042086 | 0.125 | 0.08 | 261 | 0 | 0.364 | 1 | 1 | cs | TRUE
114 | LV_6643-19_0_5_line_114 |  | 109 | 154 | 0.020547 | 0.125 | 0.08 | 261 | 0 | 0.364 | 1 | 1 | cs | TRUE
115 | LV_6643-19_0_5_line_115 |  | 110 | 111 | 0.012792 | 0.125 | 0.08 | 261 | 0 | 0.364 | 1 | 1 | cs | TRUE
116 | LV_6643-19_0_5_line_116 |  | 111 | 112 | 0.01495 | 0.125 | 0.08 | 261 | 0 | 0.364 | 1 | 1 | cs | TRUE
117 | LV_6643-19_0_5_line_117 |  | 112 | 114 | 0.014376 | 0.125 | 0.08 | 261 | 0 | 0.364 | 1 | 1 | cs | TRUE
118 | LV_6643-19_0_5_line_118 |  | 113 | 115 | 0.00016214 | 0.125 | 0.08 | 261 | 0 | 0.364 | 1 | 1 | cs | TRUE
119 | LV_6643-19_0_5_line_119 |  | 114 | 116 | 0.0034462 | 0.125 | 0.08 | 261 | 0 | 0.364 | 1 | 1 | cs | TRUE
120 | LV_6643-19_0_5_line_120 |  | 115 | 117 | 0.018668 | 0.125 | 0.08 | 261 | 0 | 0.364 | 1 | 1 | cs | TRUE
121 | LV_6643-19_0_5_line_121 |  | 116 | 167 | 0.0069779 | 0.125 | 0.08 | 261 | 0 | 0.364 | 1 | 1 | cs | TRUE
122 | LV_6643-19_0_5_line_122 |  | 117 | 128 | 0.016696 | 0.125 | 0.08 | 261 | 0 | 0.364 | 1 | 1 | cs | TRUE
123 | LV_6643-19_0_5_line_123 |  | 117 | 129 | 0.015129 | 0.125 | 0.08 | 261 | 0 | 0.364 | 1 | 1 | cs | TRUE
124 | LV_6643-19_0_5_line_124 |  | 117 | 126 | 0.020063 | 0.125 | 0.08 | 261 | 0 | 0.364 | 1 | 1 | cs | TRUE
125 | LV_6643-19_0_5_line_125 |  | 118 | 119 | 0.040843 | 0.125 | 0.08 | 261 | 0 | 0.364 | 1 | 1 | cs | TRUE
126 | LV_6643-19_0_5_line_126 |  | 119 | 120 | 0.028362 | 0.125 | 0.08 | 261 | 0 | 0.364 | 1 | 1 | cs | TRUE
127 | LV_6643-19_0_5_line_127 |  | 119 | 121 | 0.058481 | 0.125 | 0.08 | 261 | 0 | 0.364 | 1 | 1 | cs | TRUE
128 | LV_6643-19_0_5_line_128 |  | 120 | 141 | 0.021429 | 0.125 | 0.08 | 261 | 0 | 0.364 | 1 | 1 | cs | TRUE
129 | LV_6643-19_0_5_line_129 |  | 121 | 138 | 0.086953 | 0.125 | 0.08 | 261 | 0 | 0.364 | 1 | 1 | cs | TRUE
130 | LV_6643-19_0_5_line_130 |  | 122 | 123 | 0.0076827 | 0.125 | 0.08 | 261 | 0 | 0.364 | 1 | 1 | cs | TRUE
131 | LV_6643-19_0_5_line_131 |  | 123 | 124 | 0.077262 | 0.125 | 0.08 | 261 | 0 | 0.364 | 1 | 1 | cs | TRUE
132 | LV_6643-19_0_5_line_132 |  | 124 | 125 | 0.030871 | 0.125 | 0.08 | 261 | 0 | 0.364 | 1 | 1 | cs | TRUE
133 | LV_6643-19_0_5_line_133 |  | 126 | 127 | 0.012876 | 0.125 | 0.08 | 261 | 0 | 0.364 | 1 | 1 | cs | TRUE
134 | LV_6643-19_0_5_line_134 |  | 128 | 132 | 0.013387 | 0.125 | 0.08 | 261 | 0 | 0.364 | 1 | 1 | cs | TRUE
135 | LV_6643-19_0_5_line_135 |  | 129 | 133 | 0.012068 | 0.125 | 0.08 | 261 | 0 | 0.364 | 1 | 1 | cs | TRUE
136 | LV_6643-19_0_5_line_136 |  | 130 | 131 | 0.018759 | 0.125 | 0.08 | 261 | 0 | 0.364 | 1 | 5 | cs | TRUE
137 | LV_6643-19_0_5_line_137 |  | 131 | 134 | 0.032499 | 0.125 | 0.08 | 261 | 0 | 0.364 | 1 | 5 | cs | TRUE
138 | LV_6643-19_0_5_line_138 |  | 132 | 135 | 0.0077794 | 0.125 | 0.08 | 261 | 0 | 0.364 | 1 | 1 | cs | TRUE
139 | LV_6643-19_0_5_line_139 |  | 133 | 136 | 0.009675 | 0.125 | 0.08 | 261 | 0 | 0.364 | 1 | 5 | cs | TRUE
140 | LV_6643-19_0_5_line_140 |  | 133 | 137 | 0.03943 | 0.125 | 0.08 | 261 | 0 | 0.364 | 1 | 5 | cs | TRUE
141 | LV_6643-19_0_5_line_141 |  | 134 | 165 | 0.0059013 | 0.125 | 0.08 | 261 | 0 | 0.364 | 1 | 5 | cs | TRUE
142 | LV_6643-19_0_5_line_142 |  | 136 | 164 | 0.015907 | 0.125 | 0.08 | 261 | 0 | 0.364 | 1 | 5 | cs | TRUE
143 | LV_6643-19_0_5_line_143 |  | 137 | 159 | 0.00536 | 0.125 | 0.08 | 261 | 0 | 0.364 | 1 | 1 | cs | TRUE
144 | LV_6643-19_0_5_line_144 |  | 137 | 163 | 0.010021 | 0.125 | 0.08 | 261 | 0 | 0.364 | 1 | 5 | cs | TRUE
145 | LV_6643-19_0_5_line_145 |  | 138 | 139 | 0.082254 | 0.125 | 0.08 | 261 | 0 | 0.364 | 1 | 1 | cs | TRUE
146 | LV_6643-19_0_5_line_146 |  | 139 | 140 | 0.0089965 | 0.125 | 0.08 | 261 | 0 | 0.364 | 1 | 1 | cs | TRUE
147 | LV_6643-19_0_5_line_147 |  | 141 | 142 | 0.0026977 | 0.125 | 0.08 | 261 | 0 | 0.364 | 1 | 1 | cs | TRUE
148 | LV_6643-19_0_5_line_148 |  | 142 | 171 | 0.017203 | 0.125 | 0.08 | 261 | 0 | 0.364 | 1 | 1 | cs | TRUE
149 | LV_6643-19_0_5_line_149 |  | 143 | 144 | 0.012341 | 0.125 | 0.08 | 261 | 0 | 0.364 | 1 | 5 | cs | TRUE
150 | LV_6643-19_0_5_line_150 |  | 143 | 145 | 0.037729 | 0.125 | 0.08 | 261 | 0 | 0.364 | 1 | 5 | cs | TRUE
151 | LV_6643-19_0_5_line_151 |  | 144 | 146 | 0.008888 | 0.125 | 0.08 | 261 | 0 | 0.364 | 1 | 5 | cs | TRUE
152 | LV_6643-19_0_5_line_152 |  | 145 | 147 | 0.010746 | 0.125 | 0.08 | 261 | 0 | 0.364 | 1 | 5 | cs | TRUE
153 | LV_6643-19_0_5_line_153 |  | 146 | 149 | 0.013401 | 0.125 | 0.08 | 261 | 0 | 0.364 | 1 | 5 | cs | TRUE
154 | LV_6643-19_0_5_line_154 |  | 147 | 150 | 0.0075222 | 0.125 | 0.08 | 261 | 0 | 0.364 | 1 | 1 | cs | TRUE
155 | LV_6643-19_0_5_line_155 |  | 147 | 151 | 0.017638 | 0.125 | 0.08 | 261 | 0 | 0.364 | 1 | 5 | cs | TRUE
156 | LV_6643-19_0_5_line_156 |  | 148 | 152 | 0.01698 | 0.125 | 0.08 | 261 | 0 | 0.364 | 1 | 1 | cs | TRUE
157 | LV_6643-19_0_5_line_157 |  | 148 | 153 | 0.0053486 | 0.125 | 0.08 | 261 | 0 | 0.364 | 1 | 1 | cs | TRUE
158 | LV_6643-19_0_5_line_158 |  | 149 | 173 | 0.010945 | 0.125 | 0.08 | 261 | 0 | 0.364 | 1 | 5 | cs | TRUE
159 | LV_6643-19_0_5_line_159 |  | 151 | 162 | 0.033684 | 0.125 | 0.08 | 261 | 0 | 0.364 | 1 | 5 | cs | TRUE
160 | LV_6643-19_0_5_line_160 |  | 151 | 161 | 0.034223 | 0.125 | 0.08 | 261 | 0 | 0.364 | 1 | 3 | cs | TRUE
161 | LV_6643-19_0_5_line_161 |  | 152 | 160 | 0.015404 | 0.125 | 0.08 | 261 | 0 | 0.364 | 1 | 3 | cs | TRUE
162 | LV_6643-19_0_5_line_162 |  | 155 | 156 | 0.004416 | 0.125 | 0.08 | 261 | 0 | 0.364 | 1 | 1 | cs | TRUE
163 | LV_6643-19_0_5_line_163 |  | 157 | 158 | 0.015311 | 0.125 | 0.08 | 261 | 0 | 0.364 | 1 | 1 | cs | TRUE
164 | LV_6643-19_0_5_line_164 |  | 158 | 159 | 0.014733 | 0.125 | 0.08 | 261 | 0 | 0.364 | 1 | 1 | cs | TRUE
165 | LV_6643-19_0_5_line_165 |  | 160 | 161 | 0.01495 | 0.125 | 0.08 | 261 | 0 | 0.364 | 1 | 3 | cs | TRUE
166 | LV_6643-19_0_5_line_166 |  | 162 | 163 | 0.019982 | 0.125 | 0.08 | 261 | 0 | 0.364 | 1 | 5 | cs | TRUE
167 | LV_6643-19_0_5_line_167 |  | 164 | 166 | 0.020332 | 0.125 | 0.08 | 261 | 0 | 0.364 | 1 | 5 | cs | TRUE
168 | LV_6643-19_0_5_line_168 |  | 165 | 172 | 0.0146 | 0.125 | 0.08 | 261 | 0 | 0.364 | 1 | 5 | cs | TRUE
169 | LV_6643-19_0_5_line_169 |  | 166 | 168 | 0.019023 | 0.125 | 0.08 | 261 | 0 | 0.364 | 1 | 5 | cs | TRUE
170 | LV_6643-19_0_5_line_170 |  | 169 | 170 | 0.0031506 | 0.125 | 0.08 | 261 | 0 | 0.364 | 1 | 1 | cs | TRUE
171 | LV_6643-19_0_5_line_171 |  | 170 | 171 | 0.020071 | 0.125 | 0.08 | 261 | 0 | 0.364 | 1 | 1 | cs | TRUE
172 | LV_6643-19_0_5_line_172 |  | 172 | 173 | 0.0039781 | 0.125 | 0.08 | 261 | 0 | 0.364 | 1 | 5 | cs | TRUE

## trafo
| name | std_type | hv_bus | lv_bus | sn_mva | vn_hv_kv | vn_lv_kv | vk_percent | vkr_percent | pfe_kw | i0_percent | shift_degree | tap_side | tap_neutral | tap_min | tap_max | tap_step_percent | tap_step_degree | tap_pos | tap_phase_shifter | parallel | df | in_service
0 | LV_6643-19_0_5_trafo_74 | 0.63 MVA 20/0.4 kV | 174 | 130 | 0.63 | 20 | 0.4 | 6 | 1.206 | 1.65 | 0.2619 | 150 | hv | 0 | -2 | 2 | 2.5 | 0 | 0 | FALSE | 1 | 1 | TRUE

## line_geodata
| x0 | y0 | x1 | y1 | x2 | y2 | x3 | y3 | x4 | y4 | x5 | y5 | x6 | y6 | x7 | y7 | x8 | y8 | x9 | y9 | x10 | y10 | x11 | y11 | x12 | y12 | x13 | y13 | x14 | y14 | x15 | y15 | x16 | y16 | x17 | y17 | x18 | y18
0 | 2496038.4061 | 1119111.0666 | 2496039.9161 | 1119108.6613 | 2496039.8666 | 1119105.7825 | 2496038.679 | 1119102.701 | 2496028.2746 | 1119093.6963 | 2496027.3841 | 1119092.8054
1 | 2496038.4061 | 1119111.0666 | 2496040.9096 | 1119113.9253 | 2496043.7518 | 1119117.1786
2 | 2496049.3838 | 1119106.7307 | 2496040.9096 | 1119113.9253 | 2496038.4061 | 1119111.0666
3 | 2496043.7518 | 1119117.1786 | 2496047.365 | 1119114.1034 | 2496050.8728 | 1119113.4316 | 2496054.6201 | 1119115.0126 | 2496077.307 | 1119132.3411
4 | 2496043.7518 | 1119117.1786 | 2496020.6789 | 1119136.8173
5 | 2496105.4737 | 1119153.1521 | 2496098.5869 | 1119146.2771 | 2496082.433 | 1119132.8016 | 2496049.3838 | 1119106.7307
6 | 2496049.3838 | 1119106.7307 | 2496031.8634 | 1119092.3449 | 2496027.8083 | 1119088.3684
7 | 2495988.6646 | 1119164.0665 | 2495985.7979 | 1119160.7359 | 2496003.3165 | 1119145.8585 | 2496000.5596 | 1119142.6261
8 | 2496000.5596 | 1119142.6261 | 2495978.05 | 1119161.6972
9 | 2496000.5596 | 1119142.6261 | 2495989.3138 | 1119129.4475
10 | 2495988.6646 | 1119164.0665 | 2496001.2618 | 1119178.6676
11 | 2495988.6646 | 1119164.0665 | 2495979.5685 | 1119171.8081
12 | 2495964.8181 | 1119172.9078 | 2495978.05 | 1119161.6972
13 | 2495902.2208 | 1119235.1877 | 2495921.047 | 1119220.0763 | 2495923.8799 | 1119219.2048 | 2495927.0417 | 1119219.5062 | 2495929.4393 | 1119220.699 | 2495932.5435 | 1119218.0995 | 2495935.7692 | 1119215.3867
14 | 2495902.2208 | 1119235.1877 | 2495914.6465 | 1119249.5502
15 | 2495937.4288 | 1119205.9855 | 2495935.2423 | 1119208.9917 | 2495934.7876 | 1119212.6129 | 2495935.7692 | 1119215.3867
16 | 2495914.6465 | 1119249.5502 | 2495916.5104 | 1119251.7046
17 | 2496170.4009 | 1119418.0056 | 2496173.4376 | 1119423.6126 | 2496160.8909 | 1119430.4768 | 2496162.6641 | 1119433.9596
18 | 2496162.6641 | 1119433.9596 | 2496166.8011 | 1119442.0716 | 2496157.829 | 1119446.8667
19 | 2496170.4009 | 1119418.0056 | 2496183.5761 | 1119410.9688
20 | 2496170.4009 | 1119418.0056 | 2496155.1782 | 1119426.1399
21 | 2496157.829 | 1119446.8667 | 2496135.4484 | 1119458.8278
22 | 2496011.6751 | 1119190.8653 | 2496003.2963 | 1119181.0257 | 2496001.2618 | 1119178.6676
23 | 2495972.1532 | 1119178.1193 | 2495979.5685 | 1119171.8081
24 | 2496246.4774 | 1119376.8517 | 2496241.728 | 1119379.824
25 | 2496246.4774 | 1119376.8517 | 2496249.1468 | 1119382.1982 | 2496255.4144 | 1119383.1469
26 | 2496244.6636 | 1119392.5817 | 2496245.733 | 1119388.3385 | 2496244.1151 | 1119384.9085 | 2496241.728 | 1119379.824
27 | 2496241.728 | 1119379.824 | 2496238.2132 | 1119366.5981 | 2496208.0983 | 1119306.3432 | 2496206.687 | 1119303.7928
28 | 2496241.728 | 1119379.824 | 2496239.894 | 1119380.8895 | 2496219.7353 | 1119391.6562
29 | 2496255.4144 | 1119383.1469 | 2496244.6496 | 1119361.2525
30 | 2496255.4144 | 1119383.1469 | 2496257.2065 | 1119384.139 | 2496258.3162 | 1119386.288 | 2496261.0209 | 1119392.2921
31 | 2496076.839 | 1119536.9102 | 2496069.98 | 1119516.3706 | 2496057.0763 | 1119515.0248 | 2496054.4394 | 1119510.6784 | 2496055.7287 | 1119507.5654 | 2496060.5556 | 1119508.2162 | 2496061.1245 | 1119504.0482 | 2496062.0035 | 1119497.718
32 | 2496055.0264 | 1119496.7929 | 2496062.0035 | 1119497.718
33 | 2496076.839 | 1119536.9102 | 2496093.6849 | 1119531.7559
34 | 2496055.0264 | 1119496.7929 | 2496045.0753 | 1119495.2629 | 2496036.447 | 1119492.565 | 2496029.132 | 1119489.4999 | 2496007.4572 | 1119483.8912 | 2496003.9183 | 1119482.7924
35 | 2496055.0264 | 1119496.7929 | 2496068.0893 | 1119484.0603
36 | 2496244.6636 | 1119392.5817 | 2496241.2507 | 1119392.4847 | 2496235.7448 | 1119394.5471 | 2496213.6506 | 1119406.4625
37 | 2496202.5665 | 1119296.3466 | 2496206.687 | 1119303.7928
38 | 2496183.5761 | 1119410.9688 | 2496219.7353 | 1119391.6562
39 | 2496253.7404 | 1119426.8033 | 2496217.6416 | 1119445.9348
40 | 2496253.7404 | 1119426.8033 | 2496261.7767 | 1119422.4405 | 2496267.9597 | 1119435.0981 | 2496272.7114 | 1119432.7151
41 | 2496253.7404 | 1119426.8033 | 2496269.3563 | 1119456.6914
42 | 2496217.6416 | 1119445.9348 | 2496208.4705 | 1119450.8036
43 | 2496272.7114 | 1119432.7151 | 2496279.2819 | 1119416.2364 | 2496296.8491 | 1119408.6602
44 | 2496263.0179 | 1119396.7251 | 2496256.9639 | 1119399.2305 | 2496266.4487 | 1119419.9032 | 2496272.7114 | 1119432.7151
45 | 2496122.794 | 1119455.469 | 2496127.2948 | 1119463.1855 | 2496135.4484 | 1119458.8278
46 | 2496116.7995 | 1119453.7931 | 2496120.6388 | 1119451.7592 | 2496122.794 | 1119455.469
47 | 2496122.794 | 1119455.469 | 2496109.0967 | 1119462.7059
48 | 2496116.7995 | 1119453.7931 | 2496105.9162 | 1119435.601
49 | 2496116.7995 | 1119453.7931 | 2496101.4797 | 1119462.3061 | 2496080.9561 | 1119474.2774 | 2496068.0893 | 1119484.0603
50 | 2496093.6849 | 1119531.7559 | 2496101.2674 | 1119529.436
51 | 2496169.1803 | 1119525.7617 | 2496172.8453 | 1119533.8039 | 2496177.2796 | 1119543.5006 | 2496174.5472 | 1119548.4173 | 2496172.0392 | 1119552.9187
52 | 2496169.1803 | 1119525.7617 | 2496165.1068 | 1119527.1881 | 2496157.0926 | 1119530.5834 | 2496128.27 | 1119539.7543
53 | 2496172.0392 | 1119552.9187 | 2496176.975 | 1119558.8752
54 | 2496117.5329 | 1119543.1707 | 2496128.27 | 1119539.7543
55 | 2496096.4113 | 1119148.1268 | 2496085.6684 | 1119138.7276 | 2496077.307 | 1119132.3411
56 | 2496263.0179 | 1119396.7251 | 2496264.6896 | 1119399.6983 | 2496266.861 | 1119402.1071 | 2496269.9194 | 1119404.0336 | 2496273.3476 | 1119405.4757 | 2496276.5738 | 1119406.3877 | 2496279.9594 | 1119406.6965 | 2496282.1516 | 1119406.7144 | 2496285.1116 | 1119406.508 | 2496288.0198 | 1119405.98 | 2496291.644 | 1119404.4502 | 2496294.5869 | 1119402.3429 | 2496297.2237 | 1119399.9406 | 2496299.875 | 1119396.5819 | 2496301.3957 | 1119393.4538 | 2496302.0946 | 1119391.007 | 2496302.1501 | 1119387.4927 | 2496301.5388 | 1119383.8008 | 2496300.4164 | 1119381.1248
57 | 2496263.0179 | 1119396.7251 | 2496261.0209 | 1119392.2921
58 | 2495876.5359 | 1119442.1948 | 2495879.4742 | 1119436.6963 | 2495884.8494 | 1119440.0504 | 2495894.0908 | 1119446.0729 | 2495907.5733 | 1119453.679 | 2495919.7904 | 1119459.9617 | 2495926.9996 | 1119463.6066 | 2495936.1793 | 1119467.8403 | 2495940.9387 | 1119461.8768 | 2495943.2864 | 1119459.2792
59 | 2495943.2864 | 1119459.2792 | 2495946.1935 | 1119460.3555
60 | 2495860.4197 | 1119395.954 | 2495891.9154 | 1119420.1383 | 2495886.1117 | 1119429.0994 | 2495882.7978 | 1119430.2683 | 2495879.4742 | 1119436.6963 | 2495876.5359 | 1119442.1948
61 | 2495959.0692 | 1119465.1225 | 2495946.1935 | 1119460.3555
62 | 2495958.6684 | 1119468.7428 | 2495959.0692 | 1119465.1225
63 | 2495958.6684 | 1119468.7428 | 2496003.9183 | 1119482.7924
64 | 2495959.0692 | 1119465.1225 | 2495964.8413 | 1119458.8081 | 2495973.1192 | 1119453.5866
65 | 2496092.1951 | 1119412.9009 | 2496100.4786 | 1119426.5117 | 2496105.9162 | 1119435.601
66 | 2496229.1572 | 1119329.743 | 2496244.6496 | 1119361.2525
67 | 2495860.4197 | 1119395.954 | 2495867.2313 | 1119386.3639 | 2495898.8612 | 1119364.1164 | 2495904.6913 | 1119367.4404 | 2495915.8913 | 1119367.5366 | 2495928.1703 | 1119375.4746
68 | 2495928.1703 | 1119375.4746 | 2495937.8534 | 1119381.7345 | 2495955.6082 | 1119369.3961
69 | 2495937.4288 | 1119205.9855 | 2495950.574 | 1119221.1692
70 | 2495929.5934 | 1119202.7516 | 2495932.5359 | 1119206.003 | 2495935.2423 | 1119208.9917 | 2495937.4288 | 1119205.9855
71 | 2495993.7476 | 1119289.0364 | 2495996.0523 | 1119287.0733
72 | 2495993.7476 | 1119289.0364 | 2495997.6693 | 1119293.5829 | 2496012.7126 | 1119311.6975
73 | 2495996.0523 | 1119287.0733 | 2495999.921 | 1119291.6763
74 | 2495996.0523 | 1119287.0733 | 2495979.512 | 1119267.4041
75 | 2496324.5217 | 1119396.726 | 2496296.8491 | 1119408.6602
76 | 2495956.1905 | 1119299.2221 | 2495918.744 | 1119331.5091
77 | 2495956.1905 | 1119299.2221 | 2495946.1768 | 1119287.6255
78 | 2495918.744 | 1119331.5091 | 2495908.7959 | 1119320.0209
79 | 2495935.4322 | 1119275.1824 | 2495946.1768 | 1119287.6255
80 | 2496049.8362 | 1119562.0791 | 2496059.2962 | 1119559.2925 | 2496067.8498 | 1119556.7551 | 2496069.4214 | 1119558.8405 | 2496071.6595 | 1119565.573 | 2496073.8322 | 1119572.0953
81 | 2496049.8362 | 1119562.0791 | 2496051.2955 | 1119559.4301 | 2496052.0244 | 1119556.9382 | 2496052.283 | 1119553.5761 | 2496051.6448 | 1119549.6735 | 2496046.5484 | 1119533.3507 | 2496043.619 | 1119525.4627 | 2496041.1985 | 1119520.2454 | 2496037.7973 | 1119514.9894 | 2496034.9787 | 1119511.779
82 | 2496049.8362 | 1119562.0791 | 2496047.6578 | 1119564.6515 | 2496044.6875 | 1119566.5038 | 2496041.4556 | 1119567.9491 | 2496026.6811 | 1119572.695 | 2495992.4452 | 1119582.9346 | 2495973.9083 | 1119588.2197
83 | 2496092.4407 | 1119566.3609 | 2496073.8322 | 1119572.0953
84 | 2496073.8322 | 1119572.0953 | 2496030.6601 | 1119585.4151
85 | 2496013.9315 | 1119500.0859 | 2496016.8017 | 1119500.8525 | 2496022.3768 | 1119502.8245 | 2496028.3811 | 1119505.9678 | 2496032.8932 | 1119509.4035 | 2496034.9787 | 1119511.779
86 | 2496112.6835 | 1119525.943 | 2496116.2045 | 1119538.6239 | 2496117.5329 | 1119543.1707
87 | 2496092.4407 | 1119566.3609 | 2496090.1637 | 1119559.6068 | 2496119.6408 | 1119550.4169 | 2496117.5329 | 1119543.1707
88 | 2496112.6835 | 1119525.943 | 2496101.2674 | 1119529.436
89 | 2496092.4407 | 1119566.3609 | 2496098.3801 | 1119582.9927
90 | 2495929.5934 | 1119202.7516 | 2495951.4099 | 1119184.2678
91 | 2495951.4099 | 1119184.2678 | 2495964.8181 | 1119172.9078
92 | 2496105.4737 | 1119153.1521 | 2496110.9379 | 1119150.0007
93 | 2496105.4737 | 1119153.1521 | 2496111.3237 | 1119158.9775 | 2496126.4043 | 1119175.5736 | 2496147.8234 | 1119202.6341
94 | 2495950.574 | 1119221.1692 | 2495961.2091 | 1119233.4535
95 | 2496347.2885 | 1119386.9075 | 2496365.8588 | 1119378.8953 | 2496405.2891 | 1119361.9597
96 | 2496347.2885 | 1119386.9075 | 2496338.0254 | 1119365.2369
97 | 2496347.2885 | 1119386.9075 | 2496324.5217 | 1119396.726
98 | 2495922.6785 | 1119259.1348 | 2495922.3798 | 1119258.4889 | 2495916.5104 | 1119251.7046
99 | 2496011.6751 | 1119190.8653 | 2496011.9926 | 1119191.2382 | 2496021.4896 | 1119202.6823 | 2496016.2514 | 1119206.8527
100 | 2496147.8234 | 1119202.6341 | 2496157.4877 | 1119217.6741
101 | 2496155.0603 | 1119197.9958 | 2496147.8234 | 1119202.6341
102 | 2496168.9808 | 1119241.8736 | 2496172.8358 | 1119247.9335 | 2496193.2277 | 1119279.4702 | 2496202.5665 | 1119296.3466
103 | 2496072.0918 | 1119168.7688 | 2496096.4113 | 1119148.1268
104 | 2495979.5743 | 1119449.5148 | 2495973.1192 | 1119453.5866
105 | 2496092.1951 | 1119412.9009 | 2496092.1951 | 1119412.9009 | 2496089.4679 | 1119410.9354 | 2496086.4674 | 1119411.0314 | 2496073.8229 | 1119418.3143
106 | 2495955.6082 | 1119369.3961 | 2495967.2345 | 1119361.3166
107 | 2495999.921 | 1119291.6763 | 2496013.7135 | 1119280.0409
108 | 2495999.921 | 1119291.6763 | 2496012.9992 | 1119307.1725
109 | 2495935.4322 | 1119275.1824 | 2495923.951 | 1119261.8863 | 2495922.6785 | 1119259.1348
110 | 2496013.9315 | 1119500.0859 | 2495982.4509 | 1119491.6781
111 | 2496073.8229 | 1119418.3143 | 2496073.4734 | 1119418.5157
112 | 2496066.6332 | 1119422.4555 | 2496073.4734 | 1119418.5157
113 | 2496066.6332 | 1119422.4555 | 2496066.2685 | 1119422.6655
114 | 2496048.4639 | 1119432.9206 | 2496066.2685 | 1119422.6655
115 | 2496012.9992 | 1119307.1725 | 2496021.2493 | 1119316.948
116 | 2496021.2493 | 1119316.948 | 2496030.8919 | 1119328.3733
117 | 2496040.1636 | 1119339.3593 | 2496040.1636 | 1119339.3593 | 2496030.8919 | 1119328.3733
118 | 2496013.7135 | 1119280.0409 | 2496013.8375 | 1119279.9363
119 | 2496040.1636 | 1119339.3593 | 2496037.5315 | 1119341.5837
120 | 2496028.1065 | 1119267.8989 | 2496013.8375 | 1119279.9363
121 | 2496033.0735 | 1119336.2156 | 2496037.5315 | 1119341.5837 | 2496037.5315 | 1119341.5837
122 | 2496028.1065 | 1119267.8989 | 2496017.1905 | 1119255.2659
123 | 2496028.1065 | 1119267.8989 | 2496039.6504 | 1119258.1201
124 | 2496028.1065 | 1119267.8989 | 2496041.0732 | 1119283.2087
125 | 2496155.0603 | 1119197.9958 | 2496189.5119 | 1119175.9015
126 | 2496189.5119 | 1119175.9015 | 2496207.2593 | 1119190.5062 | 2496211.3759 | 1119193.9665
127 | 2496189.5119 | 1119175.9015 | 2496218.4994 | 1119157.4034 | 2496221.4895 | 1119155.7955 | 2496223.335 | 1119155.3969 | 2496226.0887 | 1119155.3052 | 2496228.1082 | 1119155.6041 | 2496229.7529 | 1119156.0984 | 2496231.3338 | 1119157.3721 | 2496238.2404 | 1119164.9687
128 | 2496214.4312 | 1119213.7705 | 2496210.4751 | 1119207.4395 | 2496212.1849 | 1119194.6465 | 2496211.3759 | 1119193.9665
129 | 2496318.2193 | 1119191.3704 | 2496307.4961 | 1119188.041 | 2496287.864 | 1119182.3295 | 2496284.5767 | 1119181.4631 | 2496282.2365 | 1119180.914 | 2496279.1426 | 1119180.5224 | 2496272.6909 | 1119180.5552 | 2496262.6972 | 1119179.715 | 2496256.4936 | 1119178.9097 | 2496253.3945 | 1119178.218 | 2496251.0411 | 1119177.3467 | 2496249.2113 | 1119176.4108 | 2496247.1691 | 1119174.7893 | 2496238.2404 | 1119164.9687
130 | 2495979.5743 | 1119449.5148 | 2495986.0723 | 1119445.416
131 | 2496051.4201 | 1119404.1959 | 2495986.0723 | 1119445.416
132 | 2496077.531 | 1119387.7257 | 2496051.4201 | 1119404.1959
133 | 2496049.3947 | 1119293.034 | 2496041.0732 | 1119283.2087
134 | 2496008.4378 | 1119245.1366 | 2496017.1905 | 1119255.2659
135 | 2496048.8585 | 1119250.3199 | 2496039.6504 | 1119258.1201
136 | 2496093.2571 | 1119292.3949 | 2496078.8467 | 1119304.4052
137 | 2496093.2571 | 1119292.3949 | 2496098.3134 | 1119296.0548 | 2496102.456 | 1119296.395 | 2496107.8213 | 1119295.5801 | 2496121.1949 | 1119285.6219
138 | 2496008.4378 | 1119245.1366 | 2496003.3516 | 1119239.2503
139 | 2496050.1494 | 1119241.9146 | 2496047.5851 | 1119244.9384 | 2496047.3771 | 1119246.7542 | 2496047.9271 | 1119248.6682 | 2496048.8585 | 1119250.3199
140 | 2496048.8585 | 1119250.3199 | 2496050.4066 | 1119251.4829 | 2496052.3236 | 1119252.1059 | 2496054.0452 | 1119252.1319 | 2496056.1632 | 1119251.4284 | 2496057.6559 | 1119250.2687 | 2496077.6181 | 1119232.9814 | 2496080.0593 | 1119230.8714
141 | 2496121.1949 | 1119285.6219 | 2496121.1949 | 1119285.6219 | 2496117.9612 | 1119280.6854
142 | 2496050.1494 | 1119241.9146 | 2496039.8958 | 1119229.7538
143 | 2496080.0593 | 1119230.8714 | 2496076.6083 | 1119226.7702
144 | 2496080.0593 | 1119230.8714 | 2496086.6182 | 1119238.4483
145 | 2496388.458 | 1119228.168 | 2496383.5937 | 1119226.6948 | 2496351.7499 | 1119214.5549 | 2496343.902 | 1119212.8216 | 2496338.5331 | 1119211.6351 | 2496333.577 | 1119209.7633 | 2496331.4562 | 1119208.51 | 2496328.9386 | 1119206.6186 | 2496322.7131 | 1119200.0322 | 2496318.2193 | 1119191.3704
146 | 2496388.458 | 1119228.168 | 2496382.1732 | 1119234.6052
147 | 2496215.8607 | 1119216.0583 | 2496214.4312 | 1119213.7705
148 | 2496215.8607 | 1119216.0583 | 2496221.1569 | 1119224.5338 | 2496228.2627 | 1119225.746
149 | 2496168.9808 | 1119241.8736 | 2496167.1176 | 1119243.4844 | 2496159.6485 | 1119249.9489
150 | 2496145.9556 | 1119225.5363 | 2496153.9854 | 1119218.9831 | 2496168.9808 | 1119241.8736
151 | 2496152.754 | 1119255.5462 | 2496155.4138 | 1119253.6139 | 2496159.6485 | 1119249.9489
152 | 2496145.9556 | 1119225.5363 | 2496144.4024 | 1119226.7748 | 2496143.8747 | 1119226.1613 | 2496142.056 | 1119224.0689 | 2496138.6545 | 1119220.1471
153 | 2496152.754 | 1119255.5462 | 2496141.9116 | 1119263.4225
154 | 2496138.6545 | 1119220.1471 | 2496133.6266 | 1119214.5521
155 | 2496138.6545 | 1119220.1471 | 2496124.7489 | 1119231.0484
156 | 2496072.0918 | 1119168.7688 | 2496083.0551 | 1119181.7355
157 | 2496072.0918 | 1119168.7688 | 2496067.9164 | 1119172.1116
158 | 2496133.0561 | 1119269.8555 | 2496141.9116 | 1119263.4225
159 | 2496099.652 | 1119253.5937 | 2496124.7489 | 1119231.0484
160 | 2496124.7489 | 1119231.0484 | 2496102.6532 | 1119204.9149
161 | 2496093.0005 | 1119193.4983 | 2496083.0551 | 1119181.7355
162 | 2495970.8609 | 1119358.7965 | 2495967.2345 | 1119361.3166
163 | 2496067.0251 | 1119215.5806 | 2496056.9982 | 1119204.01
164 | 2496067.0251 | 1119215.5806 | 2496072.8107 | 1119222.2571 | 2496076.6083 | 1119226.7702
165 | 2496102.6532 | 1119204.9149 | 2496093.0005 | 1119193.4983
166 | 2496099.652 | 1119253.5937 | 2496095.3747 | 1119248.564 | 2496086.6182 | 1119238.4483
167 | 2496026.7894 | 1119214.2096 | 2496039.8958 | 1119229.7538
168 | 2496117.9612 | 1119280.6854 | 2496117.9612 | 1119280.6854 | 2496123.4823 | 1119276.8103 | 2496129.8376 | 1119272.1935
169 | 2496026.7894 | 1119214.2096 | 2496019.8423 | 1119215.4965 | 2496015.669 | 1119211.1321 | 2496017.9998 | 1119208.8906 | 2496016.2514 | 1119206.8527
170 | 2496238.7438 | 1119242.8633 | 2496240.389 | 1119245.5502
171 | 2496238.7438 | 1119242.8633 | 2496228.2627 | 1119225.746 | 2496228.2627 | 1119225.746
172 | 2496133.0561 | 1119269.8555 | 2496129.8376 | 1119272.1935

## bus_geodata
| x | y | coords
0 | 2496027.3841 | 1119092.8054
1 | 2496038.4061 | 1119111.0666
2 | 2496043.7518 | 1119117.1786
3 | 2496049.3838 | 1119106.7307
4 | 2496000.5596 | 1119142.6261
5 | 2495988.6646 | 1119164.0665
6 | 2495978.05 | 1119161.6972
7 | 2495989.3138 | 1119129.4475
8 | 2495902.2208 | 1119235.1877
9 | 2495935.7692 | 1119215.3867
10 | 2495914.6465 | 1119249.5502
11 | 2496162.6641 | 1119433.9596
12 | 2496170.4009 | 1119418.0056
13 | 2496157.829 | 1119446.8667
14 | 2496001.2618 | 1119178.6676
15 | 2495979.5685 | 1119171.8081
16 | 2496246.4774 | 1119376.8517
17 | 2496241.728 | 1119379.824
18 | 2496255.4144 | 1119383.1469
19 | 2496062.0035 | 1119497.718
20 | 2496076.839 | 1119536.9102
21 | 2496055.0264 | 1119496.7929
22 | 2496244.6636 | 1119392.5817
23 | 2496206.687 | 1119303.7928
24 | 2496219.7353 | 1119391.6562
25 | 2496253.7404 | 1119426.8033
26 | 2496217.6416 | 1119445.9348
27 | 2496272.7114 | 1119432.7151
28 | 2496269.3563 | 1119456.6914
29 | 2496122.794 | 1119455.469
30 | 2496135.4484 | 1119458.8278
31 | 2496116.7995 | 1119453.7931
32 | 2496109.0967 | 1119462.7059
33 | 2496093.6849 | 1119531.7559
34 | 2496169.1803 | 1119525.7617
35 | 2496172.0392 | 1119552.9187
36 | 2496128.27 | 1119539.7543
37 | 2496077.307 | 1119132.3411
38 | 2496020.6789 | 1119136.8173
39 | 2496263.0179 | 1119396.7251
40 | 2496300.4164 | 1119381.1248
41 | 2496261.0209 | 1119392.2921
42 | 2495943.2864 | 1119459.2792
43 | 2495876.5359 | 1119442.1948
44 | 2495946.1935 | 1119460.3555
45 | 2495958.6684 | 1119468.7428
46 | 2495959.0692 | 1119465.1225
47 | 2496003.9183 | 1119482.7924
48 | 2496105.9162 | 1119435.601
49 | 2496068.0893 | 1119484.0603
50 | 2496244.6496 | 1119361.2525
51 | 2495860.4197 | 1119395.954
52 | 2495928.1703 | 1119375.4746
53 | 2496213.6506 | 1119406.4625
54 | 2495937.4288 | 1119205.9855
55 | 2496176.975 | 1119558.8752
56 | 2495993.7476 | 1119289.0364
57 | 2495996.0523 | 1119287.0733
58 | 2496012.7126 | 1119311.6975
59 | 2496296.8491 | 1119408.6602
60 | 2495956.1905 | 1119299.2221
61 | 2495918.744 | 1119331.5091
62 | 2495946.1768 | 1119287.6255
63 | 2496049.8362 | 1119562.0791
64 | 2496073.8322 | 1119572.0953
65 | 2496034.9787 | 1119511.779
66 | 2495973.9083 | 1119588.2197
67 | 2496117.5329 | 1119543.1707
68 | 2496112.6835 | 1119525.943
69 | 2496092.4407 | 1119566.3609
70 | 2496183.5761 | 1119410.9688
71 | 2496155.1782 | 1119426.1399
72 | 2496101.2674 | 1119529.436
73 | 2496030.6601 | 1119585.4151
74 | 2495929.5934 | 1119202.7516
75 | 2495951.4099 | 1119184.2678
76 | 2496098.3801 | 1119582.9927
77 | 2495908.7959 | 1119320.0209
78 | 2496105.4737 | 1119153.1521
79 | 2496027.8083 | 1119088.3684
80 | 2495950.574 | 1119221.1692
81 | 2496347.2885 | 1119386.9075
82 | 2496405.2891 | 1119361.9597
83 | 2496338.0254 | 1119365.2369
84 | 2496324.5217 | 1119396.726
85 | 2495964.8181 | 1119172.9078
86 | 2495916.5104 | 1119251.7046
87 | 2496011.6751 | 1119190.8653
88 | 2495972.1532 | 1119178.1193
89 | 2496157.4877 | 1119217.6741
90 | 2496147.8234 | 1119202.6341
91 | 2496202.5665 | 1119296.3466
92 | 2496208.4705 | 1119450.8036
93 | 2496096.4113 | 1119148.1268
94 | 2495973.1192 | 1119453.5866
95 | 2496092.1951 | 1119412.9009
96 | 2496229.1572 | 1119329.743
97 | 2495955.6082 | 1119369.3961
98 | 2495979.512 | 1119267.4041
99 | 2495999.921 | 1119291.6763
100 | 2495935.4322 | 1119275.1824
101 | 2496013.9315 | 1119500.0859
102 | 2495982.4509 | 1119491.6781
103 | 2496110.9379 | 1119150.0007
104 | 2495961.2091 | 1119233.4535
105 | 2495922.6785 | 1119259.1348
106 | 2496073.8229 | 1119418.3144
107 | 2496073.4734 | 1119418.5157
108 | 2496066.6332 | 1119422.4555
109 | 2496066.2685 | 1119422.6655
110 | 2496012.9992 | 1119307.1725
111 | 2496021.2493 | 1119316.948
112 | 2496030.8919 | 1119328.3733
113 | 2496013.7135 | 1119280.0409
114 | 2496040.1636 | 1119339.3593
115 | 2496013.8375 | 1119279.9363
116 | 2496037.5315 | 1119341.5837
117 | 2496028.1065 | 1119267.8989
118 | 2496155.0603 | 1119197.9958
119 | 2496189.5119 | 1119175.9015
120 | 2496211.3759 | 1119193.9665
121 | 2496238.2404 | 1119164.9687
122 | 2495979.5743 | 1119449.5148
123 | 2495986.0723 | 1119445.416
124 | 2496051.4201 | 1119404.1959
125 | 2496077.531 | 1119387.7257
126 | 2496041.0732 | 1119283.2087
127 | 2496049.3947 | 1119293.034
128 | 2496017.1905 | 1119255.2659
129 | 2496039.6504 | 1119258.12
130 | 2496078.8467 | 1119304.4052
131 | 2496093.2571 | 1119292.3949
132 | 2496008.4378 | 1119245.1366
133 | 2496048.8585 | 1119250.3199
134 | 2496121.1949 | 1119285.6219
135 | 2496003.3516 | 1119239.2503
136 | 2496050.1494 | 1119241.9146
137 | 2496080.0593 | 1119230.8714
138 | 2496318.2193 | 1119191.3704
139 | 2496388.458 | 1119228.168
140 | 2496382.1732 | 1119234.6052
141 | 2496214.4312 | 1119213.7705
142 | 2496215.8607 | 1119216.0583
143 | 2496168.9808 | 1119241.8736
144 | 2496159.6485 | 1119249.9489
145 | 2496145.9556 | 1119225.5363
146 | 2496152.754 | 1119255.5462
147 | 2496138.6545 | 1119220.1471
148 | 2496072.0918 | 1119168.7688
149 | 2496141.9116 | 1119263.4225
150 | 2496133.6266 | 1119214.5521
151 | 2496124.7489 | 1119231.0484
152 | 2496083.0551 | 1119181.7355
153 | 2496067.9164 | 1119172.1116
154 | 2496048.4639 | 1119432.9206
155 | 2495967.2345 | 1119361.3166
156 | 2495970.8609 | 1119358.7965
157 | 2496056.9982 | 1119204.01
158 | 2496067.0251 | 1119215.5806
159 | 2496076.6083 | 1119226.7702
160 | 2496093.0005 | 1119193.4983
161 | 2496102.6532 | 1119204.9149
162 | 2496099.652 | 1119253.5937
163 | 2496086.6182 | 1119238.4483
164 | 2496039.8958 | 1119229.7538
165 | 2496117.9612 | 1119280.6854
166 | 2496026.7894 | 1119214.2096
167 | 2496033.0735 | 1119336.2156
168 | 2496016.2514 | 1119206.8527
169 | 2496240.389 | 1119245.5502
170 | 2496238.7438 | 1119242.8633
171 | 2496228.2627 | 1119225.746
172 | 2496129.8376 | 1119272.1935
173 | 2496133.0561 | 1119269.8555
174 | 2496093.2571 | 1119292.3949

## line_std_types
| c_nf_per_km | r_ohm_per_km | x_ohm_per_km | max_i_ka | type | q_mm2 | alpha | voltage_rating
NAYY 4x50 SE | 210 | 0.642 | 0.083 | 0.142 | cs | 50 | 0.00403 | LV
NAYY 4x120 SE | 264 | 0.225 | 0.08 | 0.242 | cs | 120 | 0.00403 | LV
NAYY 4x150 SE | 261 | 0.208 | 0.08 | 0.27 | cs | 150 | 0.00403 | LV
NA2XS2Y 1x95 RM/25 12/20 kV | 216 | 0.313 | 0.132 | 0.252 | cs | 95 | 0.00403 | MV
NA2XS2Y 1x185 RM/25 12/20 kV | 273 | 0.161 | 0.117 | 0.362 | cs | 185 | 0.00403 | MV
NA2XS2Y 1x240 RM/25 12/20 kV | 304 | 0.122 | 0.112 | 0.421 | cs | 240 | 0.00403 | MV
NA2XS2Y 1x95 RM/25 6/10 kV | 315 | 0.313 | 0.123 | 0.249 | cs | 95 | 0.00403 | MV
NA2XS2Y 1x185 RM/25 6/10 kV | 406 | 0.161 | 0.11 | 0.358 | cs | 185 | 0.00403 | MV
NA2XS2Y 1x240 RM/25 6/10 kV | 456 | 0.122 | 0.105 | 0.416 | cs | 240 | 0.00403 | MV
NA2XS2Y 1x150 RM/25 12/20 kV | 250 | 0.206 | 0.116 | 0.319 | cs | 150 | 0.00403 | MV
NA2XS2Y 1x120 RM/25 12/20 kV | 230 | 0.253 | 0.119 | 0.283 | cs | 120 | 0.00403 | MV
NA2XS2Y 1x70 RM/25 12/20 kV | 190 | 0.443 | 0.132 | 0.22 | cs | 70 | 0.00403 | MV
NA2XS2Y 1x150 RM/25 6/10 kV | 360 | 0.206 | 0.11 | 0.315 | cs | 150 | 0.00403 | MV
NA2XS2Y 1x120 RM/25 6/10 kV | 340 | 0.253 | 0.113 | 0.28 | cs | 120 | 0.00403 | MV
NA2XS2Y 1x70 RM/25 6/10 kV | 280 | 0.443 | 0.123 | 0.217 | cs | 70 | 0.00403 | MV
N2XS(FL)2Y 1x120 RM/35 64/110 kV | 112 | 0.153 | 0.166 | 0.366 | cs | 120 | 0.00393 | HV
N2XS(FL)2Y 1x185 RM/35 64/110 kV | 125 | 0.099 | 0.156 | 0.457 | cs | 185 | 0.00393 | HV
N2XS(FL)2Y 1x240 RM/35 64/110 kV | 135 | 0.075 | 0.149 | 0.526 | cs | 240 | 0.00393 | HV
N2XS(FL)2Y 1x300 RM/35 64/110 kV | 144 | 0.06 | 0.144 | 0.588 | cs | 300 | 0.00393 | HV
15-AL1/3-ST1A 0.4 | 11 | 1.8769 | 0.35 | 0.105 | ol | 16 | 0.00403 | LV
24-AL1/4-ST1A 0.4 | 11.25 | 1.2012 | 0.335 | 0.14 | ol | 24 | 0.00403 | LV
48-AL1/8-ST1A 0.4 | 12.2 | 0.5939 | 0.3 | 0.21 | ol | 48 | 0.00403 | LV
94-AL1/15-ST1A 0.4 | 13.2 | 0.306 | 0.29 | 0.35 | ol | 94 | 0.00403 | LV
34-AL1/6-ST1A 10.0 | 9.7 | 0.8342 | 0.36 | 0.17 | ol | 34 | 0.00403 | MV
48-AL1/8-ST1A 10.0 | 10.1 | 0.5939 | 0.35 | 0.21 | ol | 48 | 0.00403 | MV
70-AL1/11-ST1A 10.0 | 10.4 | 0.4132 | 0.339 | 0.29 | ol | 70 | 0.00403 | MV
94-AL1/15-ST1A 10.0 | 10.75 | 0.306 | 0.33 | 0.35 | ol | 94 | 0.00403 | MV
122-AL1/20-ST1A 10.0 | 11.1 | 0.2376 | 0.323 | 0.41 | ol | 122 | 0.00403 | MV
149-AL1/24-ST1A 10.0 | 11.25 | 0.194 | 0.315 | 0.47 | ol | 149 | 0.00403 | MV
34-AL1/6-ST1A 20.0 | 9.15 | 0.8342 | 0.382 | 0.17 | ol | 34 | 0.00403 | MV
48-AL1/8-ST1A 20.0 | 9.5 | 0.5939 | 0.372 | 0.21 | ol | 48 | 0.00403 | MV
70-AL1/11-ST1A 20.0 | 9.7 | 0.4132 | 0.36 | 0.29 | ol | 70 | 0.00403 | MV
94-AL1/15-ST1A 20.0 | 10 | 0.306 | 0.35 | 0.35 | ol | 94 | 0.00403 | MV
122-AL1/20-ST1A 20.0 | 10.3 | 0.2376 | 0.344 | 0.41 | ol | 122 | 0.00403 | MV
149-AL1/24-ST1A 20.0 | 10.5 | 0.194 | 0.337 | 0.47 | ol | 149 | 0.00403 | MV
184-AL1/30-ST1A 20.0 | 10.75 | 0.1571 | 0.33 | 0.535 | ol | 184 | 0.00403 | MV
243-AL1/39-ST1A 20.0 | 11 | 0.1188 | 0.32 | 0.645 | ol | 243 | 0.00403 | MV
48-AL1/8-ST1A 110.0 | 8 | 0.5939 | 0.46 | 0.21 | ol | 48 | 0.00403 | HV
70-AL1/11-ST1A 110.0 | 8.4 | 0.4132 | 0.45 | 0.29 | ol | 70 | 0.00403 | HV
94-AL1/15-ST1A 110.0 | 8.65 | 0.306 | 0.44 | 0.35 | ol | 94 | 0.00403 | HV
122-AL1/20-ST1A 110.0 | 8.5 | 0.2376 | 0.43 | 0.41 | ol | 122 | 0.00403 | HV
149-AL1/24-ST1A 110.0 | 8.75 | 0.194 | 0.41 | 0.47 | ol | 149 | 0.00403 | HV
184-AL1/30-ST1A 110.0 | 8.8 | 0.1571 | 0.4 | 0.535 | ol | 184 | 0.00403 | HV
243-AL1/39-ST1A 110.0 | 9 | 0.1188 | 0.39 | 0.645 | ol | 243 | 0.00403 | HV
305-AL1/39-ST1A 110.0 | 9.2 | 0.0949 | 0.38 | 0.74 | ol | 305 | 0.00403 | HV
490-AL1/64-ST1A 110.0 | 9.75 | 0.059 | 0.37 | 0.96 | ol | 490 | 0.00403 | HV
679-AL1/86-ST1A 110.0 | 9.95 | 0.042 | 0.36 | 1.15 | ol | 679 | 0.00403 | HV
490-AL1/64-ST1A 220.0 | 10 | 0.059 | 0.285 | 0.96 | ol | 490 | 0.00403 | HV
679-AL1/86-ST1A 220.0 | 11.7 | 0.042 | 0.275 | 1.15 | ol | 679 | 0.00403 | HV
490-AL1/64-ST1A 380.0 | 11 | 0.059 | 0.253 | 0.96 | ol | 490 | 0.00403 | HV
679-AL1/86-ST1A 380.0 | 14.6 | 0.042 | 0.25 | 1.15 | ol | 679 | 0.00403 | HV

## trafo_std_types
| i0_percent | pfe_kw | vkr_percent | sn_mva | vn_lv_kv | vn_hv_kv | vk_percent | shift_degree | vector_group | tap_side | tap_neutral | tap_min | tap_max | tap_step_degree | tap_step_percent | tap_phase_shifter
160 MVA 380/110 kV | 0.06 | 60 | 0.25 | 160 | 110 | 380 | 12.2 | 0 | Yy0 | hv | 0 | -9 | 9 | 0 | 1.5 | FALSE
100 MVA 220/110 kV | 0.06 | 55 | 0.26 | 100 | 110 | 220 | 12 | 0 | Yy0 | hv | 0 | -9 | 9 | 0 | 1.5 | FALSE
63 MVA 110/20 kV | 0.04 | 22 | 0.32 | 63 | 20 | 110 | 18 | 150 | YNd5 | hv | 0 | -9 | 9 | 0 | 1.5 | FALSE
40 MVA 110/20 kV | 0.05 | 18 | 0.34 | 40 | 20 | 110 | 16.2 | 150 | YNd5 | hv | 0 | -9 | 9 | 0 | 1.5 | FALSE
25 MVA 110/20 kV | 0.07 | 14 | 0.41 | 25 | 20 | 110 | 12 | 150 | YNd5 | hv | 0 | -9 | 9 | 0 | 1.5 | FALSE
63 MVA 110/10 kV | 0.04 | 22 | 0.32 | 63 | 10 | 110 | 18 | 150 | YNd5 | hv | 0 | -9 | 9 | 0 | 1.5 | FALSE
40 MVA 110/10 kV | 0.05 | 18 | 0.34 | 40 | 10 | 110 | 16.2 | 150 | YNd5 | hv | 0 | -9 | 9 | 0 | 1.5 | FALSE
25 MVA 110/10 kV | 0.07 | 14 | 0.41 | 25 | 10 | 110 | 12 | 150 | YNd5 | hv | 0 | -9 | 9 | 0 | 1.5 | FALSE
0.25 MVA 20/0.4 kV | 0.32 | 0.8 | 1.44 | 0.25 | 0.4 | 20 | 6 | 150 | Yzn5 | hv | 0 | -2 | 2 | 0 | 2.5 | FALSE
0.4 MVA 20/0.4 kV | 0.3375 | 1.35 | 1.425 | 0.4 | 0.4 | 20 | 6 | 150 | Dyn5 | hv | 0 | -2 | 2 | 0 | 2.5 | FALSE
0.63 MVA 20/0.4 kV | 0.2619 | 1.65 | 1.206 | 0.63 | 0.4 | 20 | 6 | 150 | Dyn5 | hv | 0 | -2 | 2 | 0 | 2.5 | FALSE
0.25 MVA 10/0.4 kV | 0.24 | 0.6 | 1.2 | 0.25 | 0.4 | 10 | 4 | 150 | Dyn5 | hv | 0 | -2 | 2 | 0 | 2.5 | FALSE
0.4 MVA 10/0.4 kV | 0.2375 | 0.95 | 1.325 | 0.4 | 0.4 | 10 | 4 | 150 | Dyn5 | hv | 0 | -2 | 2 | 0 | 2.5 | FALSE
0.63 MVA 10/0.4 kV | 0.1873 | 1.18 | 1.0794 | 0.63 | 0.4 | 10 | 4 | 150 | Dyn5 | hv | 0 | -2 | 2 | 0 | 2.5 | FALSE

## trafo3w_std_types
| sn_hv_mva | sn_mv_mva | sn_lv_mva | vn_hv_kv | vn_mv_kv | vn_lv_kv | vk_hv_percent | vk_mv_percent | vk_lv_percent | vkr_hv_percent | vkr_mv_percent | vkr_lv_percent | pfe_kw | i0_percent | shift_mv_degree | shift_lv_degree | vector_group | tap_side | tap_neutral | tap_min | tap_max | tap_step_percent
63/25/38 MVA 110/20/10 kV | 63 | 25 | 38 | 110 | 20 | 10 | 10.4 | 10.4 | 10.4 | 0.28 | 0.32 | 0.35 | 35 | 0.89 | 0 | 0 | YN0yn0yn0 | hv | 0 | -10 | 10 | 1.2
63/25/38 MVA 110/10/10 kV | 63 | 25 | 38 | 110 | 10 | 10 | 10.4 | 10.4 | 10.4 | 0.28 | 0.32 | 0.35 | 35 | 0.89 | 0 | 0 | YN0yn0yn0 | hv | 0 | -10 | 10 | 1.2

## fuse_std_types
| fuse_type | i_rated_a | t_avg | t_min | t_total | x_avg | x_min | x_total
HV 100A | HV 100A | 100 | 0 | [10.0, 3.64, 0.854, 0.281, 0.1, 0.0531, 0.022, 0.01] | [10.0, 4.267, 1.21, 0.403, 0.1, 0.058, 0.022, 0.01] | 0 | [300.0, 350.0, 450.0, 550.0, 700.0, 850.0, 1200.0, 1752.0] | [600.0, 700.0, 900.0, 1150.0, 1665.0, 2000.0, 3000.0, 4313.0]
HV 10A | HV 10A | 10 | 0 | [10.0, 1675.0, 0.344, 0.156, 0.1, 0.0417, 0.0171, 0.01] | [10.0, 1.3, 0.3, 0.155, 0.1, 0.0555, 0.023, 0.01] | 0 | [30.0, 32.0, 35.0, 37.0, 39.0, 50.0, 70.0, 88.0] | [60.0, 70.0, 80.0, 87.0, 94.0, 110.0, 150.0, 216.0]
HV 125A | HV 125A | 125 | 0 | [10.0, 1.82, 0.344, 0.1, 0.0467, 0.0269, 0.01] | [10.0, 2.478, 0.426, 0.1, 0.0427, 0.0211, 0.01] | 0 | [375.0, 500.0, 700.0, 925.0, 1200.0, 1500.0, 2341.0] | [750.0, 1000.0, 1500.0, 2200.0, 3000.0, 4000.0, 5765.0]
HV 160A | HV 160A | 160 | 0 | [10.0, 4.15, 1.03, 0.198, 0.1, 0.051, 0.0172, 0.01] | [10.0, 2.3, 0.734, 0.274, 0.1, 0.046, 0.0177, 0.01] | 0 | [480.0, 550.0, 700.0, 1000.0, 1260.0, 1600.0, 2500.0, 3227.0] | [960.0, 1300.0, 1700.0, 2200.0, 2996.0, 4000.0, 6000.0, 7946.0]
HV 16A | HV 16A | 16 | 0 | [10.0, 0.352, 0.164, 0.1, 0.0649, 0.0342, 0.01] | [10.0, 2.34, 0.722, 0.181, 0.1, 0.055, 0.0296, 0.01] | 0 | [48.0, 60.0, 65.0, 71.0, 80.0, 100.0, 162.0] | [96.0, 110.0, 125.0, 150.0, 168.0, 200.0, 250.0, 398.0]
HV 200A | HV 200A | 200 | 0 | [10.0, 4.267, 1.21, 0.403, 0.1, 0.058, 0.022, 0.01] | [10.0, 3.73, 1.654, 0.328, 0.1, 0.0531, 0.019, 0.01] | 0 | [600.0, 700.0, 900.0, 1150.0, 1665.0, 2000.0, 3000.0, 4313.0] | [1200.0, 1500.0, 1800.0, 2700.0, 3960.0, 5000.0, 7500.0, 10620.0]
HV 20A | HV 20A | 20 | 0 | [10.0, 1.3, 0.3, 0.155, 0.1, 0.0555, 0.023, 0.01] | [10.0, 1.3, 0.161, 0.1, 0.0611, 0.0399, 0.0141, 0.01] | 0 | [60.0, 70.0, 80.0, 87.0, 94.0, 110.0, 150.0, 216.0] | [120.0, 150.0, 200.0, 223.0, 260.0, 300.0, 450.0, 532.0]
HV 25A | HV 25A | 25 | 0 | [10.0, 2.512, 0.833, 0.299, 0.1, 0.0372, 0.0223, 0.01] | [10.0, 3.125, 0.597, 0.198, 0.1, 0.0378, 0.022, 0.01] | 0 | [75.0, 82.0, 90.0, 100.0, 124.0, 170.0, 200.0, 289.0] | [150.0, 170.0, 210.0, 250.0, 294.0, 400.0, 500.0, 711.0]
HV 31.5A | HV 31.5A | 31.5 | 0 | [10.0, 2.34, 0.722, 0.181, 0.1, 0.055, 0.0296, 0.01] | [10.0, 2.84, 0.368, 0.164, 0.1, 0.0621, 0.0378, 0.0195, 0.01] | 0 | [95.0, 110.0, 125.0, 150.0, 165.0, 200.0, 250.0, 390.0] | [189.0, 220.0, 300.0, 350.0, 393.0, 450.0, 530.0, 700.0, 960.0]
HV 40A | HV 40A | 40 | 0 | [10.0, 1.3, 0.161, 0.1, 0.0611, 0.0399, 0.0141, 0.01] | [10.0, 2.05, 0.369, 0.198, 0.1, 0.051, 0.0298, 0.01] | 0 | [120.0, 150.0, 200.0, 223.0, 260.0, 300.0, 450.0, 532.0] | [240.0, 300.0, 400.0, 450.0, 530.0, 650.0, 800.0, 1311.0]
HV 50A | HV 50A | 50 | 0 | [10.0, 3.215, 0.597, 0.198, 0.1, 0.0378, 0.022, 0.01] | [10.0, 3.64, 0.854, 0.281, 0.1, 0.0531, 0.022, 0.01] | 0 | [150.0, 170.0, 210.0, 250.0, 294.0, 400.0, 500.0, 711.0] | [300.0, 350.0, 450.0, 550.0, 700.0, 850.0, 1200.0, 1752.0]
HV 6.3A | HV 6.3A | 6.3 | 0 | [10.0, 1.39, 0.344, 0.168, 0.1, 0.056, 0.0263, 0.01] | [10.0, 1.711, 0.516, 0.198, 0.1, 0.0634, 0.0303, 0.01] | 0 | [19.0, 19.5, 20.4, 20.8, 22.0, 25.0, 32.0, 48.0] | [38.0, 40.0, 43.0, 48.0, 53.0, 60.0, 75.0, 118.0]
HV 63A | HV 63A | 63 | 0 | [10.0, 2.84, 0.368, 0.164, 0.1, 0.0621, 0.0378, 0.0195, 0.01] | [10.0, 1.82, 0.344, 0.1, 0.0467, 0.0269, 0.01] | 0 | [189.0, 220.0, 300.0, 350.0, 393.0, 450.0, 530.0, 700.0, 961.0] | [378.0, 500.0, 700.0, 934.0, 1200.0, 1500.0, 2366.0]
HV 80A | HV 80A | 80 | 0 | [10.0, 2.05, 0.369, 0.198, 0.1, 0.051, 0.0298, 0.01] | [10.0, 4.15, 1.03, 0.198, 0.1, 0.051, 0.0172, 0.01] | 0 | [240.0, 300.0, 400.0, 450.0, 530.0, 650.0, 800.0, 1311.0] | [480.0, 550.0, 700.0, 1000.0, 1260.0, 1600.0, 2500.0, 3227.0]
Siemens NH-1-100 | Siemens NH-1-100 | 100 | [5400.0, 2000.0, 400.0, 20.0, 1.0, 0.2, 0.012, 0.004] | 0 | 0 | [150.0, 190.0, 250.0, 430.0, 900.0, 1250.0, 2700.0, 3600.0] | 0 | 0
Siemens NH-1-125 | Siemens NH-1-125 | 125 | [4800.0, 120.0, 7.0, 0.1, 0.004] | 0 | 0 | [180.0, 400.0, 740.0, 2000.0, 4250.0] | 0 | 0
Siemens NH-1-16 | Siemens NH-1-16 | 16 | [4000.0, 400.0, 2.0, 0.1, 0.04, 0.01] | 0 | 0 | [26.0, 35.0, 75.0, 150.0, 200.0, 300.0] | 0 | 0
Siemens NH-1-160 | Siemens NH-1-160 | 160 | [4800.0, 120.0, 7.0, 0.1, 0.004] | 0 | 0 | [210.0, 500.0, 900.0, 2300.0, 5000.0] | 0 | 0
Siemens NH-1-25 | Siemens NH-1-25 | 25 | [4000.0, 1000.0, 10.0, 0.2, 0.02, 0.01] | 0 | 0 | [40.0, 50.0, 100.0, 210.0, 400.0, 500.0] | 0 | 0
Siemens NH-1-50 | Siemens NH-1-50 | 50 | [4000.0, 40.0, 4.0, 1.0, 0.02, 0.01] | 0 | 0 | [86.0, 200.0, 300.0, 400.0, 1000.0, 1280.0] | 0 | 0
Siemens NH-1-63 | Siemens NH-1-63 | 63 | [4000.0, 100.0, 10.0, 2.0, 0.04, 0.01] | 0 | 0 | [100.0, 200.0, 300.0, 400.0, 1000.0, 1500.0] | 0 | 0
Siemens NH-1-80 | Siemens NH-1-80 | 80 | [4800.0, 120.0, 7.0, 0.1, 0.01] | 0 | 0 | [150.58, 250.0, 450.0, 1150.0, 2470.0] | 0 | 0
Siemens NH-2-1000 | Siemens NH-2-1000 | 1000 | [4800.0, 120.0, 7.0, 0.1, 0.004] | 0 | 0 | [1900.0, 3500.0, 8400.0, 24000.0, 52000.0] | 0 | 0
Siemens NH-2-200 | Siemens NH-2-200 | 200 | [4800.0, 120.0, 7.0, 0.1, 0.004] | 0 | 0 | [280.0, 650.0, 1200.0, 3000.0, 7000.0] | 0 | 0
Siemens NH-2-224 | Siemens NH-2-224 | 224 | [4800.0, 120.0, 7.0, 0.2, 0.04, 0.004] | 0 | 0 | [400.0, 750.0, 1453.0, 3025.0, 4315.0, 7600.0] | 0 | 0
Siemens NH-2-250 | Siemens NH-2-250 | 250 | [4800.0, 120.0, 7.0, 0.1, 0.004] | 0 | 0 | [450.0, 800.0, 1650.0, 4000.0, 8500.0] | 0 | 0
Siemens NH-2-315 | Siemens NH-2-315 | 315 | [4800.0, 120.0, 7.0, 0.1, 0.004] | 0 | 0 | [550.0, 920.0, 1900.0, 5000.0, 11000.0] | 0 | 0
Siemens NH-2-355 | Siemens NH-2-355 | 355 | [4800.0, 120.0, 6.0, 0.1, 0.004] | 0 | 0 | [650.0, 1116.27, 2350.0, 5840.0, 12790.0] | 0 | 0
Siemens NH-2-400 | Siemens NH-2-400 | 400 | [4800.0, 120.0, 7.0, 0.1, 0.004] | 0 | 0 | [720.0, 1350.0, 2800.0, 6500.0, 15000.0] | 0 | 0
Siemens NH-2-425 | Siemens NH-2-425 | 425 | [4800.0, 120.0, 7.0, 0.1, 0.004] | 0 | 0 | [850.0, 1500.0, 3050.0, 7500.0, 16500.0] | 0 | 0
Siemens NH-2-630 | Siemens NH-2-630 | 630 | [4800.0, 120.0, 7.0, 0.1, 0.004] | 0 | 0 | [1200.0, 2000.0, 4800.0, 12000.0, 26000.0] | 0 | 0

## dtypes
| element | column | dtype
0 | bus | name | object
1 | bus | vn_kv | float64
2 | bus | type | object
3 | bus | zone | object
4 | bus | in_service | bool
5 | load | name | object
6 | load | bus | uint32
7 | load | p_mw | float64
8 | load | q_mvar | float64
9 | load | const_z_percent | float64
10 | load | const_i_percent | float64
11 | load | sn_mva | float64
12 | load | scaling | float64
13 | load | in_service | bool
14 | load | type | object
15 | ext_grid | name | object
16 | ext_grid | bus | uint32
17 | ext_grid | vm_pu | float64
18 | ext_grid | va_degree | float64
19 | ext_grid | slack_weight | float64
20 | ext_grid | in_service | bool
21 | line | name | object
22 | line | std_type | object
23 | line | from_bus | uint32
24 | line | to_bus | uint32
25 | line | length_km | float64
26 | line | r_ohm_per_km | float64
27 | line | x_ohm_per_km | float64
28 | line | c_nf_per_km | float64
29 | line | g_us_per_km | float64
30 | line | max_i_ka | float64
31 | line | df | float64
32 | line | parallel | uint32
33 | line | type | object
34 | line | in_service | bool
35 | trafo | name | object
36 | trafo | std_type | object
37 | trafo | hv_bus | uint32
38 | trafo | lv_bus | uint32
39 | trafo | sn_mva | float64
40 | trafo | vn_hv_kv | float64
41 | trafo | vn_lv_kv | float64
42 | trafo | vk_percent | float64
43 | trafo | vkr_percent | float64
44 | trafo | pfe_kw | float64
45 | trafo | i0_percent | float64
46 | trafo | shift_degree | float64
47 | trafo | tap_side | object
48 | trafo | tap_neutral | int32
49 | trafo | tap_min | int32
50 | trafo | tap_max | int32
51 | trafo | tap_step_percent | float64
52 | trafo | tap_step_degree | float64
53 | trafo | tap_pos | int32
54 | trafo | tap_phase_shifter | bool
55 | trafo | parallel | uint32
56 | trafo | df | float64
57 | trafo | in_service | bool
58 | line_geodata | coords | object
59 | bus_geodata | x | float64
60 | bus_geodata | y | float64
61 | bus_geodata | coords | object

## parameters
| version | format_version | converged | OPF_converged | name | f_hz | sn_mva
0 | 2.14.6 | 2.14.0 | FALSE | FALSE |  | 50 | 1