## bus
| name | vn_kv | type | zone | in_service
0 | bus_LV_6644-13_0_5_node_0 | 0.4 | n |  | TRUE
1 | bus_LV_6644-13_0_5_node_1 | 0.4 | n |  | TRUE
2 | bus_LV_6644-13_0_5_node_2 | 0.4 | n |  | TRUE
3 | bus_LV_6644-13_0_5_node_4 | 0.4 | n |  | TRUE
4 | bus_LV_6644-13_0_5_node_13 | 0.4 | n |  | TRUE
5 | bus_LV_6644-13_0_5_node_20 | 0.4 | n |  | TRUE
6 | bus_LV_6644-13_0_5_node_3 | 0.4 | n |  | TRUE
7 | bus_LV_6644-13_0_5_node_5 | 0.4 | n |  | TRUE
8 | bus_LV_6644-13_0_5_node_168 | 0.4 | n |  | TRUE
9 | bus_LV_6644-13_0_5_node_84 | 0.4 | n |  | TRUE
10 | bus_LV_6644-13_0_5_node_76 | 0.4 | n |  | TRUE
11 | bus_LV_6644-13_0_5_node_6 | 0.4 | n |  | TRUE
12 | bus_LV_6644-13_0_5_node_188 | 0.4 | n |  | TRUE
13 | bus_LV_6644-13_0_5_node_8 | 0.4 | n |  | TRUE
14 | bus_LV_6644-13_0_5_node_7 | 0.4 | n |  | TRUE
15 | bus_LV_6644-13_0_5_node_10 | 0.4 | n |  | TRUE
16 | bus_LV_6644-13_0_5_node_137 | 0.4 | n |  | TRUE
17 | bus_LV_6644-13_0_5_node_176 | 0.4 | n |  | TRUE
18 | bus_LV_6644-13_0_5_node_158 | 0.4 | n |  | TRUE
19 | bus_LV_6644-13_0_5_node_9 | 0.4 | n |  | TRUE
20 | bus_LV_6644-13_0_5_node_157 | 0.4 | n |  | TRUE
21 | bus_LV_6644-13_0_5_node_159 | 0.4 | n |  | TRUE
22 | bus_LV_6644-13_0_5_node_12 | 0.4 | n |  | TRUE
23 | bus_LV_6644-13_0_5_node_89 | 0.4 | n |  | TRUE
24 | bus_LV_6644-13_0_5_node_240 | 0.4 | n |  | TRUE
25 | bus_LV_6644-13_0_5_node_14 | 0.4 | n |  | TRUE
26 | bus_LV_6644-13_0_5_node_79 | 0.4 | n |  | TRUE
27 | bus_LV_6644-13_0_5_node_77 | 0.4 | n |  | TRUE
28 | bus_LV_6644-13_0_5_node_15 | 0.4 | n |  | TRUE
29 | bus_LV_6644-13_0_5_node_202 | 0.4 | n |  | TRUE
30 | bus_LV_6644-13_0_5_node_237 | 0.4 | n |  | TRUE
31 | bus_LV_6644-13_0_5_node_16 | 0.4 | n |  | TRUE
32 | bus_LV_6644-13_0_5_node_241 | 0.4 | n |  | TRUE
33 | bus_LV_6644-13_0_5_node_19 | 0.4 | n |  | TRUE
34 | bus_LV_6644-13_0_5_node_17 | 0.4 | n |  | TRUE
35 | bus_LV_6644-13_0_5_node_18 | 0.4 | n |  | TRUE
36 | bus_LV_6644-13_0_5_node_80 | 0.4 | n |  | TRUE
37 | bus_LV_6644-13_0_5_node_78 | 0.4 | n |  | TRUE
38 | bus_LV_6644-13_0_5_node_151 | 0.4 | n |  | TRUE
39 | bus_LV_6644-13_0_5_node_150 | 0.4 | n |  | TRUE
40 | bus_LV_6644-13_0_5_node_239 | 0.4 | n |  | TRUE
41 | bus_LV_6644-13_0_5_node_21 | 0.4 | n |  | TRUE
42 | bus_LV_6644-13_0_5_node_30 | 0.4 | n |  | TRUE
43 | bus_LV_6644-13_0_5_node_23 | 0.4 | n |  | TRUE
44 | bus_LV_6644-13_0_5_node_199 | 0.4 | n |  | TRUE
45 | bus_LV_6644-13_0_5_node_22 | 0.4 | n |  | TRUE
46 | bus_LV_6644-13_0_5_node_170 | 0.4 | n |  | TRUE
47 | bus_LV_6644-13_0_5_node_171 | 0.4 | n |  | TRUE
48 | bus_LV_6644-13_0_5_node_29 | 0.4 | n |  | TRUE
49 | bus_LV_6644-13_0_5_node_180 | 0.4 | n |  | TRUE
50 | bus_LV_6644-13_0_5_node_24 | 0.4 | n |  | TRUE
51 | bus_LV_6644-13_0_5_node_161 | 0.4 | n |  | TRUE
52 | bus_LV_6644-13_0_5_node_160 | 0.4 | n |  | TRUE
53 | bus_LV_6644-13_0_5_node_25 | 0.4 | n |  | TRUE
54 | bus_LV_6644-13_0_5_node_242 | 0.4 | n |  | TRUE
55 | bus_LV_6644-13_0_5_node_243 | 0.4 | n |  | TRUE
56 | bus_LV_6644-13_0_5_node_32 | 0.4 | n |  | TRUE
57 | bus_LV_6644-13_0_5_node_26 | 0.4 | n |  | TRUE
58 | bus_LV_6644-13_0_5_node_191 | 0.4 | n |  | TRUE
59 | bus_LV_6644-13_0_5_node_27 | 0.4 | n |  | TRUE
60 | bus_LV_6644-13_0_5_node_189 | 0.4 | n |  | TRUE
61 | bus_LV_6644-13_0_5_node_28 | 0.4 | n |  | TRUE
62 | bus_LV_6644-13_0_5_node_217 | 0.4 | n |  | TRUE
63 | bus_LV_6644-13_0_5_node_173 | 0.4 | n |  | TRUE
64 | bus_LV_6644-13_0_5_node_149 | 0.4 | n |  | TRUE
65 | bus_LV_6644-13_0_5_node_183 | 0.4 | n |  | TRUE
66 | bus_LV_6644-13_0_5_node_31 | 0.4 | n |  | TRUE
67 | bus_LV_6644-13_0_5_node_225 | 0.4 | n |  | TRUE
68 | bus_LV_6644-13_0_5_node_205 | 0.4 | n |  | TRUE
69 | bus_LV_6644-13_0_5_node_169 | 0.4 | n |  | TRUE
70 | bus_LV_6644-13_0_5_node_187 | 0.4 | n |  | TRUE
71 | bus_LV_6644-13_0_5_node_139 | 0.4 | n |  | TRUE
72 | bus_LV_6644-13_0_5_node_135 | 0.4 | n |  | TRUE
73 | bus_LV_6644-13_0_5_node_175 | 0.4 | n |  | TRUE
74 | bus_LV_6644-13_0_5_node_164 | 0.4 | n |  | TRUE
75 | bus_LV_6644-13_0_5_node_88 | 0.4 | n |  | TRUE
76 | bus_LV_6644-13_0_5_node_91 | 0.4 | n |  | TRUE
77 | bus_LV_6644-13_0_5_node_87 | 0.4 | n |  | TRUE
78 | bus_LV_6644-13_0_5_node_81 | 0.4 | n |  | TRUE
79 | bus_LV_6644-13_0_5_node_236 | 0.4 | n |  | TRUE
80 | bus_LV_6644-13_0_5_node_194 | 0.4 | n |  | TRUE
81 | bus_LV_6644-13_0_5_node_197 | 0.4 | n |  | TRUE
82 | bus_LV_6644-13_0_5_node_163 | 0.4 | n |  | TRUE
83 | bus_LV_6644-13_0_5_node_181 | 0.4 | n |  | TRUE
84 | bus_LV_6644-13_0_5_node_162 | 0.4 | n |  | TRUE
85 | bus_LV_6644-13_0_5_node_248 | 0.4 | n |  | TRUE
86 | bus_LV_6644-13_0_5_node_220 | 0.4 | n |  | TRUE
87 | bus_LV_6644-13_0_5_node_190 | 0.4 | n |  | TRUE
88 | bus_LV_6644-13_0_5_node_174 | 0.4 | n |  | TRUE
89 | bus_LV_6644-13_0_5_node_215 | 0.4 | n |  | TRUE
90 | bus_LV_6644-13_0_5_node_120 | 0.4 | n |  | TRUE
91 | bus_LV_6644-13_0_5_node_211 | 0.4 | n |  | TRUE
92 | bus_LV_6644-13_0_5_node_207 | 0.4 | n |  | TRUE
93 | bus_LV_6644-13_0_5_node_209 | 0.4 | n |  | TRUE
94 | bus_LV_6644-13_0_5_node_208 | 0.4 | n |  | TRUE
95 | bus_LV_6644-13_0_5_node_206 | 0.4 | n |  | TRUE
96 | bus_LV_6644-13_0_5_node_244 | 0.4 | n |  | TRUE
97 | bus_LV_6644-13_0_5_node_245 | 0.4 | n |  | TRUE
98 | bus_LV_6644-13_0_5_node_33 | 0.4 | n |  | TRUE
99 | bus_LV_6644-13_0_5_node_34 | 0.4 | n |  | TRUE
100 | bus_LV_6644-13_0_5_node_35 | 0.4 | n |  | TRUE
101 | bus_LV_6644-13_0_5_node_36 | 0.4 | n |  | TRUE
102 | bus_LV_6644-13_0_5_node_38 | 0.4 | n |  | TRUE
103 | bus_LV_6644-13_0_5_node_39 | 0.4 | n |  | TRUE
104 | bus_LV_6644-13_0_5_node_40 | 0.4 | n |  | TRUE
105 | bus_LV_6644-13_0_5_node_41 | 0.4 | n |  | TRUE
106 | bus_LV_6644-13_0_5_node_42 | 0.4 | n |  | TRUE
107 | bus_LV_6644-13_0_5_node_37 | 0.4 | n |  | TRUE
108 | bus_LV_6644-13_0_5_node_43 | 0.4 | n |  | TRUE
109 | bus_LV_6644-13_0_5_node_44 | 0.4 | n |  | TRUE
110 | bus_LV_6644-13_0_5_node_46 | 0.4 | n |  | TRUE
111 | bus_LV_6644-13_0_5_node_75 | 0.4 | n |  | TRUE
112 | bus_LV_6644-13_0_5_node_47 | 0.4 | n |  | TRUE
113 | bus_LV_6644-13_0_5_node_61 | 0.4 | n |  | TRUE
114 | bus_LV_6644-13_0_5_node_45 | 0.4 | n |  | TRUE
115 | bus_LV_6644-13_0_5_node_119 | 0.4 | n |  | TRUE
116 | bus_LV_6644-13_0_5_node_67 | 0.4 | n |  | TRUE
117 | bus_LV_6644-13_0_5_node_64 | 0.4 | n |  | TRUE
118 | bus_LV_6644-13_0_5_node_96 | 0.4 | n |  | TRUE
119 | bus_LV_6644-13_0_5_node_48 | 0.4 | n |  | TRUE
120 | bus_LV_6644-13_0_5_node_62 | 0.4 | n |  | TRUE
121 | bus_LV_6644-13_0_5_node_69 | 0.4 | n |  | TRUE
122 | bus_LV_6644-13_0_5_node_70 | 0.4 | n |  | TRUE
123 | bus_LV_6644-13_0_5_node_65 | 0.4 | n |  | TRUE
124 | bus_LV_6644-13_0_5_node_49 | 0.4 | n |  | TRUE
125 | bus_LV_6644-13_0_5_node_74 | 0.4 | n |  | TRUE
126 | bus_LV_6644-13_0_5_node_118 | 0.4 | n |  | TRUE
127 | bus_LV_6644-13_0_5_node_50 | 0.4 | n |  | TRUE
128 | bus_LV_6644-13_0_5_node_51 | 0.4 | n |  | TRUE
129 | bus_LV_6644-13_0_5_node_52 | 0.4 | n |  | TRUE
130 | bus_LV_6644-13_0_5_node_53 | 0.4 | n |  | TRUE
131 | bus_LV_6644-13_0_5_node_54 | 0.4 | n |  | TRUE
132 | bus_LV_6644-13_0_5_node_55 | 0.4 | n |  | TRUE
133 | bus_LV_6644-13_0_5_node_58 | 0.4 | n |  | TRUE
134 | bus_LV_6644-13_0_5_node_71 | 0.4 | n |  | TRUE
135 | bus_LV_6644-13_0_5_node_56 | 0.4 | n |  | TRUE
136 | bus_LV_6644-13_0_5_node_73 | 0.4 | n |  | TRUE
137 | bus_LV_6644-13_0_5_node_57 | 0.4 | n |  | TRUE
138 | bus_LV_6644-13_0_5_node_59 | 0.4 | n |  | TRUE
139 | bus_LV_6644-13_0_5_node_60 | 0.4 | n |  | TRUE
140 | bus_LV_6644-13_0_5_node_66 | 0.4 | n |  | TRUE
141 | bus_LV_6644-13_0_5_node_68 | 0.4 | n |  | TRUE
142 | bus_LV_6644-13_0_5_node_72 | 0.4 | n |  | TRUE
143 | bus_LV_6644-13_0_5_node_132 | 0.4 | n |  | TRUE
144 | bus_LV_6644-13_0_5_node_203 | 0.4 | n |  | TRUE
145 | bus_LV_6644-13_0_5_node_196 | 0.4 | n |  | TRUE
146 | bus_LV_6644-13_0_5_node_131 | 0.4 | n |  | TRUE
147 | bus_LV_6644-13_0_5_node_201 | 0.4 | n |  | TRUE
148 | bus_LV_6644-13_0_5_node_195 | 0.4 | n |  | TRUE
149 | bus_LV_6644-13_0_5_node_125 | 0.4 | n |  | TRUE
150 | bus_LV_6644-13_0_5_node_123 | 0.4 | n |  | TRUE
151 | bus_LV_6644-13_0_5_node_103 | 0.4 | n |  | TRUE
152 | bus_LV_6644-13_0_5_node_97 | 0.4 | n |  | TRUE
153 | bus_LV_6644-13_0_5_node_82 | 0.4 | n |  | TRUE
154 | bus_LV_6644-13_0_5_node_83 | 0.4 | n |  | TRUE
155 | bus_LV_6644-13_0_5_node_85 | 0.4 | n |  | TRUE
156 | bus_LV_6644-13_0_5_node_86 | 0.4 | n |  | TRUE
157 | bus_LV_6644-13_0_5_node_95 | 0.4 | n |  | TRUE
158 | bus_LV_6644-13_0_5_node_93 | 0.4 | n |  | TRUE
159 | bus_LV_6644-13_0_5_node_90 | 0.4 | n |  | TRUE
160 | bus_LV_6644-13_0_5_node_193 | 0.4 | n |  | TRUE
161 | bus_LV_6644-13_0_5_node_98 | 0.4 | n |  | TRUE
162 | bus_LV_6644-13_0_5_node_99 | 0.4 | n |  | TRUE
163 | bus_LV_6644-13_0_5_node_100 | 0.4 | n |  | TRUE
164 | bus_LV_6644-13_0_5_node_101 | 0.4 | n |  | TRUE
165 | bus_LV_6644-13_0_5_node_102 | 0.4 | n |  | TRUE
166 | bus_LV_6644-13_0_5_node_130 | 0.4 | n |  | TRUE
167 | bus_LV_6644-13_0_5_node_126 | 0.4 | n |  | TRUE
168 | bus_LV_6644-13_0_5_node_104 | 0.4 | n |  | TRUE
169 | bus_LV_6644-13_0_5_node_105 | 0.4 | n |  | TRUE
170 | bus_LV_6644-13_0_5_node_106 | 0.4 | n |  | TRUE
171 | bus_LV_6644-13_0_5_node_107 | 0.4 | n |  | TRUE
172 | bus_LV_6644-13_0_5_node_108 | 0.4 | n |  | TRUE
173 | bus_LV_6644-13_0_5_node_109 | 0.4 | n |  | TRUE
174 | bus_LV_6644-13_0_5_node_110 | 0.4 | n |  | TRUE
175 | bus_LV_6644-13_0_5_node_111 | 0.4 | n |  | TRUE
176 | bus_LV_6644-13_0_5_node_112 | 0.4 | n |  | TRUE
177 | bus_LV_6644-13_0_5_node_113 | 0.4 | n |  | TRUE
178 | bus_LV_6644-13_0_5_node_114 | 0.4 | n |  | TRUE
179 | bus_LV_6644-13_0_5_node_115 | 0.4 | n |  | TRUE
180 | bus_LV_6644-13_0_5_node_116 | 0.4 | n |  | TRUE
181 | bus_LV_6644-13_0_5_node_117 | 0.4 | n |  | TRUE
182 | bus_LV_6644-13_0_5_node_228 | 0.4 | n |  | TRUE
183 | bus_LV_6644-13_0_5_node_238 | 0.4 | n |  | TRUE
184 | bus_LV_6644-13_0_5_node_223 | 0.4 | n |  | TRUE
185 | bus_LV_6644-13_0_5_node_224 | 0.4 | n |  | TRUE
186 | bus_LV_6644-13_0_5_node_230 | 0.4 | n |  | TRUE
187 | bus_LV_6644-13_0_5_node_127 | 0.4 | n |  | TRUE
188 | bus_LV_6644-13_0_5_node_121 | 0.4 | n |  | TRUE
189 | bus_LV_6644-13_0_5_node_122 | 0.4 | n |  | TRUE
190 | bus_LV_6644-13_0_5_node_124 | 0.4 | n |  | TRUE
191 | bus_LV_6644-13_0_5_node_128 | 0.4 | n |  | TRUE
192 | bus_LV_6644-13_0_5_node_129 | 0.4 | n |  | TRUE
193 | bus_LV_6644-13_0_5_node_134 | 0.4 | n |  | TRUE
194 | bus_LV_6644-13_0_5_node_133 | 0.4 | n |  | TRUE
195 | bus_LV_6644-13_0_5_node_136 | 0.4 | n |  | TRUE
196 | bus_LV_6644-13_0_5_node_138 | 0.4 | n |  | TRUE
197 | bus_LV_6644-13_0_5_node_141 | 0.4 | n |  | TRUE
198 | bus_LV_6644-13_0_5_node_142 | 0.4 | n |  | TRUE
199 | bus_LV_6644-13_0_5_node_154 | 0.4 | n |  | TRUE
200 | bus_LV_6644-13_0_5_node_219 | 0.4 | n |  | TRUE
201 | bus_LV_6644-13_0_5_node_216 | 0.4 | n |  | TRUE
202 | bus_LV_6644-13_0_5_node_152 | 0.4 | n |  | TRUE
203 | bus_LV_6644-13_0_5_node_143 | 0.4 | n |  | TRUE
204 | bus_LV_6644-13_0_5_node_144 | 0.4 | n |  | TRUE
205 | bus_LV_6644-13_0_5_node_145 | 0.4 | n |  | TRUE
206 | bus_LV_6644-13_0_5_node_146 | 0.4 | n |  | TRUE
207 | bus_LV_6644-13_0_5_node_147 | 0.4 | n |  | TRUE
208 | bus_LV_6644-13_0_5_node_148 | 0.4 | n |  | TRUE
209 | bus_LV_6644-13_0_5_node_153 | 0.4 | n |  | TRUE
210 | bus_LV_6644-13_0_5_node_155 | 0.4 | n |  | TRUE
211 | bus_LV_6644-13_0_5_node_156 | 0.4 | n |  | TRUE
212 | bus_LV_6644-13_0_5_node_229 | 0.4 | n |  | TRUE
213 | bus_LV_6644-13_0_5_node_165 | 0.4 | n |  | TRUE
214 | bus_LV_6644-13_0_5_node_166 | 0.4 | n |  | TRUE
215 | bus_LV_6644-13_0_5_node_167 | 0.4 | n |  | TRUE
216 | bus_LV_6644-13_0_5_node_172 | 0.4 | n |  | TRUE
217 | bus_LV_6644-13_0_5_node_177 | 0.4 | n |  | TRUE
218 | bus_LV_6644-13_0_5_node_178 | 0.4 | n |  | TRUE
219 | bus_LV_6644-13_0_5_node_179 | 0.4 | n |  | TRUE
220 | bus_LV_6644-13_0_5_node_182 | 0.4 | n |  | TRUE
221 | bus_LV_6644-13_0_5_node_212 | 0.4 | n |  | TRUE
222 | bus_LV_6644-13_0_5_node_184 | 0.4 | n |  | TRUE
223 | bus_LV_6644-13_0_5_node_185 | 0.4 | n |  | TRUE
224 | bus_LV_6644-13_0_5_node_186 | 0.4 | n |  | TRUE
225 | bus_LV_6644-13_0_5_node_192 | 0.4 | n |  | TRUE
226 | bus_LV_6644-13_0_5_node_226 | 0.4 | n |  | TRUE
227 | bus_LV_6644-13_0_5_node_222 | 0.4 | n |  | TRUE
228 | bus_LV_6644-13_0_5_node_221 | 0.4 | n |  | TRUE
229 | bus_LV_6644-13_0_5_node_227 | 0.4 | n |  | TRUE
230 | bus_LV_6644-13_0_5_node_198 | 0.4 | n |  | TRUE
231 | bus_LV_6644-13_0_5_node_200 | 0.4 | n |  | TRUE
232 | bus_LV_6644-13_0_5_node_204 | 0.4 | n |  | TRUE
233 | bus_LV_6644-13_0_5_node_210 | 0.4 | n |  | TRUE
234 | bus_LV_6644-13_0_5_node_233 | 0.4 | n |  | TRUE
235 | bus_LV_6644-13_0_5_node_246 | 0.4 | n |  | TRUE
236 | bus_LV_6644-13_0_5_node_247 | 0.4 | n |  | TRUE
237 | bus_LV_6644-13_0_5_node_213 | 0.4 | n |  | TRUE
238 | bus_LV_6644-13_0_5_node_214 | 0.4 | n |  | TRUE
239 | bus_LV_6644-13_0_5_node_218 | 0.4 | n |  | TRUE
240 | bus_LV_6644-13_0_5_node_231 | 0.4 | n |  | TRUE
241 | bus_LV_6644-13_0_5_node_232 | 0.4 | n |  | TRUE
242 | bus_LV_6644-13_0_5_node_234 | 0.4 | n |  | TRUE
243 | bus_LV_6644-13_0_5_node_235 | 0.4 | n |  | TRUE
244 | bus_MV_461_0_node_57 | 20 | n |  | TRUE

## load
| name | bus | p_mw | q_mvar | const_z_percent | const_i_percent | sn_mva | scaling | in_service | type
0 | LV_6644-13_0_5_load_0 | 0 | 0.0029408 | 0.00073704 | 0 | 0 |  | 1 | TRUE | wye
1 | LV_6644-13_0_5_load_168 | 8 | 0.035944 | 0.0090084 | 0 | 0 |  | 1 | TRUE | wye
2 | LV_6644-13_0_5_load_84 | 9 | 0.0010542 | 0.00026422 | 0 | 0 |  | 1 | TRUE | wye
3 | LV_6644-13_0_5_load_76 | 10 | 0.030077 | 0.0075381 | 0 | 0 |  | 1 | TRUE | wye
4 | LV_6644-13_0_5_load_188 | 12 | 0.0028308 | 0.00070947 | 0 | 0 |  | 1 | TRUE | wye
5 | LV_6644-13_0_5_load_176 | 17 | 0.00064568 | 0.00016182 | 0 | 0 |  | 1 | TRUE | wye
6 | LV_6644-13_0_5_load_158 | 18 | 0.00074086 | 0.00018568 | 0 | 0 |  | 1 | TRUE | wye
7 | LV_6644-13_0_5_load_157 | 20 | 0.0016092 | 0.00040331 | 0 | 0 |  | 1 | TRUE | wye
8 | LV_6644-13_0_5_load_159 | 21 | 0.0014807 | 0.0003711 | 0 | 0 |  | 1 | TRUE | wye
9 | LV_6644-13_0_5_load_89 | 23 | 0.0008145 | 0.00020413 | 0 | 0 |  | 1 | TRUE | wye
10 | LV_6644-13_0_5_load_240 | 24 | 0.00079584 | 0.00019946 | 0 | 0 |  | 1 | TRUE | wye
11 | LV_6644-13_0_5_load_79 | 26 | 0.0077729 | 0.0019481 | 0 | 0 |  | 1 | TRUE | wye
12 | LV_6644-13_0_5_load_77 | 27 | 0.01231 | 0.0030852 | 0 | 0 |  | 1 | TRUE | wye
13 | LV_6644-13_0_5_load_202 | 29 | 0.0063674 | 0.0015958 | 0 | 0 |  | 1 | TRUE | wye
14 | LV_6644-13_0_5_load_237 | 30 | 0.0054597 | 0.0013683 | 0 | 0 |  | 1 | TRUE | wye
15 | LV_6644-13_0_5_load_241 | 32 | 0.016309 | 0.0040875 | 0 | 0 |  | 1 | TRUE | wye
16 | LV_6644-13_0_5_load_80 | 36 | 0.00092344 | 0.00023144 | 0 | 0 |  | 1 | TRUE | wye
17 | LV_6644-13_0_5_load_78 | 37 | 0.0045273 | 0.0011347 | 0 | 0 |  | 1 | TRUE | wye
18 | LV_6644-13_0_5_load_151 | 38 | 0.0013652 | 0.00034216 | 0 | 0 |  | 1 | TRUE | wye
19 | LV_6644-13_0_5_load_150 | 39 | 0.00082869 | 0.00020769 | 0 | 0 |  | 1 | TRUE | wye
20 | LV_6644-13_0_5_load_239 | 40 | 0.00099411 | 0.00024915 | 0 | 0 |  | 1 | TRUE | wye
21 | LV_6644-13_0_5_load_199 | 44 | 0.00048698 | 0.00012205 | 0 | 0 |  | 1 | TRUE | wye
22 | LV_6644-13_0_5_load_171 | 47 | 0.055017 | 0.013789 | 0 | 0 |  | 1 | TRUE | wye
23 | LV_6644-13_0_5_load_180 | 49 | 0.00040462 | 0.00010141 | 0 | 0 |  | 1 | TRUE | wye
24 | LV_6644-13_0_5_load_160 | 52 | 0.018419 | 0.0046163 | 0 | 0 |  | 1 | TRUE | wye
25 | LV_6644-13_0_5_load_242 | 54 | 0.00080982 | 0.00020296 | 0 | 0 |  | 1 | TRUE | wye
26 | LV_6644-13_0_5_load_191 | 58 | 0.0012453 | 0.00031211 | 0 | 0 |  | 1 | TRUE | wye
27 | LV_6644-13_0_5_load_217 | 62 | 0.00028182 | 7.063e-05 | 0 | 0 |  | 1 | TRUE | wye
28 | LV_6644-13_0_5_load_173 | 63 | 0.00052227 | 0.00013089 | 0 | 0 |  | 1 | TRUE | wye
29 | LV_6644-13_0_5_load_149 | 64 | 0.00050997 | 0.00012781 | 0 | 0 |  | 1 | TRUE | wye
30 | LV_6644-13_0_5_load_183 | 65 | 0.00017946 | 4.4976e-05 | 0 | 0 |  | 1 | TRUE | wye
31 | LV_6644-13_0_5_load_225 | 67 | 0.02445 | 0.0061277 | 0 | 0 |  | 1 | TRUE | wye
32 | LV_6644-13_0_5_load_205 | 68 | 0.00091139 | 0.00022842 | 0 | 0 |  | 1 | TRUE | wye
33 | LV_6644-13_0_5_load_187 | 70 | 0.0024256 | 0.00060791 | 0 | 0 |  | 1 | TRUE | wye
34 | LV_6644-13_0_5_load_139 | 71 | 0.0029605 | 0.00074197 | 0 | 0 |  | 1 | TRUE | wye
35 | LV_6644-13_0_5_load_135 | 72 | 0.00062948 | 0.00015776 | 0 | 0 |  | 1 | TRUE | wye
36 | LV_6644-13_0_5_load_175 | 73 | 0.0014479 | 0.00036287 | 0 | 0 |  | 1 | TRUE | wye
37 | LV_6644-13_0_5_load_164 | 74 | 0.0030014 | 0.00075223 | 0 | 0 |  | 1 | TRUE | wye
38 | LV_6644-13_0_5_load_88 | 75 | 0.0007766 | 0.00019463 | 0 | 0 |  | 1 | TRUE | wye
39 | LV_6644-13_0_5_load_87 | 77 | 0.02031 | 0.0050903 | 0 | 0 |  | 1 | TRUE | wye
40 | LV_6644-13_0_5_load_236 | 79 | 0.0055315 | 0.0013863 | 0 | 0 |  | 1 | TRUE | wye
41 | LV_6644-13_0_5_load_194 | 80 | 0.0021944 | 0.00054996 | 0 | 0 |  | 1 | TRUE | wye
42 | LV_6644-13_0_5_load_197 | 81 | 0.00090291 | 0.00022629 | 0 | 0 |  | 1 | TRUE | wye
43 | LV_6644-13_0_5_load_163 | 82 | 0.001393 | 0.00034913 | 0 | 0 |  | 1 | TRUE | wye
44 | LV_6644-13_0_5_load_181 | 83 | 0.00033692 | 8.4441e-05 | 0 | 0 |  | 1 | TRUE | wye
45 | LV_6644-13_0_5_load_162 | 84 | 0.0031154 | 0.00078078 | 0 | 0 |  | 1 | TRUE | wye
46 | LV_6644-13_0_5_load_248 | 85 | 0.00080043 | 0.00020061 | 0 | 0 |  | 1 | TRUE | wye
47 | LV_6644-13_0_5_load_220 | 86 | 0.00039977 | 0.00010019 | 0 | 0 |  | 1 | TRUE | wye
48 | LV_6644-13_0_5_load_190 | 87 | 0.0020773 | 0.00052061 | 0 | 0 |  | 1 | TRUE | wye
49 | LV_6644-13_0_5_load_174 | 88 | 0.00073651 | 0.00018459 | 0 | 0 |  | 1 | TRUE | wye
50 | LV_6644-13_0_5_load_215 | 89 | 0.0010543 | 0.00026424 | 0 | 0 |  | 1 | TRUE | wye
51 | LV_6644-13_0_5_load_120 | 90 | 0.00047475 | 0.00011898 | 0 | 0 |  | 1 | TRUE | wye
52 | LV_6644-13_0_5_load_211 | 91 | 0.00087162 | 0.00021845 | 0 | 0 |  | 1 | TRUE | wye
53 | LV_6644-13_0_5_load_209 | 93 | 0.0022624 | 0.00056701 | 0 | 0 |  | 1 | TRUE | wye
54 | LV_6644-13_0_5_load_206 | 95 | 0.001862 | 0.00046665 | 0 | 0 |  | 1 | TRUE | wye
55 | LV_6644-13_0_5_load_244 | 96 | 0.0042101 | 0.0010551 | 0 | 0 |  | 1 | TRUE | wye
56 | LV_6644-13_0_5_load_33 | 98 | 0.0027403 | 0.00068678 | 0 | 0 |  | 1 | TRUE | wye
57 | LV_6644-13_0_5_load_38 | 102 | 0.00069861 | 0.00017509 | 0 | 0 |  | 1 | TRUE | wye
58 | LV_6644-13_0_5_load_39 | 103 | 0.00062532 | 0.00015672 | 0 | 0 |  | 1 | TRUE | wye
59 | LV_6644-13_0_5_load_40 | 104 | 0.003313 | 0.00083032 | 0 | 0 |  | 1 | TRUE | wye
60 | LV_6644-13_0_5_load_41 | 105 | 0.00058764 | 0.00014728 | 0 | 0 |  | 1 | TRUE | wye
61 | LV_6644-13_0_5_load_42 | 106 | 0.0025089 | 0.0006288 | 0 | 0 |  | 1 | TRUE | wye
62 | LV_6644-13_0_5_load_37 | 107 | 0.00096358 | 0.00024149 | 0 | 0 |  | 1 | TRUE | wye
63 | LV_6644-13_0_5_load_43 | 108 | 0.00048893 | 0.00012254 | 0 | 0 |  | 1 | TRUE | wye
64 | LV_6644-13_0_5_load_44 | 109 | 0.00045348 | 0.00011365 | 0 | 0 |  | 1 | TRUE | wye
65 | LV_6644-13_0_5_load_75 | 111 | 0.00051165 | 0.00012823 | 0 | 0 |  | 1 | TRUE | wye
66 | LV_6644-13_0_5_load_47 | 112 | 0.0010322 | 0.00025868 | 0 | 0 |  | 1 | TRUE | wye
67 | LV_6644-13_0_5_load_45 | 114 | 0.0009867 | 0.00024729 | 0 | 0 |  | 1 | TRUE | wye
68 | LV_6644-13_0_5_load_119 | 115 | 0.00098365 | 0.00024652 | 0 | 0 |  | 1 | TRUE | wye
69 | LV_6644-13_0_5_load_64 | 117 | 0.006346 | 0.0015905 | 0 | 0 |  | 1 | TRUE | wye
70 | LV_6644-13_0_5_load_96 | 118 | 0.0017589 | 0.00044081 | 0 | 0 |  | 1 | TRUE | wye
71 | LV_6644-13_0_5_load_48 | 119 | 0.00066919 | 0.00016771 | 0 | 0 |  | 1 | TRUE | wye
72 | LV_6644-13_0_5_load_62 | 120 | 0.000276 | 6.9171e-05 | 0 | 0 |  | 1 | TRUE | wye
73 | LV_6644-13_0_5_load_69 | 121 | 0.00080579 | 0.00020195 | 0 | 0 |  | 1 | TRUE | wye
74 | LV_6644-13_0_5_load_70 | 122 | 0.0008536 | 0.00021393 | 0 | 0 |  | 1 | TRUE | wye
75 | LV_6644-13_0_5_load_65 | 123 | 0.0014029 | 0.0003516 | 0 | 0 |  | 1 | TRUE | wye
76 | LV_6644-13_0_5_load_49 | 124 | 0.00098555 | 0.000247 | 0 | 0 |  | 1 | TRUE | wye
77 | LV_6644-13_0_5_load_74 | 125 | 0.00082715 | 0.0002073 | 0 | 0 |  | 1 | TRUE | wye
78 | LV_6644-13_0_5_load_50 | 127 | 0.001523 | 0.0003817 | 0 | 0 |  | 1 | TRUE | wye
79 | LV_6644-13_0_5_load_51 | 128 | 0.0017773 | 0.00044543 | 0 | 0 |  | 1 | TRUE | wye
80 | LV_6644-13_0_5_load_52 | 129 | 0.0027579 | 0.0006912 | 0 | 0 |  | 1 | TRUE | wye
81 | LV_6644-13_0_5_load_54 | 131 | 0.0020644 | 0.00051738 | 0 | 0 |  | 1 | TRUE | wye
82 | LV_6644-13_0_5_load_55 | 132 | 0.0035311 | 0.00088498 | 0 | 0 |  | 1 | TRUE | wye
83 | LV_6644-13_0_5_load_58 | 133 | 0.0021474 | 0.00053819 | 0 | 0 |  | 1 | TRUE | wye
84 | LV_6644-13_0_5_load_71 | 134 | 0.002277 | 0.00057066 | 0 | 0 |  | 1 | TRUE | wye
85 | LV_6644-13_0_5_load_56 | 135 | 0.0022443 | 0.00056249 | 0 | 0 |  | 1 | TRUE | wye
86 | LV_6644-13_0_5_load_73 | 136 | 0.007271 | 0.0018223 | 0 | 0 |  | 1 | TRUE | wye
87 | LV_6644-13_0_5_load_57 | 137 | 0.0017239 | 0.00043205 | 0 | 0 |  | 1 | TRUE | wye
88 | LV_6644-13_0_5_load_59 | 138 | 0.0015795 | 0.00039586 | 0 | 0 |  | 1 | TRUE | wye
89 | LV_6644-13_0_5_load_60 | 139 | 0.0011472 | 0.00028752 | 0 | 0 |  | 1 | TRUE | wye
90 | LV_6644-13_0_5_load_66 | 140 | 0.0082356 | 0.002064 | 0 | 0 |  | 1 | TRUE | wye
91 | LV_6644-13_0_5_load_72 | 142 | 0.001782 | 0.00044661 | 0 | 0 |  | 1 | TRUE | wye
92 | LV_6644-13_0_5_load_132 | 143 | 0.00093262 | 0.00023374 | 0 | 0 |  | 1 | TRUE | wye
93 | LV_6644-13_0_5_load_203 | 144 | 0.00081787 | 0.00020498 | 0 | 0 |  | 1 | TRUE | wye
94 | LV_6644-13_0_5_load_196 | 145 | 0.0018458 | 0.00046259 | 0 | 0 |  | 1 | TRUE | wye
95 | LV_6644-13_0_5_load_131 | 146 | 0.00027133 | 6.8001e-05 | 0 | 0 |  | 1 | TRUE | wye
96 | LV_6644-13_0_5_load_195 | 148 | 0.0045474 | 0.0011397 | 0 | 0 |  | 1 | TRUE | wye
97 | LV_6644-13_0_5_load_125 | 149 | 0.00068475 | 0.00017161 | 0 | 0 |  | 1 | TRUE | wye
98 | LV_6644-13_0_5_load_123 | 150 | 0.00099445 | 0.00024923 | 0 | 0 |  | 1 | TRUE | wye
99 | LV_6644-13_0_5_load_103 | 151 | 0.0019698 | 0.00049369 | 0 | 0 |  | 1 | TRUE | wye
100 | LV_6644-13_0_5_load_97 | 152 | 0.002853 | 0.00071502 | 0 | 0 |  | 1 | TRUE | wye
101 | LV_6644-13_0_5_load_82 | 153 | 0.0093047 | 0.002332 | 0 | 0 |  | 1 | TRUE | wye
102 | LV_6644-13_0_5_load_83 | 154 | 0.0043651 | 0.001094 | 0 | 0 |  | 1 | TRUE | wye
103 | LV_6644-13_0_5_load_86 | 156 | 0.010808 | 0.0027087 | 0 | 0 |  | 1 | TRUE | wye
104 | LV_6644-13_0_5_load_95 | 157 | 0.014678 | 0.0036787 | 0 | 0 |  | 1 | TRUE | wye
105 | LV_6644-13_0_5_load_90 | 159 | 0.00064981 | 0.00016286 | 0 | 0 |  | 1 | TRUE | wye
106 | LV_6644-13_0_5_load_193 | 160 | 0.0017 | 0.00042607 | 0 | 0 |  | 1 | TRUE | wye
107 | LV_6644-13_0_5_load_98 | 161 | 0.0022316 | 0.00055928 | 0 | 0 |  | 1 | TRUE | wye
108 | LV_6644-13_0_5_load_99 | 162 | 0.0025547 | 0.00064028 | 0 | 0 |  | 1 | TRUE | wye
109 | LV_6644-13_0_5_load_100 | 163 | 0.002608 | 0.00065362 | 0 | 0 |  | 1 | TRUE | wye
110 | LV_6644-13_0_5_load_101 | 164 | 0.0025972 | 0.00065093 | 0 | 0 |  | 1 | TRUE | wye
111 | LV_6644-13_0_5_load_102 | 165 | 0.0019299 | 0.00048369 | 0 | 0 |  | 1 | TRUE | wye
112 | LV_6644-13_0_5_load_130 | 166 | 0.001789 | 0.00044836 | 0 | 0 |  | 1 | TRUE | wye
113 | LV_6644-13_0_5_load_126 | 167 | 0.0022401 | 0.00056142 | 0 | 0 |  | 1 | TRUE | wye
114 | LV_6644-13_0_5_load_104 | 168 | 0.00091557 | 0.00022946 | 0 | 0 |  | 1 | TRUE | wye
115 | LV_6644-13_0_5_load_105 | 169 | 0.00090695 | 0.0002273 | 0 | 0 |  | 1 | TRUE | wye
116 | LV_6644-13_0_5_load_106 | 170 | 0.0012351 | 0.00030954 | 0 | 0 |  | 1 | TRUE | wye
117 | LV_6644-13_0_5_load_107 | 171 | 0.00069926 | 0.00017525 | 0 | 0 |  | 1 | TRUE | wye
118 | LV_6644-13_0_5_load_108 | 172 | 0.0006148 | 0.00015408 | 0 | 0 |  | 1 | TRUE | wye
119 | LV_6644-13_0_5_load_109 | 173 | 0.00092329 | 0.0002314 | 0 | 0 |  | 1 | TRUE | wye
120 | LV_6644-13_0_5_load_110 | 174 | 0.0018014 | 0.00045148 | 0 | 0 |  | 1 | TRUE | wye
121 | LV_6644-13_0_5_load_111 | 175 | 0.00065247 | 0.00016352 | 0 | 0 |  | 1 | TRUE | wye
122 | LV_6644-13_0_5_load_112 | 176 | 0.00069584 | 0.00017439 | 0 | 0 |  | 1 | TRUE | wye
123 | LV_6644-13_0_5_load_113 | 177 | 0.00074402 | 0.00018647 | 0 | 0 |  | 1 | TRUE | wye
124 | LV_6644-13_0_5_load_114 | 178 | 0.00072795 | 0.00018244 | 0 | 0 |  | 1 | TRUE | wye
125 | LV_6644-13_0_5_load_115 | 179 | 0.001127 | 0.00028246 | 0 | 0 |  | 1 | TRUE | wye
126 | LV_6644-13_0_5_load_116 | 180 | 0.00077764 | 0.00019489 | 0 | 0 |  | 1 | TRUE | wye
127 | LV_6644-13_0_5_load_238 | 183 | 0.0017304 | 0.00043368 | 0 | 0 |  | 1 | TRUE | wye
128 | LV_6644-13_0_5_load_230 | 186 | 0.00082647 | 0.00020713 | 0 | 0 |  | 1 | TRUE | wye
129 | LV_6644-13_0_5_load_127 | 187 | 0.0010431 | 0.00026142 | 0 | 0 |  | 1 | TRUE | wye
130 | LV_6644-13_0_5_load_121 | 188 | 0.0003091 | 7.7467e-05 | 0 | 0 |  | 1 | TRUE | wye
131 | LV_6644-13_0_5_load_122 | 189 | 0.00093395 | 0.00023407 | 0 | 0 |  | 1 | TRUE | wye
132 | LV_6644-13_0_5_load_124 | 190 | 0.00033313 | 8.3491e-05 | 0 | 0 |  | 1 | TRUE | wye
133 | LV_6644-13_0_5_load_128 | 191 | 0.00085784 | 0.00021499 | 0 | 0 |  | 1 | TRUE | wye
134 | LV_6644-13_0_5_load_134 | 193 | 0.0014691 | 0.00036819 | 0 | 0 |  | 1 | TRUE | wye
135 | LV_6644-13_0_5_load_133 | 194 | 0.0010245 | 0.00025677 | 0 | 0 |  | 1 | TRUE | wye
136 | LV_6644-13_0_5_load_136 | 195 | 0.00041621 | 0.00010431 | 0 | 0 |  | 1 | TRUE | wye
137 | LV_6644-13_0_5_load_138 | 196 | 0.0014235 | 0.00035677 | 0 | 0 |  | 1 | TRUE | wye
138 | LV_6644-13_0_5_load_141 | 197 | 0.0014721 | 0.00036894 | 0 | 0 |  | 1 | TRUE | wye
139 | LV_6644-13_0_5_load_142 | 198 | 0.0019589 | 0.00049095 | 0 | 0 |  | 1 | TRUE | wye
140 | LV_6644-13_0_5_load_154 | 199 | 0.0011441 | 0.00028673 | 0 | 0 |  | 1 | TRUE | wye
141 | LV_6644-13_0_5_load_219 | 200 | 0.0011555 | 0.00028959 | 0 | 0 |  | 1 | TRUE | wye
142 | LV_6644-13_0_5_load_152 | 202 | 0.0017762 | 0.00044517 | 0 | 0 |  | 1 | TRUE | wye
143 | LV_6644-13_0_5_load_143 | 203 | 0.000956 | 0.0002396 | 0 | 0 |  | 1 | TRUE | wye
144 | LV_6644-13_0_5_load_144 | 204 | 0.00045599 | 0.00011428 | 0 | 0 |  | 1 | TRUE | wye
145 | LV_6644-13_0_5_load_145 | 205 | 0.00055313 | 0.00013863 | 0 | 0 |  | 1 | TRUE | wye
146 | LV_6644-13_0_5_load_146 | 206 | 0.0007616 | 0.00019088 | 0 | 0 |  | 1 | TRUE | wye
147 | LV_6644-13_0_5_load_147 | 207 | 0.0020522 | 0.00051433 | 0 | 0 |  | 1 | TRUE | wye
148 | LV_6644-13_0_5_load_148 | 208 | 0.00099106 | 0.00024838 | 0 | 0 |  | 1 | TRUE | wye
149 | LV_6644-13_0_5_load_153 | 209 | 0.0015538 | 0.00038942 | 0 | 0 |  | 1 | TRUE | wye
150 | LV_6644-13_0_5_load_155 | 210 | 0.0014664 | 0.00036752 | 0 | 0 |  | 1 | TRUE | wye
151 | LV_6644-13_0_5_load_156 | 211 | 0.0016129 | 0.00040422 | 0 | 0 |  | 1 | TRUE | wye
152 | LV_6644-13_0_5_load_229 | 212 | 0.0014727 | 0.0003691 | 0 | 0 |  | 1 | TRUE | wye
153 | LV_6644-13_0_5_load_165 | 213 | 0.0010888 | 0.00027287 | 0 | 0 |  | 1 | TRUE | wye
154 | LV_6644-13_0_5_load_166 | 214 | 0.00064702 | 0.00016216 | 0 | 0 |  | 1 | TRUE | wye
155 | LV_6644-13_0_5_load_167 | 215 | 0.0027171 | 0.00068098 | 0 | 0 |  | 1 | TRUE | wye
156 | LV_6644-13_0_5_load_172 | 216 | 0.0013718 | 0.0003438 | 0 | 0 |  | 1 | TRUE | wye
157 | LV_6644-13_0_5_load_177 | 217 | 0.0031177 | 0.00078137 | 0 | 0 |  | 1 | TRUE | wye
158 | LV_6644-13_0_5_load_178 | 218 | 0.0012342 | 0.00030932 | 0 | 0 |  | 1 | TRUE | wye
159 | LV_6644-13_0_5_load_179 | 219 | 0.0063203 | 0.001584 | 0 | 0 |  | 1 | TRUE | wye
160 | LV_6644-13_0_5_load_182 | 220 | 0.00042003 | 0.00010527 | 0 | 0 |  | 1 | TRUE | wye
161 | LV_6644-13_0_5_load_184 | 222 | 0.00044243 | 0.00011088 | 0 | 0 |  | 1 | TRUE | wye
162 | LV_6644-13_0_5_load_185 | 223 | 0.00043869 | 0.00010995 | 0 | 0 |  | 1 | TRUE | wye
163 | LV_6644-13_0_5_load_186 | 224 | 0.00038201 | 9.5741e-05 | 0 | 0 |  | 1 | TRUE | wye
164 | LV_6644-13_0_5_load_226 | 226 | 0.0019649 | 0.00049245 | 0 | 0 |  | 1 | TRUE | wye
165 | LV_6644-13_0_5_load_221 | 228 | 0.0009003 | 0.00022564 | 0 | 0 |  | 1 | TRUE | wye
166 | LV_6644-13_0_5_load_227 | 229 | 0.001052 | 0.00026367 | 0 | 0 |  | 1 | TRUE | wye
167 | LV_6644-13_0_5_load_198 | 230 | 0.0004927 | 0.00012348 | 0 | 0 |  | 1 | TRUE | wye
168 | LV_6644-13_0_5_load_200 | 231 | 0.00052885 | 0.00013254 | 0 | 0 |  | 1 | TRUE | wye
169 | LV_6644-13_0_5_load_204 | 232 | 0.0016093 | 0.00040334 | 0 | 0 |  | 1 | TRUE | wye
170 | LV_6644-13_0_5_load_210 | 233 | 0.00027497 | 6.8914e-05 | 0 | 0 |  | 1 | TRUE | wye
171 | LV_6644-13_0_5_load_233 | 234 | 0.014154 | 0.0035473 | 0 | 0 |  | 1 | TRUE | wye
172 | LV_6644-13_0_5_load_246 | 235 | 0.0042137 | 0.0010561 | 0 | 0 |  | 1 | TRUE | wye
173 | LV_6644-13_0_5_load_247 | 236 | 0.003904 | 0.00097844 | 0 | 0 |  | 1 | TRUE | wye
174 | LV_6644-13_0_5_load_213 | 237 | 0.00069024 | 0.00017299 | 0 | 0 |  | 1 | TRUE | wye
175 | LV_6644-13_0_5_load_214 | 238 | 0.0010513 | 0.00026348 | 0 | 0 |  | 1 | TRUE | wye
176 | LV_6644-13_0_5_load_218 | 239 | 0.0010095 | 0.000253 | 0 | 0 |  | 1 | TRUE | wye
177 | LV_6644-13_0_5_load_231 | 240 | 0.001002 | 0.00025112 | 0 | 0 |  | 1 | TRUE | wye
178 | LV_6644-13_0_5_load_232 | 241 | 0.0044399 | 0.0011127 | 0 | 0 |  | 1 | TRUE | wye
179 | LV_6644-13_0_5_load_234 | 242 | 0.0057761 | 0.0014476 | 0 | 0 |  | 1 | TRUE | wye
180 | LV_6644-13_0_5_load_235 | 243 | 0.00551 | 0.0013809 | 0 | 0 |  | 1 | TRUE | wye

## ext_grid
| name | bus | vm_pu | va_degree | slack_weight | in_service
0 |  | 30 | 1 | 0 | 1 | TRUE

## line
| name | std_type | from_bus | to_bus | length_km | r_ohm_per_km | x_ohm_per_km | c_nf_per_km | g_us_per_km | max_i_ka | df | parallel | type | in_service
0 | LV_6644-13_0_5_line_0 |  | 0 | 1 | 0.03889 | 0.125 | 0.08 | 261 | 0 | 0.364 | 1 | 1 | cs | TRUE
1 | LV_6644-13_0_5_line_1 |  | 0 | 2 | 0.020219 | 0.125 | 0.08 | 261 | 0 | 0.364 | 1 | 1 | cs | TRUE
2 | LV_6644-13_0_5_line_2 |  | 1 | 3 | 0.042977 | 0.125 | 0.08 | 261 | 0 | 0.364 | 1 | 1 | cs | TRUE
3 | LV_6644-13_0_5_line_3 |  | 2 | 4 | 0.069156 | 0.125 | 0.08 | 261 | 0 | 0.364 | 1 | 1 | cs | TRUE
4 | LV_6644-13_0_5_line_4 |  | 2 | 5 | 0.043478 | 0.125 | 0.08 | 261 | 0 | 0.364 | 1 | 1 | cs | TRUE
5 | LV_6644-13_0_5_line_5 |  | 3 | 9 | 0.012421 | 0.125 | 0.08 | 261 | 0 | 0.364 | 1 | 1 | cs | TRUE
6 | LV_6644-13_0_5_line_6 |  | 4 | 24 | 0.005395 | 0.125 | 0.08 | 261 | 0 | 0.364 | 1 | 1 | cs | TRUE
7 | LV_6644-13_0_5_line_7 |  | 4 | 22 | 0.074657 | 0.125 | 0.08 | 261 | 0 | 0.364 | 1 | 1 | cs | TRUE
8 | LV_6644-13_0_5_line_8 |  | 5 | 40 | 0.002855 | 0.125 | 0.08 | 261 | 0 | 0.364 | 1 | 1 | cs | TRUE
9 | LV_6644-13_0_5_line_9 |  | 5 | 34 | 0.042369 | 0.125 | 0.08 | 261 | 0 | 0.364 | 1 | 1 | cs | TRUE
10 | LV_6644-13_0_5_line_10 |  | 6 | 7 | 0.033249 | 0.125 | 0.08 | 261 | 0 | 0.364 | 1 | 1 | cs | TRUE
11 | LV_6644-13_0_5_line_11 |  | 6 | 8 | 0.022509 | 0.125 | 0.08 | 261 | 0 | 0.364 | 1 | 1 | cs | TRUE
12 | LV_6644-13_0_5_line_12 |  | 7 | 10 | 0.020156 | 0.125 | 0.08 | 261 | 0 | 0.364 | 1 | 1 | cs | TRUE
13 | LV_6644-13_0_5_line_13 |  | 8 | 69 | 0.01787 | 0.125 | 0.08 | 261 | 0 | 0.364 | 1 | 1 | cs | TRUE
14 | LV_6644-13_0_5_line_14 |  | 10 | 34 | 0.012793 | 0.125 | 0.08 | 261 | 0 | 0.364 | 1 | 1 | cs | TRUE
15 | LV_6644-13_0_5_line_15 |  | 11 | 12 | 0.017136 | 0.125 | 0.08 | 261 | 0 | 0.364 | 1 | 1 | cs | TRUE
16 | LV_6644-13_0_5_line_16 |  | 11 | 13 | 0.003874 | 0.125 | 0.08 | 261 | 0 | 0.364 | 1 | 1 | cs | TRUE
17 | LV_6644-13_0_5_line_17 |  | 12 | 70 | 0.014212 | 0.125 | 0.08 | 261 | 0 | 0.364 | 1 | 1 | cs | TRUE
18 | LV_6644-13_0_5_line_18 |  | 13 | 18 | 0.030998 | 0.125 | 0.08 | 261 | 0 | 0.364 | 1 | 1 | cs | TRUE
19 | LV_6644-13_0_5_line_19 |  | 14 | 15 | 0.085884 | 0.125 | 0.08 | 261 | 0 | 0.364 | 1 | 1 | cs | TRUE
20 | LV_6644-13_0_5_line_20 |  | 14 | 16 | 0.085198 | 0.125 | 0.08 | 261 | 0 | 0.364 | 1 | 1 | cs | TRUE
21 | LV_6644-13_0_5_line_21 |  | 14 | 17 | 0.036162 | 0.125 | 0.08 | 261 | 0 | 0.364 | 1 | 1 | cs | TRUE
22 | LV_6644-13_0_5_line_22 |  | 15 | 21 | 0.040646 | 0.125 | 0.08 | 261 | 0 | 0.364 | 1 | 1 | cs | TRUE
23 | LV_6644-13_0_5_line_23 |  | 15 | 19 | 0.02136 | 0.125 | 0.08 | 261 | 0 | 0.364 | 1 | 1 | cs | TRUE
24 | LV_6644-13_0_5_line_24 |  | 16 | 71 | 0.01534 | 0.125 | 0.08 | 261 | 0 | 0.364 | 1 | 1 | cs | TRUE
25 | LV_6644-13_0_5_line_25 |  | 16 | 72 | 0.026188 | 0.125 | 0.08 | 261 | 0 | 0.364 | 1 | 1 | cs | TRUE
26 | LV_6644-13_0_5_line_26 |  | 17 | 73 | 0.010479 | 0.125 | 0.08 | 261 | 0 | 0.364 | 1 | 1 | cs | TRUE
27 | LV_6644-13_0_5_line_27 |  | 18 | 20 | 0.012944 | 0.125 | 0.08 | 261 | 0 | 0.364 | 1 | 1 | cs | TRUE
28 | LV_6644-13_0_5_line_28 |  | 19 | 20 | 0.011094 | 0.125 | 0.08 | 261 | 0 | 0.364 | 1 | 1 | cs | TRUE
29 | LV_6644-13_0_5_line_29 |  | 21 | 74 | 0.0042604 | 0.125 | 0.08 | 261 | 0 | 0.364 | 1 | 1 | cs | TRUE
30 | LV_6644-13_0_5_line_30 |  | 22 | 23 | 0.021032 | 0.125 | 0.08 | 261 | 0 | 0.364 | 1 | 1 | cs | TRUE
31 | LV_6644-13_0_5_line_31 |  | 25 | 26 | 0.012155 | 0.125 | 0.08 | 261 | 0 | 0.364 | 1 | 1 | cs | TRUE
32 | LV_6644-13_0_5_line_32 |  | 25 | 27 | 0.0007382 | 0.125 | 0.08 | 261 | 0 | 0.364 | 1 | 1 | cs | TRUE
33 | LV_6644-13_0_5_line_33 |  | 26 | 78 | 0.010136 | 0.125 | 0.08 | 261 | 0 | 0.364 | 1 | 1 | cs | TRUE
34 | LV_6644-13_0_5_line_34 |  | 27 | 37 | 0.017442 | 0.125 | 0.08 | 261 | 0 | 0.364 | 1 | 1 | cs | TRUE
35 | LV_6644-13_0_5_line_35 |  | 28 | 29 | 0.014207 | 0.125 | 0.08 | 261 | 0 | 0.364 | 1 | 4 | cs | TRUE
36 | LV_6644-13_0_5_line_36 |  | 28 | 30 | 0.0086592 | 0.125 | 0.08 | 261 | 0 | 0.364 | 1 | 4 | cs | TRUE
37 | LV_6644-13_0_5_line_37 |  | 29 | 41 | 0.0095796 | 0.125 | 0.08 | 261 | 0 | 0.364 | 1 | 4 | cs | TRUE
38 | LV_6644-13_0_5_line_38 |  | 30 | 79 | 0.011086 | 0.125 | 0.08 | 261 | 0 | 0.364 | 1 | 1 | cs | TRUE
39 | LV_6644-13_0_5_line_39 |  | 31 | 32 | 0.024673 | 0.125 | 0.08 | 261 | 0 | 0.364 | 1 | 1 | cs | TRUE
40 | LV_6644-13_0_5_line_40 |  | 31 | 33 | 0.12662 | 0.125 | 0.08 | 261 | 0 | 0.364 | 1 | 1 | cs | TRUE
41 | LV_6644-13_0_5_line_41 |  | 33 | 38 | 0.014781 | 0.125 | 0.08 | 261 | 0 | 0.364 | 1 | 1 | cs | TRUE
42 | LV_6644-13_0_5_line_42 |  | 33 | 39 | 0.0047671 | 0.125 | 0.08 | 261 | 0 | 0.364 | 1 | 1 | cs | TRUE
43 | LV_6644-13_0_5_line_43 |  | 35 | 36 | 0.0018174 | 0.125 | 0.08 | 261 | 0 | 0.364 | 1 | 1 | cs | TRUE
44 | LV_6644-13_0_5_line_44 |  | 35 | 37 | 0.012823 | 0.125 | 0.08 | 261 | 0 | 0.364 | 1 | 1 | cs | TRUE
45 | LV_6644-13_0_5_line_45 |  | 36 | 39 | 0.0077487 | 0.125 | 0.08 | 261 | 0 | 0.364 | 1 | 1 | cs | TRUE
46 | LV_6644-13_0_5_line_46 |  | 38 | 80 | 0.028004 | 0.125 | 0.08 | 261 | 0 | 0.364 | 1 | 1 | cs | TRUE
47 | LV_6644-13_0_5_line_47 |  | 41 | 42 | 0.075924 | 0.125 | 0.08 | 261 | 0 | 0.364 | 1 | 4 | cs | TRUE
48 | LV_6644-13_0_5_line_48 |  | 41 | 43 | 0.037201 | 0.125 | 0.08 | 261 | 0 | 0.364 | 1 | 1 | cs | TRUE
49 | LV_6644-13_0_5_line_49 |  | 41 | 44 | 0.0193 | 0.125 | 0.08 | 261 | 0 | 0.364 | 1 | 4 | cs | TRUE
50 | LV_6644-13_0_5_line_50 |  | 42 | 66 | 0.016708 | 0.125 | 0.08 | 261 | 0 | 0.364 | 1 | 4 | cs | TRUE
51 | LV_6644-13_0_5_line_51 |  | 42 | 67 | 0.025789 | 0.125 | 0.08 | 261 | 0 | 0.364 | 1 | 1 | cs | TRUE
52 | LV_6644-13_0_5_line_52 |  | 43 | 48 | 0.006964 | 0.125 | 0.08 | 261 | 0 | 0.364 | 1 | 1 | cs | TRUE
53 | LV_6644-13_0_5_line_53 |  | 43 | 49 | 0.011229 | 0.125 | 0.08 | 261 | 0 | 0.364 | 1 | 1 | cs | TRUE
54 | LV_6644-13_0_5_line_54 |  | 44 | 81 | 0.0062771 | 0.125 | 0.08 | 261 | 0 | 0.364 | 1 | 4 | cs | TRUE
55 | LV_6644-13_0_5_line_55 |  | 45 | 46 | 0.011358 | 0.125 | 0.08 | 261 | 0 | 0.364 | 1 | 1 | cs | TRUE
56 | LV_6644-13_0_5_line_56 |  | 45 | 47 | 0.013674 | 0.125 | 0.08 | 261 | 0 | 0.364 | 1 | 1 | cs | TRUE
57 | LV_6644-13_0_5_line_57 |  | 46 | 82 | 0.025529 | 0.125 | 0.08 | 261 | 0 | 0.364 | 1 | 1 | cs | TRUE
58 | LV_6644-13_0_5_line_58 |  | 47 | 69 | 0.020621 | 0.125 | 0.08 | 261 | 0 | 0.364 | 1 | 1 | cs | TRUE
59 | LV_6644-13_0_5_line_59 |  | 48 | 65 | 0.011994 | 0.125 | 0.08 | 261 | 0 | 0.364 | 1 | 1 | cs | TRUE
60 | LV_6644-13_0_5_line_60 |  | 48 | 56 | 0.11812 | 0.125 | 0.08 | 261 | 0 | 0.364 | 1 | 1 | cs | TRUE
61 | LV_6644-13_0_5_line_61 |  | 48 | 63 | 0.02599 | 0.125 | 0.08 | 261 | 0 | 0.364 | 1 | 1 | cs | TRUE
62 | LV_6644-13_0_5_line_62 |  | 49 | 83 | 0.014277 | 0.125 | 0.08 | 261 | 0 | 0.364 | 1 | 1 | cs | TRUE
63 | LV_6644-13_0_5_line_63 |  | 50 | 51 | 0.027267 | 0.125 | 0.08 | 261 | 0 | 0.364 | 1 | 1 | cs | TRUE
64 | LV_6644-13_0_5_line_64 |  | 50 | 52 | 0.028565 | 0.125 | 0.08 | 261 | 0 | 0.364 | 1 | 1 | cs | TRUE
65 | LV_6644-13_0_5_line_65 |  | 51 | 84 | 0.037558 | 0.125 | 0.08 | 261 | 0 | 0.364 | 1 | 1 | cs | TRUE
66 | LV_6644-13_0_5_line_66 |  | 51 | 82 | 0.011823 | 0.125 | 0.08 | 261 | 0 | 0.364 | 1 | 1 | cs | TRUE
67 | LV_6644-13_0_5_line_67 |  | 52 | 66 | 0.03275 | 0.125 | 0.08 | 261 | 0 | 0.364 | 1 | 3 | cs | TRUE
68 | LV_6644-13_0_5_line_68 |  | 53 | 54 | 0.004891 | 0.125 | 0.08 | 261 | 0 | 0.364 | 1 | 1 | cs | TRUE
69 | LV_6644-13_0_5_line_69 |  | 53 | 55 | 0.017852 | 0.125 | 0.08 | 261 | 0 | 0.364 | 1 | 1 | cs | TRUE
70 | LV_6644-13_0_5_line_70 |  | 53 | 56 | 0.031827 | 0.125 | 0.08 | 261 | 0 | 0.364 | 1 | 1 | cs | TRUE
71 | LV_6644-13_0_5_line_71 |  | 55 | 85 | 0.006974 | 0.125 | 0.08 | 261 | 0 | 0.364 | 1 | 1 | cs | TRUE
72 | LV_6644-13_0_5_line_72 |  | 56 | 68 | 0.0047867 | 0.125 | 0.08 | 261 | 0 | 0.364 | 1 | 1 | cs | TRUE
73 | LV_6644-13_0_5_line_73 |  | 57 | 58 | 0.0059984 | 0.125 | 0.08 | 261 | 0 | 0.364 | 1 | 1 | cs | TRUE
74 | LV_6644-13_0_5_line_74 |  | 57 | 59 | 0.02963 | 0.125 | 0.08 | 261 | 0 | 0.364 | 1 | 1 | cs | TRUE
75 | LV_6644-13_0_5_line_75 |  | 57 | 60 | 0.003008 | 0.125 | 0.08 | 261 | 0 | 0.364 | 1 | 1 | cs | TRUE
76 | LV_6644-13_0_5_line_76 |  | 58 | 86 | 0.013274 | 0.125 | 0.08 | 261 | 0 | 0.364 | 1 | 1 | cs | TRUE
77 | LV_6644-13_0_5_line_77 |  | 59 | 61 | 0.0085684 | 0.125 | 0.08 | 261 | 0 | 0.364 | 1 | 1 | cs | TRUE
78 | LV_6644-13_0_5_line_78 |  | 59 | 62 | 0.031432 | 0.125 | 0.08 | 261 | 0 | 0.364 | 1 | 1 | cs | TRUE
79 | LV_6644-13_0_5_line_79 |  | 60 | 87 | 0.023726 | 0.125 | 0.08 | 261 | 0 | 0.364 | 1 | 1 | cs | TRUE
80 | LV_6644-13_0_5_line_80 |  | 60 | 88 | 0.033373 | 0.125 | 0.08 | 261 | 0 | 0.364 | 1 | 1 | cs | TRUE
81 | LV_6644-13_0_5_line_81 |  | 61 | 63 | 0.039122 | 0.125 | 0.08 | 261 | 0 | 0.364 | 1 | 1 | cs | TRUE
82 | LV_6644-13_0_5_line_82 |  | 61 | 64 | 0.019914 | 0.125 | 0.08 | 261 | 0 | 0.364 | 1 | 1 | cs | TRUE
83 | LV_6644-13_0_5_line_83 |  | 62 | 89 | 0.017352 | 0.125 | 0.08 | 261 | 0 | 0.364 | 1 | 1 | cs | TRUE
84 | LV_6644-13_0_5_line_84 |  | 64 | 90 | 0.017325 | 0.125 | 0.08 | 261 | 0 | 0.364 | 1 | 1 | cs | TRUE
85 | LV_6644-13_0_5_line_85 |  | 65 | 91 | 0.059868 | 0.125 | 0.08 | 261 | 0 | 0.364 | 1 | 1 | cs | TRUE
86 | LV_6644-13_0_5_line_86 |  | 68 | 95 | 0.029953 | 0.125 | 0.08 | 261 | 0 | 0.364 | 1 | 1 | cs | TRUE
87 | LV_6644-13_0_5_line_87 |  | 70 | 223 | 0.014339 | 0.125 | 0.08 | 261 | 0 | 0.364 | 1 | 1 | cs | TRUE
88 | LV_6644-13_0_5_line_88 |  | 71 | 198 | 0.0055703 | 0.125 | 0.08 | 261 | 0 | 0.364 | 1 | 1 | cs | TRUE
89 | LV_6644-13_0_5_line_89 |  | 72 | 195 | 0.013803 | 0.125 | 0.08 | 261 | 0 | 0.364 | 1 | 1 | cs | TRUE
90 | LV_6644-13_0_5_line_90 |  | 73 | 217 | 0.007658 | 0.125 | 0.08 | 261 | 0 | 0.364 | 1 | 1 | cs | TRUE
91 | LV_6644-13_0_5_line_91 |  | 74 | 213 | 0.0047654 | 0.125 | 0.08 | 261 | 0 | 0.364 | 1 | 1 | cs | TRUE
92 | LV_6644-13_0_5_line_92 |  | 75 | 76 | 0.072961 | 0.125 | 0.08 | 261 | 0 | 0.364 | 1 | 1 | cs | TRUE
93 | LV_6644-13_0_5_line_93 |  | 75 | 77 | 0.0024355 | 0.125 | 0.08 | 261 | 0 | 0.364 | 1 | 1 | cs | TRUE
94 | LV_6644-13_0_5_line_94 |  | 76 | 158 | 0.012194 | 0.125 | 0.08 | 261 | 0 | 0.364 | 1 | 1 | cs | TRUE
95 | LV_6644-13_0_5_line_95 |  | 76 | 159 | 0.016804 | 0.125 | 0.08 | 261 | 0 | 0.364 | 1 | 1 | cs | TRUE
96 | LV_6644-13_0_5_line_96 |  | 77 | 156 | 0.021823 | 0.125 | 0.08 | 261 | 0 | 0.364 | 1 | 1 | cs | TRUE
97 | LV_6644-13_0_5_line_97 |  | 78 | 153 | 0.0062687 | 0.125 | 0.08 | 261 | 0 | 0.364 | 1 | 1 | cs | TRUE
98 | LV_6644-13_0_5_line_98 |  | 79 | 243 | 0.011284 | 0.125 | 0.08 | 261 | 0 | 0.364 | 1 | 1 | cs | TRUE
99 | LV_6644-13_0_5_line_99 |  | 80 | 160 | 0.03383 | 0.125 | 0.08 | 261 | 0 | 0.364 | 1 | 4 | cs | TRUE
100 | LV_6644-13_0_5_line_100 |  | 81 | 230 | 0.0053835 | 0.125 | 0.08 | 261 | 0 | 0.364 | 1 | 4 | cs | TRUE
101 | LV_6644-13_0_5_line_101 |  | 83 | 220 | 0.009305 | 0.125 | 0.08 | 261 | 0 | 0.364 | 1 | 1 | cs | TRUE
102 | LV_6644-13_0_5_line_102 |  | 86 | 228 | 0.022727 | 0.125 | 0.08 | 261 | 0 | 0.364 | 1 | 1 | cs | TRUE
103 | LV_6644-13_0_5_line_103 |  | 88 | 208 | 0.030734 | 0.125 | 0.08 | 261 | 0 | 0.364 | 1 | 1 | cs | TRUE
104 | LV_6644-13_0_5_line_104 |  | 89 | 238 | 0.029346 | 0.125 | 0.08 | 261 | 0 | 0.364 | 1 | 1 | cs | TRUE
105 | LV_6644-13_0_5_line_105 |  | 90 | 115 | 0.018665 | 0.125 | 0.08 | 261 | 0 | 0.364 | 1 | 1 | cs | TRUE
106 | LV_6644-13_0_5_line_106 |  | 91 | 221 | 0.012956 | 0.125 | 0.08 | 261 | 0 | 0.364 | 1 | 1 | cs | TRUE
107 | LV_6644-13_0_5_line_107 |  | 92 | 93 | 0.019476 | 0.125 | 0.08 | 261 | 0 | 0.364 | 1 | 1 | cs | TRUE
108 | LV_6644-13_0_5_line_108 |  | 92 | 94 | 0.021706 | 0.125 | 0.08 | 261 | 0 | 0.364 | 1 | 1 | cs | TRUE
109 | LV_6644-13_0_5_line_109 |  | 92 | 95 | 0.0033103 | 0.125 | 0.08 | 261 | 0 | 0.364 | 1 | 1 | cs | TRUE
110 | LV_6644-13_0_5_line_110 |  | 93 | 198 | 0.017612 | 0.125 | 0.08 | 261 | 0 | 0.364 | 1 | 1 | cs | TRUE
111 | LV_6644-13_0_5_line_111 |  | 94 | 96 | 0.004452 | 0.125 | 0.08 | 261 | 0 | 0.364 | 1 | 1 | cs | TRUE
112 | LV_6644-13_0_5_line_112 |  | 94 | 97 | 0.017293 | 0.125 | 0.08 | 261 | 0 | 0.364 | 1 | 1 | cs | TRUE
113 | LV_6644-13_0_5_line_113 |  | 97 | 235 | 0.005278 | 0.125 | 0.08 | 261 | 0 | 0.364 | 1 | 1 | cs | TRUE
114 | LV_6644-13_0_5_line_114 |  | 97 | 236 | 0.023944 | 0.125 | 0.08 | 261 | 0 | 0.364 | 1 | 1 | cs | TRUE
115 | LV_6644-13_0_5_line_115 |  | 98 | 99 | 0.015412 | 0.125 | 0.08 | 261 | 0 | 0.364 | 1 | 1 | cs | TRUE
116 | LV_6644-13_0_5_line_116 |  | 98 | 100 | 0.0031528 | 0.125 | 0.08 | 261 | 0 | 0.364 | 1 | 1 | cs | TRUE
117 | LV_6644-13_0_5_line_117 |  | 99 | 101 | 0.01329 | 0.125 | 0.08 | 261 | 0 | 0.364 | 1 | 1 | cs | TRUE
118 | LV_6644-13_0_5_line_118 |  | 99 | 102 | 0.049224 | 0.125 | 0.08 | 261 | 0 | 0.364 | 1 | 1 | cs | TRUE
119 | LV_6644-13_0_5_line_119 |  | 99 | 103 | 0.037783 | 0.125 | 0.08 | 261 | 0 | 0.364 | 1 | 1 | cs | TRUE
120 | LV_6644-13_0_5_line_120 |  | 100 | 104 | 0.024956 | 0.125 | 0.08 | 261 | 0 | 0.364 | 1 | 1 | cs | TRUE
121 | LV_6644-13_0_5_line_121 |  | 101 | 105 | 0.025626 | 0.125 | 0.08 | 261 | 0 | 0.364 | 1 | 1 | cs | TRUE
122 | LV_6644-13_0_5_line_122 |  | 101 | 106 | 0.031501 | 0.125 | 0.08 | 261 | 0 | 0.364 | 1 | 1 | cs | TRUE
123 | LV_6644-13_0_5_line_123 |  | 102 | 109 | 0.02872 | 0.125 | 0.08 | 261 | 0 | 0.364 | 1 | 1 | cs | TRUE
124 | LV_6644-13_0_5_line_124 |  | 104 | 110 | 0.02636 | 0.125 | 0.08 | 261 | 0 | 0.364 | 1 | 1 | cs | TRUE
125 | LV_6644-13_0_5_line_125 |  | 105 | 111 | 0.010337 | 0.125 | 0.08 | 261 | 0 | 0.364 | 1 | 1 | cs | TRUE
126 | LV_6644-13_0_5_line_126 |  | 107 | 108 | 0.019169 | 0.125 | 0.08 | 261 | 0 | 0.364 | 1 | 1 | cs | TRUE
127 | LV_6644-13_0_5_line_127 |  | 108 | 112 | 0.015465 | 0.125 | 0.08 | 261 | 0 | 0.364 | 1 | 1 | cs | TRUE
128 | LV_6644-13_0_5_line_128 |  | 109 | 113 | 0.0078122 | 0.125 | 0.08 | 261 | 0 | 0.364 | 1 | 1 | cs | TRUE
129 | LV_6644-13_0_5_line_129 |  | 110 | 116 | 0.017117 | 0.125 | 0.08 | 261 | 0 | 0.364 | 1 | 4 | cs | TRUE
130 | LV_6644-13_0_5_line_130 |  | 110 | 117 | 0.024072 | 0.125 | 0.08 | 261 | 0 | 0.364 | 1 | 4 | cs | TRUE
131 | LV_6644-13_0_5_line_131 |  | 111 | 118 | 0.013743 | 0.125 | 0.08 | 261 | 0 | 0.364 | 1 | 1 | cs | TRUE
132 | LV_6644-13_0_5_line_132 |  | 112 | 119 | 0.060199 | 0.125 | 0.08 | 261 | 0 | 0.364 | 1 | 1 | cs | TRUE
133 | LV_6644-13_0_5_line_133 |  | 113 | 120 | 0.004314 | 0.125 | 0.08 | 261 | 0 | 0.364 | 1 | 1 | cs | TRUE
134 | LV_6644-13_0_5_line_134 |  | 114 | 115 | 0.0064076 | 0.125 | 0.08 | 261 | 0 | 0.364 | 1 | 1 | cs | TRUE
135 | LV_6644-13_0_5_line_135 |  | 116 | 121 | 0.018049 | 0.125 | 0.08 | 261 | 0 | 0.364 | 1 | 1 | cs | TRUE
136 | LV_6644-13_0_5_line_136 |  | 116 | 122 | 0.02836 | 0.125 | 0.08 | 261 | 0 | 0.364 | 1 | 4 | cs | TRUE
137 | LV_6644-13_0_5_line_137 |  | 117 | 123 | 0.01311 | 0.125 | 0.08 | 261 | 0 | 0.364 | 1 | 4 | cs | TRUE
138 | LV_6644-13_0_5_line_138 |  | 118 | 152 | 0.0040646 | 0.125 | 0.08 | 261 | 0 | 0.364 | 1 | 1 | cs | TRUE
139 | LV_6644-13_0_5_line_139 |  | 119 | 124 | 0.0083052 | 0.125 | 0.08 | 261 | 0 | 0.364 | 1 | 1 | cs | TRUE
140 | LV_6644-13_0_5_line_140 |  | 121 | 143 | 0.015197 | 0.125 | 0.08 | 261 | 0 | 0.364 | 1 | 1 | cs | TRUE
141 | LV_6644-13_0_5_line_141 |  | 122 | 144 | 0.010275 | 0.125 | 0.08 | 261 | 0 | 0.364 | 1 | 4 | cs | TRUE
142 | LV_6644-13_0_5_line_142 |  | 123 | 140 | 0.025037 | 0.125 | 0.08 | 261 | 0 | 0.364 | 1 | 4 | cs | TRUE
143 | LV_6644-13_0_5_line_143 |  | 124 | 125 | 0.032368 | 0.125 | 0.08 | 261 | 0 | 0.364 | 1 | 1 | cs | TRUE
144 | LV_6644-13_0_5_line_144 |  | 125 | 126 | 0.010561 | 0.125 | 0.08 | 261 | 0 | 0.364 | 1 | 1 | cs | TRUE
145 | LV_6644-13_0_5_line_145 |  | 126 | 149 | 0.038069 | 0.125 | 0.08 | 261 | 0 | 0.364 | 1 | 1 | cs | TRUE
146 | LV_6644-13_0_5_line_146 |  | 126 | 150 | 0.043363 | 0.125 | 0.08 | 261 | 0 | 0.364 | 1 | 1 | cs | TRUE
147 | LV_6644-13_0_5_line_147 |  | 126 | 151 | 0.035133 | 0.125 | 0.08 | 261 | 0 | 0.364 | 1 | 1 | cs | TRUE
148 | LV_6644-13_0_5_line_148 |  | 127 | 128 | 0.021679 | 0.125 | 0.08 | 261 | 0 | 0.364 | 1 | 1 | cs | TRUE
149 | LV_6644-13_0_5_line_149 |  | 127 | 129 | 0.026306 | 0.125 | 0.08 | 261 | 0 | 0.364 | 1 | 1 | cs | TRUE
150 | LV_6644-13_0_5_line_150 |  | 128 | 130 | 0.02904 | 0.125 | 0.08 | 261 | 0 | 0.364 | 1 | 1 | cs | TRUE
151 | LV_6644-13_0_5_line_151 |  | 130 | 131 | 0.010708 | 0.125 | 0.08 | 261 | 0 | 0.364 | 1 | 1 | cs | TRUE
152 | LV_6644-13_0_5_line_152 |  | 130 | 132 | 0.030621 | 0.125 | 0.08 | 261 | 0 | 0.364 | 1 | 1 | cs | TRUE
153 | LV_6644-13_0_5_line_153 |  | 131 | 133 | 0.00019643 | 0.125 | 0.08 | 261 | 0 | 0.364 | 1 | 1 | cs | TRUE
154 | LV_6644-13_0_5_line_154 |  | 132 | 134 | 0.029042 | 0.125 | 0.08 | 261 | 0 | 0.364 | 1 | 1 | cs | TRUE
155 | LV_6644-13_0_5_line_155 |  | 133 | 135 | 0.0072256 | 0.125 | 0.08 | 261 | 0 | 0.364 | 1 | 1 | cs | TRUE
156 | LV_6644-13_0_5_line_156 |  | 134 | 136 | 0.016655 | 0.125 | 0.08 | 261 | 0 | 0.364 | 1 | 1 | cs | TRUE
157 | LV_6644-13_0_5_line_157 |  | 135 | 137 | 0.019134 | 0.125 | 0.08 | 261 | 0 | 0.364 | 1 | 1 | cs | TRUE
158 | LV_6644-13_0_5_line_158 |  | 136 | 141 | 0.0073437 | 0.125 | 0.08 | 261 | 0 | 0.364 | 1 | 1 | cs | TRUE
159 | LV_6644-13_0_5_line_159 |  | 137 | 138 | 0.0052005 | 0.125 | 0.08 | 261 | 0 | 0.364 | 1 | 1 | cs | TRUE
160 | LV_6644-13_0_5_line_160 |  | 138 | 139 | 0.0023117 | 0.125 | 0.08 | 261 | 0 | 0.364 | 1 | 1 | cs | TRUE
161 | LV_6644-13_0_5_line_161 |  | 140 | 141 | 0.030191 | 0.125 | 0.08 | 261 | 0 | 0.364 | 1 | 4 | cs | TRUE
162 | LV_6644-13_0_5_line_162 |  | 141 | 142 | 0.014657 | 0.125 | 0.08 | 261 | 0 | 0.364 | 1 | 4 | cs | TRUE
163 | LV_6644-13_0_5_line_163 |  | 142 | 145 | 0.00034858 | 0.125 | 0.08 | 261 | 0 | 0.364 | 1 | 4 | cs | TRUE
164 | LV_6644-13_0_5_line_164 |  | 143 | 146 | 0.016977 | 0.125 | 0.08 | 261 | 0 | 0.364 | 1 | 1 | cs | TRUE
165 | LV_6644-13_0_5_line_165 |  | 144 | 147 | 0.03323 | 0.125 | 0.08 | 261 | 0 | 0.364 | 1 | 4 | cs | TRUE
166 | LV_6644-13_0_5_line_166 |  | 145 | 148 | 0.0002624 | 0.125 | 0.08 | 261 | 0 | 0.364 | 1 | 4 | cs | TRUE
167 | LV_6644-13_0_5_line_167 |  | 146 | 194 | 7.4392e-05 | 0.125 | 0.08 | 261 | 0 | 0.364 | 1 | 1 | cs | TRUE
168 | LV_6644-13_0_5_line_168 |  | 147 | 232 | 0.022339 | 0.125 | 0.08 | 261 | 0 | 0.364 | 1 | 1 | cs | TRUE
169 | LV_6644-13_0_5_line_169 |  | 147 | 231 | 0.011744 | 0.125 | 0.08 | 261 | 0 | 0.364 | 1 | 4 | cs | TRUE
170 | LV_6644-13_0_5_line_170 |  | 148 | 160 | 0.011247 | 0.125 | 0.08 | 261 | 0 | 0.364 | 1 | 4 | cs | TRUE
171 | LV_6644-13_0_5_line_171 |  | 149 | 187 | 0.013443 | 0.125 | 0.08 | 261 | 0 | 0.364 | 1 | 1 | cs | TRUE
172 | LV_6644-13_0_5_line_172 |  | 150 | 188 | 0.019317 | 0.125 | 0.08 | 261 | 0 | 0.364 | 1 | 1 | cs | TRUE
173 | LV_6644-13_0_5_line_173 |  | 151 | 166 | 0.025867 | 0.125 | 0.08 | 261 | 0 | 0.364 | 1 | 1 | cs | TRUE
174 | LV_6644-13_0_5_line_174 |  | 151 | 165 | 0.0017279 | 0.125 | 0.08 | 261 | 0 | 0.364 | 1 | 1 | cs | TRUE
175 | LV_6644-13_0_5_line_175 |  | 152 | 161 | 0.0051543 | 0.125 | 0.08 | 261 | 0 | 0.364 | 1 | 1 | cs | TRUE
176 | LV_6644-13_0_5_line_176 |  | 153 | 154 | 0.0090213 | 0.125 | 0.08 | 261 | 0 | 0.364 | 1 | 1 | cs | TRUE
177 | LV_6644-13_0_5_line_177 |  | 154 | 155 | 0.0064494 | 0.125 | 0.08 | 261 | 0 | 0.364 | 1 | 1 | cs | TRUE
178 | LV_6644-13_0_5_line_178 |  | 155 | 156 | 0.0034536 | 0.125 | 0.08 | 261 | 0 | 0.364 | 1 | 1 | cs | TRUE
179 | LV_6644-13_0_5_line_179 |  | 157 | 158 | 0.01739 | 0.125 | 0.08 | 261 | 0 | 0.364 | 1 | 1 | cs | TRUE
180 | LV_6644-13_0_5_line_180 |  | 161 | 162 | 0.0074857 | 0.125 | 0.08 | 261 | 0 | 0.364 | 1 | 1 | cs | TRUE
181 | LV_6644-13_0_5_line_181 |  | 162 | 163 | 0.012114 | 0.125 | 0.08 | 261 | 0 | 0.364 | 1 | 1 | cs | TRUE
182 | LV_6644-13_0_5_line_182 |  | 163 | 164 | 0.012222 | 0.125 | 0.08 | 261 | 0 | 0.364 | 1 | 1 | cs | TRUE
183 | LV_6644-13_0_5_line_183 |  | 164 | 165 | 0.022524 | 0.125 | 0.08 | 261 | 0 | 0.364 | 1 | 1 | cs | TRUE
184 | LV_6644-13_0_5_line_184 |  | 166 | 167 | 0.01883 | 0.125 | 0.08 | 261 | 0 | 0.364 | 1 | 1 | cs | TRUE
185 | LV_6644-13_0_5_line_185 |  | 167 | 173 | 0.027104 | 0.125 | 0.08 | 261 | 0 | 0.364 | 1 | 1 | cs | TRUE
186 | LV_6644-13_0_5_line_186 |  | 168 | 169 | 0.015199 | 0.125 | 0.08 | 261 | 0 | 0.364 | 1 | 1 | cs | TRUE
187 | LV_6644-13_0_5_line_187 |  | 168 | 170 | 0.018097 | 0.125 | 0.08 | 261 | 0 | 0.364 | 1 | 1 | cs | TRUE
188 | LV_6644-13_0_5_line_188 |  | 169 | 171 | 0.017619 | 0.125 | 0.08 | 261 | 0 | 0.364 | 1 | 1 | cs | TRUE
189 | LV_6644-13_0_5_line_189 |  | 170 | 172 | 0.0014731 | 0.125 | 0.08 | 261 | 0 | 0.364 | 1 | 1 | cs | TRUE
190 | LV_6644-13_0_5_line_190 |  | 171 | 173 | 0.0097089 | 0.125 | 0.08 | 261 | 0 | 0.364 | 1 | 1 | cs | TRUE
191 | LV_6644-13_0_5_line_191 |  | 172 | 174 | 0.0073541 | 0.125 | 0.08 | 261 | 0 | 0.364 | 1 | 1 | cs | TRUE
192 | LV_6644-13_0_5_line_192 |  | 175 | 176 | 0.02168 | 0.125 | 0.08 | 261 | 0 | 0.364 | 1 | 1 | cs | TRUE
193 | LV_6644-13_0_5_line_193 |  | 175 | 177 | 0.01689 | 0.125 | 0.08 | 261 | 0 | 0.364 | 1 | 1 | cs | TRUE
194 | LV_6644-13_0_5_line_194 |  | 176 | 178 | 0.0064012 | 0.125 | 0.08 | 261 | 0 | 0.364 | 1 | 1 | cs | TRUE
195 | LV_6644-13_0_5_line_195 |  | 177 | 179 | 0.013922 | 0.125 | 0.08 | 261 | 0 | 0.364 | 1 | 1 | cs | TRUE
196 | LV_6644-13_0_5_line_196 |  | 178 | 180 | 0.00077023 | 0.125 | 0.08 | 261 | 0 | 0.364 | 1 | 1 | cs | TRUE
197 | LV_6644-13_0_5_line_197 |  | 179 | 181 | 0.032342 | 0.125 | 0.08 | 261 | 0 | 0.364 | 1 | 1 | cs | TRUE
198 | LV_6644-13_0_5_line_198 |  | 181 | 182 | 0.022863 | 0.125 | 0.08 | 261 | 0 | 0.364 | 1 | 1 | cs | TRUE
199 | LV_6644-13_0_5_line_199 |  | 182 | 183 | 0.014645 | 0.125 | 0.08 | 261 | 0 | 0.364 | 1 | 1 | cs | TRUE
200 | LV_6644-13_0_5_line_200 |  | 182 | 184 | 0.012653 | 0.125 | 0.08 | 261 | 0 | 0.364 | 1 | 1 | cs | TRUE
201 | LV_6644-13_0_5_line_201 |  | 184 | 185 | 0.0099311 | 0.125 | 0.08 | 261 | 0 | 0.364 | 1 | 1 | cs | TRUE
202 | LV_6644-13_0_5_line_202 |  | 184 | 186 | 0.018648 | 0.125 | 0.08 | 261 | 0 | 0.364 | 1 | 1 | cs | TRUE
203 | LV_6644-13_0_5_line_203 |  | 185 | 229 | 0.007652 | 0.125 | 0.08 | 261 | 0 | 0.364 | 1 | 1 | cs | TRUE
204 | LV_6644-13_0_5_line_204 |  | 185 | 225 | 0.014793 | 0.125 | 0.08 | 261 | 0 | 0.364 | 1 | 1 | cs | TRUE
205 | LV_6644-13_0_5_line_205 |  | 186 | 240 | 0.0023805 | 0.125 | 0.08 | 261 | 0 | 0.364 | 1 | 1 | cs | TRUE
206 | LV_6644-13_0_5_line_206 |  | 187 | 191 | 0.052645 | 0.125 | 0.08 | 261 | 0 | 0.364 | 1 | 1 | cs | TRUE
207 | LV_6644-13_0_5_line_207 |  | 188 | 189 | 0.020666 | 0.125 | 0.08 | 261 | 0 | 0.364 | 1 | 1 | cs | TRUE
208 | LV_6644-13_0_5_line_208 |  | 189 | 190 | 0.024161 | 0.125 | 0.08 | 261 | 0 | 0.364 | 1 | 1 | cs | TRUE
209 | LV_6644-13_0_5_line_209 |  | 191 | 192 | 0.028632 | 0.125 | 0.08 | 261 | 0 | 0.364 | 1 | 1 | cs | TRUE
210 | LV_6644-13_0_5_line_210 |  | 192 | 193 | 0.024858 | 0.125 | 0.08 | 261 | 0 | 0.364 | 1 | 1 | cs | TRUE
211 | LV_6644-13_0_5_line_211 |  | 195 | 196 | 0.010907 | 0.125 | 0.08 | 261 | 0 | 0.364 | 1 | 1 | cs | TRUE
212 | LV_6644-13_0_5_line_212 |  | 196 | 197 | 0.0083229 | 0.125 | 0.08 | 261 | 0 | 0.364 | 1 | 1 | cs | TRUE
213 | LV_6644-13_0_5_line_213 |  | 197 | 199 | 0.0085436 | 0.125 | 0.08 | 261 | 0 | 0.364 | 1 | 1 | cs | TRUE
214 | LV_6644-13_0_5_line_214 |  | 199 | 202 | 0.024927 | 0.125 | 0.08 | 261 | 0 | 0.364 | 1 | 1 | cs | TRUE
215 | LV_6644-13_0_5_line_215 |  | 200 | 201 | 0.013677 | 0.125 | 0.08 | 261 | 0 | 0.364 | 1 | 1 | cs | TRUE
216 | LV_6644-13_0_5_line_216 |  | 201 | 239 | 0.005954 | 0.125 | 0.08 | 261 | 0 | 0.364 | 1 | 1 | cs | TRUE
217 | LV_6644-13_0_5_line_217 |  | 201 | 238 | 0.047119 | 0.125 | 0.08 | 261 | 0 | 0.364 | 1 | 1 | cs | TRUE
218 | LV_6644-13_0_5_line_218 |  | 202 | 209 | 0.0070487 | 0.125 | 0.08 | 261 | 0 | 0.364 | 1 | 1 | cs | TRUE
219 | LV_6644-13_0_5_line_219 |  | 203 | 204 | 0.013157 | 0.125 | 0.08 | 261 | 0 | 0.364 | 1 | 1 | cs | TRUE
220 | LV_6644-13_0_5_line_220 |  | 203 | 205 | 0.012817 | 0.125 | 0.08 | 261 | 0 | 0.364 | 1 | 1 | cs | TRUE
221 | LV_6644-13_0_5_line_221 |  | 204 | 206 | 0.012886 | 0.125 | 0.08 | 261 | 0 | 0.364 | 1 | 1 | cs | TRUE
222 | LV_6644-13_0_5_line_222 |  | 205 | 207 | 0.00067386 | 0.125 | 0.08 | 261 | 0 | 0.364 | 1 | 1 | cs | TRUE
223 | LV_6644-13_0_5_line_223 |  | 206 | 208 | 0.00084968 | 0.125 | 0.08 | 261 | 0 | 0.364 | 1 | 1 | cs | TRUE
224 | LV_6644-13_0_5_line_224 |  | 209 | 210 | 0.021903 | 0.125 | 0.08 | 261 | 0 | 0.364 | 1 | 1 | cs | TRUE
225 | LV_6644-13_0_5_line_225 |  | 210 | 211 | 0.0092018 | 0.125 | 0.08 | 261 | 0 | 0.364 | 1 | 1 | cs | TRUE
226 | LV_6644-13_0_5_line_226 |  | 211 | 212 | 0.0083073 | 0.125 | 0.08 | 261 | 0 | 0.364 | 1 | 1 | cs | TRUE
227 | LV_6644-13_0_5_line_227 |  | 213 | 214 | 0.0063024 | 0.125 | 0.08 | 261 | 0 | 0.364 | 1 | 1 | cs | TRUE
228 | LV_6644-13_0_5_line_228 |  | 214 | 215 | 0.010576 | 0.125 | 0.08 | 261 | 0 | 0.364 | 1 | 1 | cs | TRUE
229 | LV_6644-13_0_5_line_229 |  | 215 | 216 | 0.012079 | 0.125 | 0.08 | 261 | 0 | 0.364 | 1 | 1 | cs | TRUE
230 | LV_6644-13_0_5_line_230 |  | 217 | 218 | 0.030476 | 0.125 | 0.08 | 261 | 0 | 0.364 | 1 | 1 | cs | TRUE
231 | LV_6644-13_0_5_line_231 |  | 218 | 219 | 0.007271 | 0.125 | 0.08 | 261 | 0 | 0.364 | 1 | 1 | cs | TRUE
232 | LV_6644-13_0_5_line_232 |  | 221 | 237 | 0.017161 | 0.125 | 0.08 | 261 | 0 | 0.364 | 1 | 1 | cs | TRUE
233 | LV_6644-13_0_5_line_233 |  | 222 | 223 | 0.0058905 | 0.125 | 0.08 | 261 | 0 | 0.364 | 1 | 1 | cs | TRUE
234 | LV_6644-13_0_5_line_234 |  | 222 | 224 | 0.0061678 | 0.125 | 0.08 | 261 | 0 | 0.364 | 1 | 1 | cs | TRUE
235 | LV_6644-13_0_5_line_235 |  | 225 | 226 | 0.006393 | 0.125 | 0.08 | 261 | 0 | 0.364 | 1 | 1 | cs | TRUE
236 | LV_6644-13_0_5_line_236 |  | 225 | 227 | 0.003299 | 0.125 | 0.08 | 261 | 0 | 0.364 | 1 | 1 | cs | TRUE
237 | LV_6644-13_0_5_line_237 |  | 227 | 228 | 0.020981 | 0.125 | 0.08 | 261 | 0 | 0.364 | 1 | 1 | cs | TRUE
238 | LV_6644-13_0_5_line_238 |  | 230 | 231 | 0.011698 | 0.125 | 0.08 | 261 | 0 | 0.364 | 1 | 4 | cs | TRUE
239 | LV_6644-13_0_5_line_239 |  | 232 | 233 | 0.0073771 | 0.125 | 0.08 | 261 | 0 | 0.364 | 1 | 1 | cs | TRUE
240 | LV_6644-13_0_5_line_240 |  | 233 | 234 | 0.0061832 | 0.125 | 0.08 | 261 | 0 | 0.364 | 1 | 1 | cs | TRUE
241 | LV_6644-13_0_5_line_241 |  | 240 | 241 | 0.012994 | 0.125 | 0.08 | 261 | 0 | 0.364 | 1 | 1 | cs | TRUE
242 | LV_6644-13_0_5_line_242 |  | 242 | 243 | 0.011635 | 0.125 | 0.08 | 261 | 0 | 0.364 | 1 | 1 | cs | TRUE

## trafo
| name | std_type | hv_bus | lv_bus | sn_mva | vn_hv_kv | vn_lv_kv | vk_percent | vkr_percent | pfe_kw | i0_percent | shift_degree | tap_side | tap_neutral | tap_min | tap_max | tap_step_percent | tap_step_degree | tap_pos | tap_phase_shifter | parallel | df | in_service
0 | LV_6644-13_0_5_trafo_237 | 0.63 MVA 20/0.4 kV | 244 | 30 | 0.63 | 20 | 0.4 | 6 | 1.206 | 1.65 | 0.2619 | 150 | hv | 0 | -2 | 2 | 2.5 | 0 | 0 | FALSE | 1 | 1 | TRUE

## line_geodata
| x0 | y0 | x1 | y1 | x2 | y2 | x3 | y3 | x4 | y4 | x5 | y5 | x6 | y6 | x7 | y7 | x8 | y8 | x9 | y9 | x10 | y10 | x11 | y11 | x12 | y12 | x13 | y13 | x14 | y14 | x15 | y15 | x16 | y16
0 | 2501731.8094 | 1126168.5832 | 2501730.2764 | 1126160.5921 | 2501727.9524 | 1126148.0555 | 2501724.9432 | 1126141.2558 | 2501722.7604 | 1126134.0757 | 2501722.2228 | 1126131.0608
1 | 2501729.4132 | 1126114.1886 | 2501728.944 | 1126115.6749 | 2501724.512 | 1126119.9719 | 2501722.5532 | 1126121.349 | 2501721.5963 | 1126122.7099 | 2501721.3946 | 1126126.4154 | 2501722.2228 | 1126131.0608
2 | 2501722.5901 | 1126197.4955 | 2501728.0849 | 1126194.5599 | 2501723.6015 | 1126186.2276 | 2501726.1847 | 1126184.8514 | 2501737.3502 | 1126178.8884 | 2501731.8094 | 1126168.5832
3 | 2501712.7517 | 1126102.6636 | 2501729.7131 | 1126098.0404 | 2501745.9104 | 1126094.3079 | 2501747.0638 | 1126098.3917 | 2501728.3774 | 1126103.1208 | 2501729.4697 | 1126107.2389 | 2501730.3073 | 1126110.3939 | 2501730.0216 | 1126112.2552 | 2501729.4132 | 1126114.1886
4 | 2501701.7592 | 1126120.6758 | 2501699.5797 | 1126116.0751 | 2501708.9647 | 1126112.4868 | 2501729.4697 | 1126107.2389 | 2501730.3073 | 1126110.3939 | 2501730.0216 | 1126112.2552 | 2501729.4132 | 1126114.1886
5 | 2501722.5901 | 1126197.4955 | 2501728.3901 | 1126208.4797
6 | 2501712.7517 | 1126102.6636 | 2501711.3257 | 1126097.4613
7 | 2501712.7517 | 1126102.6636 | 2501729.7131 | 1126098.0404 | 2501745.9104 | 1126094.3079 | 2501756.5824 | 1126091.6439 | 2501753.7297 | 1126082.1399 | 2501750.0487 | 1126066.7458 | 2501749.173 | 1126063.1467
8 | 2501703.2176 | 1126123.1314 | 2501701.7592 | 1126120.6758
9 | 2501673.7875 | 1126146.4691 | 2501673.4491 | 1126136.5796 | 2501690.0449 | 1126127.0259 | 2501701.7592 | 1126120.6758
10 | 2501685.7338 | 1126186.5662 | 2501684.2987 | 1126184.1214 | 2501680.8252 | 1126184.3113 | 2501677.6539 | 1126178.4482 | 2501695.3384 | 1126168.5432
11 | 2501685.7338 | 1126186.5662 | 2501665.8728 | 1126197.1592
12 | 2501695.3384 | 1126168.5432 | 2501685.387 | 1126151.0148
13 | 2501650.105 | 1126205.569 | 2501665.8728 | 1126197.1592
14 | 2501673.7875 | 1126146.4691 | 2501683.3027 | 1126148.9936 | 2501684.9814 | 1126150.3004 | 2501685.387 | 1126151.0148
15 | 2501732.2368 | 1126323.1941 | 2501722.6376 | 1126308.9992
16 | 2501734.4089 | 1126326.4052 | 2501732.2368 | 1126323.1941
17 | 2501722.6376 | 1126308.9992 | 2501714.6762 | 1126297.2261
18 | 2501734.4089 | 1126326.4052 | 2501719.0254 | 1126334.6272 | 2501707.5356 | 1126341.8196
19 | 2501669.9118 | 1126367.1576 | 2501649.3324 | 1126385.7597 | 2501637.0775 | 1126397.6888 | 2501633.2926 | 1126401.475 | 2501630.486 | 1126404.2668 | 2501607.1873 | 1126425.804
20 | 2501549.343 | 1126406.4344 | 2501569.9002 | 1126444.6453 | 2501576.7012 | 1126441.4659 | 2501582.4922 | 1126438.7476 | 2501593.577 | 1126433.5527 | 2501607.1873 | 1126425.804
21 | 2501607.1873 | 1126425.804 | 2501589.5189 | 1126394.252
22 | 2501669.9118 | 1126367.1576 | 2501654.2201 | 1126340.8301 | 2501648.8686 | 1126332.3867
23 | 2501687.42 | 1126354.9762 | 2501685.9136 | 1126355.7234 | 2501677.2356 | 1126361.0457 | 2501669.9118 | 1126367.1576
24 | 2501549.343 | 1126406.4344 | 2501545.0693 | 1126403.4022 | 2501540.185 | 1126394.5614
25 | 2501549.343 | 1126406.4344 | 2501545.1559 | 1126407.2921 | 2501534.751 | 1126412.5872 | 2501525.8452 | 1126417.6401
26 | 2501589.5189 | 1126394.252 | 2501589.2279 | 1126393.7323 | 2501584.3999 | 1126385.1083
27 | 2501707.5356 | 1126341.8196 | 2501705.6409 | 1126343.0057 | 2501703.315 | 1126344.5556 | 2501696.7321 | 1126348.9479
28 | 2501687.42 | 1126354.9762 | 2501692.9135 | 1126351.4958 | 2501696.7321 | 1126348.9479
29 | 2501646.5879 | 1126328.7882 | 2501648.8686 | 1126332.3867
30 | 2501729.3931 | 1126070.3284 | 2501741.4675 | 1126065.2511 | 2501749.173 | 1126063.1467
31 | 2501632.6352 | 1126033.2245 | 2501644.7737 | 1126032.5864
32 | 2501631.8979 | 1126033.2614 | 2501632.6352 | 1126033.2245
33 | 2501654.8474 | 1126031.4952 | 2501646.7305 | 1126032.4835 | 2501644.7737 | 1126032.5864
34 | 2501631.8979 | 1126033.2614 | 2501630.9868 | 1126033.307 | 2501614.4574 | 1126033.1819
35 | 2501520.7257 | 1126198.2831 | 2501507.7726 | 1126204.1189
36 | 2501520.7257 | 1126198.2831 | 2501515.5352 | 1126191.3521
37 | 2501499.0384 | 1126208.0538 | 2501507.7726 | 1126204.1189
38 | 2501508.8898 | 1126182.4781 | 2501515.5352 | 1126191.3521
39 | 2501567.6276 | 1126109.0191 | 2501574.0967 | 1126116.1959 | 2501576.8728 | 1126118.6189 | 2501578.6476 | 1126119.6684 | 2501579.6913 | 1126120.3296 | 2501580.7576 | 1126122.369 | 2501583.6447 | 1126127.3473
40 | 2501587.3023 | 1126032.9737 | 2501588.9342 | 1126051.7477 | 2501583.408 | 1126054.6506 | 2501612.2362 | 1126109.326 | 2501614.9034 | 1126114.0522 | 2501605.0362 | 1126117.8485 | 2501602.6548 | 1126117.8873 | 2501601.6221 | 1126117.9042 | 2501583.6447 | 1126127.3473
41 | 2501587.3023 | 1126032.9737 | 2501572.5221 | 1126032.8509
42 | 2501587.3023 | 1126032.9737 | 2501592.0693 | 1126033.0107
43 | 2501601.6351 | 1126033.0848 | 2501599.8178 | 1126033.0707
44 | 2501601.6351 | 1126033.0848 | 2501614.4574 | 1126033.1819
45 | 2501592.0693 | 1126033.0107 | 2501599.8178 | 1126033.0707
46 | 2501544.6626 | 1126034.9901 | 2501547.6485 | 1126034.4652 | 2501553.0534 | 1126033.5765 | 2501558.2799 | 1126033.0911 | 2501568.3279 | 1126032.8161 | 2501572.5221 | 1126032.8509
47 | 2501499.0384 | 1126208.0538 | 2501501.8004 | 1126211.4998 | 2501499.7565 | 1126212.3781 | 2501503.2876 | 1126216.6566 | 2501504.4664 | 1126218.0382 | 2501514.5886 | 1126229.8916 | 2501526.0246 | 1126243.8361 | 2501530.9103 | 1126249.8824 | 2501526.1456 | 1126253.6179 | 2501526.0032 | 1126254.3429 | 2501526.2684 | 1126255.0057 | 2501531.12 | 1126260.8524 | 2501531.1284 | 1126261.3637 | 2501530.7214 | 1126261.9374 | 2501530.2162 | 1126262.6238 | 2501530.2296 | 1126263.4463 | 2501531.6055 | 1126265.5697
48 | 2501499.0384 | 1126208.0538 | 2501488.8597 | 1126213.0562 | 2501486.3897 | 1126214.275 | 2501465.6577 | 1126224.475
49 | 2501499.0384 | 1126208.0538 | 2501497.9601 | 1126206.6928 | 2501491.0827 | 1126198.1107 | 2501486.9814 | 1126192.984
50 | 2501547.0439 | 1126259.77 | 2501539.9109 | 1126261.0315 | 2501531.6055 | 1126265.5697
51 | 2501531.6055 | 1126265.5697 | 2501515.4586 | 1126274.2493 | 2501514.3336 | 1126275.6908 | 2501514.2428 | 1126277.2154 | 2501514.2474 | 1126278.9164 | 2501513.9181 | 1126280.4672 | 2501513.37 | 1126281.0707
52 | 2501459.3945 | 1126227.5569 | 2501465.6577 | 1126224.475
53 | 2501465.6577 | 1126224.475 | 2501458.6073 | 1126215.7355
54 | 2501486.9814 | 1126192.984 | 2501486.3768 | 1126192.2283 | 2501483.292 | 1126187.907
55 | 2501628.3303 | 1126222.7563 | 2501622.8644 | 1126212.7947
56 | 2501622.8644 | 1126212.7947 | 2501634.7911 | 1126206.1063
57 | 2501628.3303 | 1126222.7563 | 2501625.6984 | 1126232.4941 | 2501619.7429 | 1126246.7411
58 | 2501650.105 | 1126205.569 | 2501646.6521 | 1126199.4547 | 2501634.7911 | 1126206.1063
59 | 2501459.3945 | 1126227.5569 | 2501451.9806 | 1126218.1287
60 | 2501459.3945 | 1126227.5569 | 2501461.89 | 1126230.7292 | 2501450.7296 | 1126236.0368 | 2501453.4264 | 1126240.6846 | 2501454.5785 | 1126242.7893 | 2501463.7884 | 1126259.6717 | 2501474.8931 | 1126279.2917 | 2501478.9432 | 1126287.5085 | 2501484.3729 | 1126298.549 | 2501492.2304 | 1126313.3411 | 2501495.5788 | 1126319.6571 | 2501496.0866 | 1126321.0163 | 2501497.0221 | 1126323.5471 | 2501497.4889 | 1126326.1744
61 | 2501459.3945 | 1126227.5569 | 2501442.9606 | 1126235.6522 | 2501436.2378 | 1126239.3443
62 | 2501449.643 | 1126204.6236 | 2501458.6073 | 1126215.7355
63 | 2501613.9336 | 1126257.012 | 2501600.4958 | 1126233.2717
64 | 2501600.4958 | 1126233.2717 | 2501593.7076 | 1126236.7733 | 2501592.9357 | 1126235.2961 | 2501575.9411 | 1126244.3593
65 | 2501613.9336 | 1126257.012 | 2501580.9198 | 1126274.9189
66 | 2501613.9336 | 1126257.012 | 2501616.2007 | 1126252.3277 | 2501619.6292 | 1126247.013 | 2501619.7429 | 1126246.7411
67 | 2501547.0439 | 1126259.77 | 2501575.9411 | 1126244.3593
68 | 2501476.2495 | 1126321.3178 | 2501473.8901 | 1126317.0314
69 | 2501460.6119 | 1126330.0115 | 2501476.2495 | 1126321.3178
70 | 2501476.2495 | 1126321.3178 | 2501492.2304 | 1126313.3411 | 2501495.5788 | 1126319.6571 | 2501496.0866 | 1126321.0163 | 2501497.0221 | 1126323.5471 | 2501497.4889 | 1126326.1744
71 | 2501457.0909 | 1126323.9875 | 2501460.6119 | 1126330.0115
72 | 2501497.4889 | 1126326.1744 | 2501500.0287 | 1126330.2317
73 | 2501377.1199 | 1126275.7403 | 2501371.9435 | 1126278.7711
74 | 2501377.1199 | 1126275.7403 | 2501385.1658 | 1126271.373 | 2501394.3809 | 1126266.375 | 2501396.1613 | 1126265.412 | 2501404.0571 | 1126266.4838
75 | 2501377.1199 | 1126275.7403 | 2501375.4372 | 1126273.244
76 | 2501360.4887 | 1126285.4778 | 2501371.9435 | 1126278.7711
77 | 2501401.948 | 1126258.1798 | 2501402.8834 | 1126261.6444 | 2501404.0571 | 1126266.4838
78 | 2501404.0571 | 1126266.4838 | 2501410.1963 | 1126297.3102
79 | 2501375.4372 | 1126273.244 | 2501354.986 | 1126285.2716
80 | 2501375.4372 | 1126273.244 | 2501356.8025 | 1126245.5579
81 | 2501401.948 | 1126258.1798 | 2501415.983 | 1126250.4682 | 2501436.2378 | 1126239.3443
82 | 2501401.948 | 1126258.1798 | 2501400.7244 | 1126254.5308 | 2501398.1503 | 1126238.6726
83 | 2501410.1963 | 1126297.3102 | 2501413.5854 | 1126314.3279
84 | 2501393.8633 | 1126221.9807 | 2501396.5846 | 1126229.027 | 2501398.1503 | 1126238.6726
85 | 2501414.7566 | 1126171.2413 | 2501428.8977 | 1126188.7748 | 2501451.9806 | 1126218.1287
86 | 2501516.7864 | 1126355.0358 | 2501508.7778 | 1126342.456 | 2501501.6363 | 1126332.7998 | 2501500.0287 | 1126330.2317
87 | 2501706.6437 | 1126285.3478 | 2501714.6762 | 1126297.2261
88 | 2501540.185 | 1126394.5614 | 2501537.4913 | 1126389.6858
89 | 2501513.8402 | 1126424.4514 | 2501525.8452 | 1126417.6401
90 | 2501580.6591 | 1126378.4262 | 2501584.3999 | 1126385.1083
91 | 2501644.0367 | 1126324.7631 | 2501646.5879 | 1126328.7882
92 | 2501703.8443 | 1126024.8795 | 2501711.3371 | 1125952.3047
93 | 2501703.8443 | 1126024.8795 | 2501701.4418 | 1126025.2789
94 | 2501711.3371 | 1125952.3047 | 2501709.8634 | 1125951.7506 | 2501703.6025 | 1125943.1582
95 | 2501711.3371 | 1125952.3047 | 2501728.0492 | 1125950.5509
96 | 2501701.4418 | 1126025.2789 | 2501688.9923 | 1126027.348 | 2501679.8568 | 1126028.4588
97 | 2501654.8474 | 1126031.4952 | 2501661.0705 | 1126030.7398
98 | 2501502.1261 | 1126173.4463 | 2501508.8898 | 1126182.4781
99 | 2501510.9948 | 1126037.7791 | 2501511.4625 | 1126037.7681 | 2501525.9398 | 1126037.2874 | 2501536.3858 | 1126036.361 | 2501539.4927 | 1126035.899 | 2501544.6626 | 1126034.9901
100 | 2501480.1641 | 1126183.5255 | 2501483.292 | 1126187.907
101 | 2501443.8006 | 1126197.3814 | 2501449.643 | 1126204.6236
102 | 2501360.4887 | 1126285.4778 | 2501352.4874 | 1126290.1625 | 2501342.1944 | 1126296.1788 | 2501340.8711 | 1126296.9522
103 | 2501356.8025 | 1126245.5579 | 2501350.1083 | 1126235.612 | 2501345.6684 | 1126229.0249 | 2501339.7652 | 1126219.9791
104 | 2501413.5854 | 1126314.3279 | 2501413.907 | 1126315.9426 | 2501415.7915 | 1126334.5789 | 2501415.8683 | 1126343.5465
105 | 2501393.8633 | 1126221.9807 | 2501388.4389 | 1126207.9358 | 2501386.8429 | 1126204.6985
106 | 2501406.6688 | 1126161.1204 | 2501408.1968 | 1126163.1078 | 2501414.7566 | 1126171.2413
107 | 2501518.5641 | 1126357.8282 | 2501521.6633 | 1126362.1026 | 2501527.9998 | 1126372.5057 | 2501528.9745 | 1126374.27
108 | 2501518.5641 | 1126357.8282 | 2501510.2576 | 1126362.2886 | 2501507.4132 | 1126366.0707 | 2501505.4643 | 1126367.57 | 2501500.9785 | 1126369.9669
109 | 2501518.5641 | 1126357.8282 | 2501516.7864 | 1126355.0358
110 | 2501528.9745 | 1126374.27 | 2501537.4913 | 1126389.6858
111 | 2501500.9785 | 1126369.9669 | 2501498.8487 | 1126366.0547
112 | 2501486.0123 | 1126378.7052 | 2501500.9785 | 1126369.9669
113 | 2501486.0123 | 1126378.7052 | 2501483.3096 | 1126374.1687
114 | 2501466.8066 | 1126382.732 | 2501469.9443 | 1126387.4727 | 2501486.0123 | 1126378.7052
115 | 2501340.9462 | 1126107.9826 | 2501356.2879 | 1126106.5136
116 | 2501359.4264 | 1126106.2131 | 2501356.2879 | 1126106.5136
117 | 2501340.9462 | 1126107.9826 | 2501338.0821 | 1126108.6742 | 2501334.2544 | 1126109.3705 | 2501328.049 | 1126111.273
118 | 2501340.9462 | 1126107.9826 | 2501336.3678 | 1126098.1179 | 2501327.2182 | 1126086.8493 | 2501318.9905 | 1126075.3876 | 2501314.8195 | 1126066.6035
119 | 2501340.9462 | 1126107.9826 | 2501357.0163 | 1126142.1777
120 | 2501359.4264 | 1126106.2131 | 2501370.6532 | 1126104.9623 | 2501382.1705 | 1126102.6173 | 2501384.0357 | 1126102.2262
121 | 2501328.049 | 1126111.273 | 2501318.9672 | 1126114.0564 | 2501313.6002 | 1126115.8452 | 2501303.8179 | 1126119.5771
122 | 2501328.049 | 1126111.273 | 2501323.5491 | 1126107.1551 | 2501318.0258 | 1126104.5659 | 2501312.7358 | 1126103.5184 | 2501310.0522 | 1126103.4622 | 2501305.5045 | 1126104.9151 | 2501300.0806 | 1126108.4059
123 | 2501314.8195 | 1126066.6035 | 2501314.5116 | 1126065.955 | 2501303.1441 | 1126040.3643
124 | 2501409.6786 | 1126096.1755 | 2501405.3121 | 1126097.3919 | 2501399.7637 | 1126098.9279 | 2501384.0357 | 1126102.2262
125 | 2501294.4571 | 1126123.9552 | 2501302.9436 | 1126119.9107 | 2501303.8179 | 1126119.5771
126 | 2501268.184 | 1126069.3035 | 2501280.4425 | 1126070.4699 | 2501286.8543 | 1126072.8947
127 | 2501253.4724 | 1126073.5125 | 2501258.8521 | 1126071.0898 | 2501263.3319 | 1126069.7268 | 2501267.5793 | 1126069.246 | 2501268.184 | 1126069.3035
128 | 2501299.2587 | 1126033.6063 | 2501302.2343 | 1126038.3162 | 2501303.1441 | 1126040.3643
129 | 2501409.6786 | 1126096.1755 | 2501413.9996 | 1126103.0314 | 2501418.8811 | 1126109.2779 | 2501419.5962 | 1126110.1112
130 | 2501409.6786 | 1126096.1755 | 2501429.8067 | 1126085.7962 | 2501431.0734 | 1126085.1422
131 | 2501294.4571 | 1126123.9552 | 2501289.8022 | 1126126.1737 | 2501282.0029 | 1126129.7658
132 | 2501253.4724 | 1126073.5125 | 2501253.4724 | 1126073.5125 | 2501246.4021 | 1126078.1532 | 2501239.021 | 1126083.5883 | 2501220.7406 | 1126094.7385 | 2501215.5176 | 1126096.8475 | 2501205.381 | 1126100.182 | 2501201.371 | 1126102.927
133 | 2501295.2987 | 1126031.8699 | 2501299.2587 | 1126033.6063
134 | 2501384.0094 | 1126198.9515 | 2501386.8429 | 1126204.6985
135 | 2501419.5962 | 1126110.1112 | 2501415.1486 | 1126112.4963 | 2501414.2853 | 1126113.4443 | 2501413.6898 | 1126114.7438 | 2501412.9922 | 1126116.4006 | 2501411.9815 | 1126117.7624 | 2501406.1387 | 1126121.2352
136 | 2501419.5962 | 1126110.1112 | 2501429.3027 | 1126121.5043 | 2501438.3265 | 1126131.4013
137 | 2501442.7221 | 1126079.128 | 2501431.0734 | 1126085.1422
138 | 2501278.3111 | 1126131.4661 | 2501282.0029 | 1126129.7658
139 | 2501201.371 | 1126102.927 | 2501201.371 | 1126102.927 | 2501197.4988 | 1126108.4382 | 2501196.8668 | 1126109.875
140 | 2501406.1387 | 1126121.2352 | 2501393.0751 | 1126128.9998
141 | 2501438.3265 | 1126131.4013 | 2501445.2492 | 1126138.994
142 | 2501463.8935 | 1126065.8278 | 2501463.8935 | 1126065.8278 | 2501456.119 | 1126071.258 | 2501451.7474 | 1126074.0532 | 2501448.3523 | 1126076.221 | 2501442.7221 | 1126079.128
143 | 2501196.8668 | 1126109.875 | 2501192.0063 | 1126120.9246 | 2501189.999 | 1126135.3442 | 2501188.6927 | 1126140.9315
144 | 2501186.2886 | 1126151.2147 | 2501188.6927 | 1126140.9315
145 | 2501186.2886 | 1126151.2147 | 2501184.8625 | 1126154.0398 | 2501163.9448 | 1126163.7102 | 2501153.1731 | 1126168.6718
146 | 2501186.2886 | 1126151.2147 | 2501178.434 | 1126151.2543 | 2501143.0506 | 1126154.2269
147 | 2501221.4525 | 1126152.8629 | 2501215.5086 | 1126152.3709 | 2501192.9545 | 1126152.0173 | 2501186.2886 | 1126151.2147
148 | 2501377.7638 | 1126049.456 | 2501381.1944 | 1126047.0989 | 2501390.7633 | 1126040.1495 | 2501396.2659 | 1126038.6976
149 | 2501356.0829 | 1126064.3529 | 2501377.7638 | 1126049.456
150 | 2501424.2882 | 1126031.0857 | 2501416.1859 | 1126033.4416 | 2501396.2659 | 1126038.6976
151 | 2501424.2882 | 1126031.0857 | 2501419.8669 | 1126021.3327
152 | 2501424.2882 | 1126031.0857 | 2501424.5376 | 1126031.7265 | 2501425.3259 | 1126033.7371 | 2501428.1279 | 1126037.7383 | 2501432.8318 | 1126048.2125 | 2501435.5849 | 1126052.5258 | 2501438.4624 | 1126055.9587 | 2501439.9187 | 1126057.0344
153 | 2501419.8669 | 1126021.3327 | 2501419.7858 | 1126021.1538
154 | 2501466.0645 | 1126055.947 | 2501463.3376 | 1126058.221 | 2501458.855 | 1126060.8291 | 2501456.0474 | 1126061.6754 | 2501453.3231 | 1126061.9645 | 2501450.6727 | 1126062.0522 | 2501447.5148 | 1126061.281 | 2501445.1543 | 1126060.2411 | 2501441.5993 | 1126058.2757 | 2501439.9187 | 1126057.0344
155 | 2501419.7858 | 1126021.1538 | 2501416.8024 | 1126014.5729
156 | 2501466.0645 | 1126055.947 | 2501470.327 | 1126052.3923 | 2501479.1045 | 1126045.5894
157 | 2501408.9907 | 1125997.1067 | 2501411.1251 | 1126002.0492 | 2501416.8024 | 1126014.5729
158 | 2501486.4462 | 1126045.7587 | 2501479.1045 | 1126045.5894 | 2501479.1045 | 1126045.5894
159 | 2501408.9907 | 1125997.1067 | 2501406.9289 | 1125992.3323
160 | 2501406.9289 | 1125992.3323 | 2501406.0124 | 1125990.2101
161 | 2501486.4462 | 1126045.7587 | 2501474.4441 | 1126056.6723 | 2501463.8935 | 1126065.8278
162 | 2501486.4462 | 1126045.7587 | 2501488.4763 | 1126044.0356 | 2501490.096 | 1126042.6639 | 2501495.0009 | 1126040.427 | 2501499.2374 | 1126038.9686
163 | 2501499.2374 | 1126038.9686 | 2501499.567 | 1126038.8551
164 | 2501393.0751 | 1126128.9998 | 2501378.4818 | 1126137.6736
165 | 2501466.5436 | 1126164.4456 | 2501463.9322 | 1126160.7859 | 2501460.4058 | 1126155.8515 | 2501448.73 | 1126142.8117 | 2501445.2492 | 1126138.994
166 | 2501499.567 | 1126038.8551 | 2501499.8151 | 1126038.7697
167 | 2501378.4178 | 1126137.7116 | 2501378.4818 | 1126137.6736
168 | 2501466.5436 | 1126164.4456 | 2501483.9903 | 1126150.4943
169 | 2501466.5436 | 1126164.4456 | 2501473.3673 | 1126174.0043
170 | 2501499.8151 | 1126038.7697 | 2501499.8151 | 1126038.7697 | 2501505.3516 | 1126037.9123 | 2501510.9948 | 1126037.7791
171 | 2501140.951 | 1126174.2667 | 2501141.5959 | 1126174.0044 | 2501153.1731 | 1126168.6718
172 | 2501123.7659 | 1126155.1943 | 2501124.8608 | 1126155.2222 | 2501135.8626 | 1126154.8308 | 2501143.0506 | 1126154.2269
173 | 2501221.4525 | 1126152.8629 | 2501223.9001 | 1126158.2818 | 2501227.7078 | 1126166.7359 | 2501232.7476 | 1126176.1167
174 | 2501221.4525 | 1126152.8629 | 2501223.1776 | 1126152.7662
175 | 2501273.6295 | 1126133.6223 | 2501278.3111 | 1126131.4661
176 | 2501670.026 | 1126029.6528 | 2501661.0705 | 1126030.7398
177 | 2501676.4284 | 1126028.8756 | 2501670.026 | 1126029.6528
178 | 2501676.4284 | 1126028.8756 | 2501679.8568 | 1126028.4588
179 | 2501703.6025 | 1125943.1582 | 2501701.3722 | 1125942.5386 | 2501697.7723 | 1125943.0308 | 2501692.0967 | 1125946.2362 | 2501688.1681 | 1125949.2687
180 | 2501273.6295 | 1126133.6223 | 2501266.8303 | 1126136.7538
181 | 2501266.8303 | 1126136.7538 | 2501255.8275 | 1126141.8213
182 | 2501244.7266 | 1126146.9341 | 2501255.8275 | 1126141.8213
183 | 2501244.7266 | 1126146.9341 | 2501240.4211 | 1126148.917 | 2501233.6619 | 1126151.3624 | 2501227.0517 | 1126152.549 | 2501223.1776 | 1126152.7662
184 | 2501232.7476 | 1126176.1167 | 2501233.019 | 1126176.6219 | 2501239.0616 | 1126187.8634 | 2501241.4685 | 1126192.2156 | 2501241.7198 | 1126192.6716
185 | 2501241.7198 | 1126192.6716 | 2501247.1092 | 1126202.452 | 2501248.4079 | 1126205.9774 | 2501248.6911 | 1126208.2075 | 2501247.9757 | 1126210.654 | 2501246.6115 | 1126212.0883 | 2501244.2086 | 1126214.1066 | 2501242.2197 | 1126215.1906
186 | 2501204.8808 | 1126235.5455 | 2501218.225 | 1126228.2689
187 | 2501204.8808 | 1126235.5455 | 2501188.9924 | 1126244.2093
188 | 2501218.225 | 1126228.2689 | 2501220.3392 | 1126227.116 | 2501233.6948 | 1126219.8369
189 | 2501187.6991 | 1126244.9146 | 2501188.9924 | 1126244.2093
190 | 2501233.6948 | 1126219.8369 | 2501242.2197 | 1126215.1906
191 | 2501181.2425 | 1126248.4353 | 2501187.6991 | 1126244.9146
192 | 2501219.0727 | 1126283.8483 | 2501228.8952 | 1126279.3752 | 2501235.2208 | 1126278.2378 | 2501238.7248 | 1126278.0248 | 2501239.3358 | 1126278.7509
193 | 2501249.2555 | 1126292.3933 | 2501243.0801 | 1126283.2012 | 2501239.3358 | 1126278.7509
194 | 2501213.2471 | 1126286.5012 | 2501219.0727 | 1126283.8483
195 | 2501249.2555 | 1126292.3933 | 2501249.5668 | 1126292.8567 | 2501256.8526 | 1126304.0593
196 | 2501212.5461 | 1126286.8204 | 2501213.2471 | 1126286.5012
197 | 2501274.4834 | 1126331.1733 | 2501259.7122 | 1126308.4561 | 2501256.8526 | 1126304.0593
198 | 2501274.4834 | 1126331.1733 | 2501282.795 | 1126326.5679 | 2501294.442 | 1126319.9179
199 | 2501294.442 | 1126319.9179 | 2501287.3142 | 1126307.1249
200 | 2501304.2759 | 1126318.3674 | 2501296.2322 | 1126322.8572 | 2501294.442 | 1126319.9179
201 | 2501304.2759 | 1126318.3674 | 2501309.8575 | 1126315.0964 | 2501308.2044 | 1126312.0549
202 | 2501304.2759 | 1126318.3674 | 2501313.1405 | 1126330.608 | 2501315.2135 | 1126333.4714
203 | 2501304.5408 | 1126305.3328 | 2501308.2044 | 1126312.0549
204 | 2501321.081 | 1126304.7067 | 2501308.2044 | 1126312.0549
205 | 2501315.2135 | 1126333.4714 | 2501316.6094 | 1126335.3997
206 | 2501140.951 | 1126174.2667 | 2501131.8551 | 1126177.9663 | 2501113.2471 | 1126184.1524 | 2501095.6622 | 1126187.3756 | 2501090.3713 | 1126188.0829
207 | 2501123.7659 | 1126155.1943 | 2501117.6886 | 1126155.0395 | 2501111.9931 | 1126154.6547 | 2501104.1581 | 1126153.0708 | 2501103.3045 | 1126152.8399
208 | 2501103.3045 | 1126152.8399 | 2501096.1362 | 1126150.9008 | 2501089.8569 | 1126148.7578 | 2501083.3391 | 1126145.696 | 2501080.7975 | 1126144.3023
209 | 2501061.9325 | 1126191.386 | 2501082.7705 | 1126189.0989 | 2501090.3713 | 1126188.0829
210 | 2501061.9325 | 1126191.386 | 2501060.5024 | 1126189.2636 | 2501056.085 | 1126187.8351 | 2501050.5195 | 1126185.9695 | 2501050.335 | 1126184.1158 | 2501050.5161 | 1126182.4674 | 2501057.948 | 1126178.7434
211 | 2501513.8402 | 1126424.4514 | 2501504.3541 | 1126429.8336
212 | 2501497.1152 | 1126433.9408 | 2501504.3541 | 1126429.8336
213 | 2501497.1152 | 1126433.9408 | 2501489.6844 | 1126438.1569
214 | 2501489.6844 | 1126438.1569 | 2501482.2946 | 1126442.3497 | 2501473.5373 | 1126447.0398 | 2501467.1414 | 1126448.1787
215 | 2501406.6963 | 1126389.3946 | 2501402.4991 | 1126402.4122
216 | 2501406.6963 | 1126389.3946 | 2501400.9138 | 1126387.9103
217 | 2501406.6963 | 1126389.3946 | 2501413.1002 | 1126369.9225 | 2501415.9527 | 1126353.4213 | 2501415.8683 | 1126343.5465
218 | 2501460.2019 | 1126449.4144 | 2501460.2019 | 1126449.4144 | 2501467.1414 | 1126448.1787
219 | 2501325.0122 | 1126197.4941 | 2501326.1404 | 1126199.2031 | 2501332.0213 | 1126208.1126 | 2501332.2585 | 1126208.476
220 | 2501325.0122 | 1126197.4941 | 2501317.9511 | 1126186.7973
221 | 2501339.3009 | 1126219.2675 | 2501332.2585 | 1126208.476
222 | 2501317.5798 | 1126186.2349 | 2501317.9511 | 1126186.7973
223 | 2501339.3009 | 1126219.2675 | 2501339.7652 | 1126219.9791
224 | 2501445.1948 | 1126464.6614 | 2501451.7144 | 1126461.1934 | 2501453.2144 | 1126459.1121 | 2501460.2019 | 1126449.4144
225 | 2501445.1948 | 1126464.6614 | 2501439.1432 | 1126467.8804 | 2501437.0712 | 1126468.9835
226 | 2501437.0712 | 1126468.9835 | 2501429.7382 | 1126472.8871
227 | 2501644.0367 | 1126324.7631 | 2501641.2682 | 1126320.395 | 2501640.6626 | 1126319.44
228 | 2501634.9984 | 1126310.5083 | 2501640.6626 | 1126319.44
229 | 2501634.9984 | 1126310.5083 | 2501628.5291 | 1126300.3072
230 | 2501565.7744 | 1126351.8324 | 2501568.4496 | 1126356.6145 | 2501578.946 | 1126375.3662 | 2501580.6591 | 1126378.4262
231 | 2501562.2246 | 1126345.4868 | 2501565.7744 | 1126351.8324
232 | 2501391.6819 | 1126169.5591 | 2501406.6688 | 1126161.1204
233 | 2501706.6437 | 1126285.3478 | 2501705.1677 | 1126283.1653 | 2501703.3455 | 1126280.4672
234 | 2501699.8912 | 1126275.3574 | 2501701.937 | 1126278.3815 | 2501703.3455 | 1126280.4672
235 | 2501317.6931 | 1126299.2809 | 2501321.081 | 1126304.7067
236 | 2501322.7617 | 1126307.5476 | 2501321.081 | 1126304.7067
237 | 2501322.7617 | 1126307.5476 | 2501332.7566 | 1126301.6919 | 2501338.7889 | 1126298.169 | 2501340.8711 | 1126296.9522
238 | 2501473.3673 | 1126174.0043 | 2501480.1641 | 1126183.5255
239 | 2501490.1794 | 1126146.5269 | 2501486.2294 | 1126148.7037 | 2501483.9903 | 1126150.4943
240 | 2501495.8755 | 1126144.1214 | 2501490.1794 | 1126146.5269
241 | 2501324.2292 | 1126345.9252 | 2501322.0841 | 1126342.9695 | 2501319.6076 | 1126339.5412 | 2501316.6094 | 1126335.3997
242 | 2501495.1518 | 1126164.1333 | 2501502.1261 | 1126173.4463

## bus_geodata
| x | y | coords
0 | 2501722.2228 | 1126131.0608
1 | 2501731.8094 | 1126168.5832
2 | 2501729.4132 | 1126114.1886
3 | 2501722.5901 | 1126197.4955
4 | 2501712.7517 | 1126102.6636
5 | 2501701.7592 | 1126120.6758
6 | 2501685.7338 | 1126186.5662
7 | 2501695.3384 | 1126168.5432
8 | 2501665.8728 | 1126197.1592
9 | 2501728.3901 | 1126208.4797
10 | 2501685.387 | 1126151.0148
11 | 2501732.2368 | 1126323.1941
12 | 2501722.6376 | 1126308.9991
13 | 2501734.4089 | 1126326.4052
14 | 2501607.1873 | 1126425.804
15 | 2501669.9118 | 1126367.1576
16 | 2501549.343 | 1126406.4344
17 | 2501589.5189 | 1126394.252
18 | 2501707.5356 | 1126341.8196
19 | 2501687.42 | 1126354.9762
20 | 2501696.7321 | 1126348.9479
21 | 2501648.8686 | 1126332.3867
22 | 2501749.173 | 1126063.1467
23 | 2501729.3931 | 1126070.3284
24 | 2501711.3257 | 1126097.4613
25 | 2501632.6352 | 1126033.2245
26 | 2501644.7737 | 1126032.5864
27 | 2501631.8979 | 1126033.2614
28 | 2501520.7257 | 1126198.2831
29 | 2501507.7726 | 1126204.1189
30 | 2501515.5352 | 1126191.3521
31 | 2501583.6447 | 1126127.3473
32 | 2501567.6276 | 1126109.0191
33 | 2501587.3023 | 1126032.9737
34 | 2501673.7875 | 1126146.4691
35 | 2501601.6351 | 1126033.0848
36 | 2501599.8178 | 1126033.0707
37 | 2501614.4574 | 1126033.1819
38 | 2501572.5221 | 1126032.8509
39 | 2501592.0693 | 1126033.0107
40 | 2501703.2176 | 1126123.1314
41 | 2501499.0384 | 1126208.0538
42 | 2501531.6055 | 1126265.5697
43 | 2501465.6577 | 1126224.475
44 | 2501486.9814 | 1126192.984
45 | 2501622.8644 | 1126212.7947
46 | 2501628.3303 | 1126222.7563
47 | 2501634.7911 | 1126206.1063
48 | 2501459.3945 | 1126227.5569
49 | 2501458.6073 | 1126215.7355
50 | 2501600.4958 | 1126233.2717
51 | 2501613.9336 | 1126257.012
52 | 2501575.9411 | 1126244.3593
53 | 2501476.2495 | 1126321.3178
54 | 2501473.8901 | 1126317.0314
55 | 2501460.6119 | 1126330.0115
56 | 2501497.4889 | 1126326.1744
57 | 2501377.1199 | 1126275.7403
58 | 2501371.9435 | 1126278.7711
59 | 2501404.0571 | 1126266.4838
60 | 2501375.4372 | 1126273.244
61 | 2501401.948 | 1126258.1798
62 | 2501410.1963 | 1126297.3102
63 | 2501436.2378 | 1126239.3443
64 | 2501398.1503 | 1126238.6726
65 | 2501451.9806 | 1126218.1287
66 | 2501547.0439 | 1126259.77
67 | 2501513.37 | 1126281.0707
68 | 2501500.0287 | 1126330.2317
69 | 2501650.105 | 1126205.569
70 | 2501714.6762 | 1126297.2261
71 | 2501540.185 | 1126394.5614
72 | 2501525.8452 | 1126417.6401
73 | 2501584.3999 | 1126385.1083
74 | 2501646.5879 | 1126328.7882
75 | 2501703.8443 | 1126024.8795
76 | 2501711.3371 | 1125952.3047
77 | 2501701.4418 | 1126025.2789
78 | 2501654.8474 | 1126031.4952
79 | 2501508.8898 | 1126182.4781
80 | 2501544.6626 | 1126034.9901
81 | 2501483.292 | 1126187.907
82 | 2501619.7429 | 1126246.7411
83 | 2501449.643 | 1126204.6236
84 | 2501580.9198 | 1126274.9189
85 | 2501457.0909 | 1126323.9875
86 | 2501360.4887 | 1126285.4778
87 | 2501354.986 | 1126285.2716
88 | 2501356.8025 | 1126245.5579
89 | 2501413.5854 | 1126314.3279
90 | 2501393.8633 | 1126221.9807
91 | 2501414.7566 | 1126171.2413
92 | 2501518.5641 | 1126357.8282
93 | 2501528.9745 | 1126374.27
94 | 2501500.9785 | 1126369.9669
95 | 2501516.7863 | 1126355.0358
96 | 2501498.8487 | 1126366.0547
97 | 2501486.0123 | 1126378.7052
98 | 2501356.2879 | 1126106.5136
99 | 2501340.9462 | 1126107.9826
100 | 2501359.4264 | 1126106.2131
101 | 2501328.049 | 1126111.273
102 | 2501314.8195 | 1126066.6035
103 | 2501357.0163 | 1126142.1777
104 | 2501384.0357 | 1126102.2262
105 | 2501303.8179 | 1126119.5771
106 | 2501300.0806 | 1126108.4059
107 | 2501286.8543 | 1126072.8947
108 | 2501268.184 | 1126069.3035
109 | 2501303.1441 | 1126040.3643
110 | 2501409.6786 | 1126096.1755
111 | 2501294.4571 | 1126123.9552
112 | 2501253.4724 | 1126073.5125
113 | 2501299.2587 | 1126033.6063
114 | 2501384.0094 | 1126198.9515
115 | 2501386.8429 | 1126204.6985
116 | 2501419.5962 | 1126110.1112
117 | 2501431.0734 | 1126085.1422
118 | 2501282.0029 | 1126129.7658
119 | 2501201.371 | 1126102.927
120 | 2501295.2987 | 1126031.8699
121 | 2501406.1387 | 1126121.2352
122 | 2501438.3264 | 1126131.4013
123 | 2501442.7221 | 1126079.128
124 | 2501196.8668 | 1126109.875
125 | 2501188.6927 | 1126140.9315
126 | 2501186.2886 | 1126151.2147
127 | 2501377.7638 | 1126049.456
128 | 2501396.2659 | 1126038.6976
129 | 2501356.0829 | 1126064.3529
130 | 2501424.2882 | 1126031.0857
131 | 2501419.8669 | 1126021.3327
132 | 2501439.9187 | 1126057.0344
133 | 2501419.7858 | 1126021.1538
134 | 2501466.0645 | 1126055.947
135 | 2501416.8024 | 1126014.5729
136 | 2501479.1045 | 1126045.5894
137 | 2501408.9907 | 1125997.1067
138 | 2501406.9289 | 1125992.3323
139 | 2501406.0124 | 1125990.2101
140 | 2501463.8935 | 1126065.8278
141 | 2501486.4462 | 1126045.7587
142 | 2501499.2374 | 1126038.9686
143 | 2501393.0751 | 1126128.9998
144 | 2501445.2492 | 1126138.994
145 | 2501499.567 | 1126038.8551
146 | 2501378.4818 | 1126137.6736
147 | 2501466.5436 | 1126164.4456
148 | 2501499.8151 | 1126038.7697
149 | 2501153.1731 | 1126168.6718
150 | 2501143.0506 | 1126154.2269
151 | 2501221.4525 | 1126152.8629
152 | 2501278.3111 | 1126131.4661
153 | 2501661.0705 | 1126030.7398
154 | 2501670.026 | 1126029.6528
155 | 2501676.4284 | 1126028.8756
156 | 2501679.8568 | 1126028.4588
157 | 2501688.1681 | 1125949.2687
158 | 2501703.6025 | 1125943.1582
159 | 2501728.0492 | 1125950.5509
160 | 2501510.9948 | 1126037.7791
161 | 2501273.6295 | 1126133.6223
162 | 2501266.8303 | 1126136.7538
163 | 2501255.8275 | 1126141.8213
164 | 2501244.7266 | 1126146.9341
165 | 2501223.1776 | 1126152.7662
166 | 2501232.7476 | 1126176.1167
167 | 2501241.7198 | 1126192.6716
168 | 2501204.8807 | 1126235.5455
169 | 2501218.225 | 1126228.2689
170 | 2501188.9924 | 1126244.2093
171 | 2501233.6948 | 1126219.8369
172 | 2501187.6991 | 1126244.9146
173 | 2501242.2197 | 1126215.1906
174 | 2501181.2425 | 1126248.4353
175 | 2501239.3358 | 1126278.7509
176 | 2501219.0727 | 1126283.8483
177 | 2501249.2555 | 1126292.3933
178 | 2501213.2471 | 1126286.5012
179 | 2501256.8526 | 1126304.0593
180 | 2501212.5461 | 1126286.8204
181 | 2501274.4834 | 1126331.1733
182 | 2501294.442 | 1126319.9179
183 | 2501287.3142 | 1126307.1249
184 | 2501304.2759 | 1126318.3674
185 | 2501308.2044 | 1126312.0549
186 | 2501315.2135 | 1126333.4714
187 | 2501140.951 | 1126174.2667
188 | 2501123.7659 | 1126155.1943
189 | 2501103.3045 | 1126152.8399
190 | 2501080.7975 | 1126144.3023
191 | 2501090.3713 | 1126188.0829
192 | 2501061.9325 | 1126191.386
193 | 2501057.948 | 1126178.7434
194 | 2501378.4178 | 1126137.7116
195 | 2501513.8402 | 1126424.4514
196 | 2501504.3541 | 1126429.8336
197 | 2501497.1152 | 1126433.9408
198 | 2501537.4913 | 1126389.6858
199 | 2501489.6844 | 1126438.1569
200 | 2501402.4991 | 1126402.4122
201 | 2501406.6963 | 1126389.3946
202 | 2501467.1414 | 1126448.1787
203 | 2501325.0122 | 1126197.4941
204 | 2501332.2585 | 1126208.476
205 | 2501317.9511 | 1126186.7973
206 | 2501339.3009 | 1126219.2675
207 | 2501317.5798 | 1126186.2349
208 | 2501339.7652 | 1126219.9791
209 | 2501460.2019 | 1126449.4144
210 | 2501445.1948 | 1126464.6614
211 | 2501437.0712 | 1126468.9835
212 | 2501429.7382 | 1126472.8871
213 | 2501644.0368 | 1126324.7631
214 | 2501640.6626 | 1126319.44
215 | 2501634.9984 | 1126310.5083
216 | 2501628.5291 | 1126300.3072
217 | 2501580.6591 | 1126378.4262
218 | 2501565.7744 | 1126351.8324
219 | 2501562.2246 | 1126345.4868
220 | 2501443.8006 | 1126197.3814
221 | 2501406.6688 | 1126161.1204
222 | 2501703.3455 | 1126280.4672
223 | 2501706.6437 | 1126285.3478
224 | 2501699.8912 | 1126275.3574
225 | 2501321.081 | 1126304.7067
226 | 2501317.6931 | 1126299.2809
227 | 2501322.7617 | 1126307.5476
228 | 2501340.8711 | 1126296.9522
229 | 2501304.5408 | 1126305.3328
230 | 2501480.1641 | 1126183.5255
231 | 2501473.3673 | 1126174.0043
232 | 2501483.9903 | 1126150.4943
233 | 2501490.1794 | 1126146.5269
234 | 2501495.8755 | 1126144.1214
235 | 2501483.3096 | 1126374.1687
236 | 2501466.8066 | 1126382.732
237 | 2501391.6819 | 1126169.5591
238 | 2501415.8683 | 1126343.5465
239 | 2501400.9138 | 1126387.9103
240 | 2501316.6094 | 1126335.3997
241 | 2501324.2292 | 1126345.9252
242 | 2501495.1518 | 1126164.1333
243 | 2501502.1261 | 1126173.4463
244 | 2501520.7257 | 1126198.2831

## line_std_types
| c_nf_per_km | r_ohm_per_km | x_ohm_per_km | max_i_ka | type | q_mm2 | alpha | voltage_rating
NAYY 4x50 SE | 210 | 0.642 | 0.083 | 0.142 | cs | 50 | 0.00403 | LV
NAYY 4x120 SE | 264 | 0.225 | 0.08 | 0.242 | cs | 120 | 0.00403 | LV
NAYY 4x150 SE | 261 | 0.208 | 0.08 | 0.27 | cs | 150 | 0.00403 | LV
NA2XS2Y 1x95 RM/25 12/20 kV | 216 | 0.313 | 0.132 | 0.252 | cs | 95 | 0.00403 | MV
NA2XS2Y 1x185 RM/25 12/20 kV | 273 | 0.161 | 0.117 | 0.362 | cs | 185 | 0.00403 | MV
NA2XS2Y 1x240 RM/25 12/20 kV | 304 | 0.122 | 0.112 | 0.421 | cs | 240 | 0.00403 | MV
NA2XS2Y 1x95 RM/25 6/10 kV | 315 | 0.313 | 0.123 | 0.249 | cs | 95 | 0.00403 | MV
NA2XS2Y 1x185 RM/25 6/10 kV | 406 | 0.161 | 0.11 | 0.358 | cs | 185 | 0.00403 | MV
NA2XS2Y 1x240 RM/25 6/10 kV | 456 | 0.122 | 0.105 | 0.416 | cs | 240 | 0.00403 | MV
NA2XS2Y 1x150 RM/25 12/20 kV | 250 | 0.206 | 0.116 | 0.319 | cs | 150 | 0.00403 | MV
NA2XS2Y 1x120 RM/25 12/20 kV | 230 | 0.253 | 0.119 | 0.283 | cs | 120 | 0.00403 | MV
NA2XS2Y 1x70 RM/25 12/20 kV | 190 | 0.443 | 0.132 | 0.22 | cs | 70 | 0.00403 | MV
NA2XS2Y 1x150 RM/25 6/10 kV | 360 | 0.206 | 0.11 | 0.315 | cs | 150 | 0.00403 | MV
NA2XS2Y 1x120 RM/25 6/10 kV | 340 | 0.253 | 0.113 | 0.28 | cs | 120 | 0.00403 | MV
NA2XS2Y 1x70 RM/25 6/10 kV | 280 | 0.443 | 0.123 | 0.217 | cs | 70 | 0.00403 | MV
N2XS(FL)2Y 1x120 RM/35 64/110 kV | 112 | 0.153 | 0.166 | 0.366 | cs | 120 | 0.00393 | HV
N2XS(FL)2Y 1x185 RM/35 64/110 kV | 125 | 0.099 | 0.156 | 0.457 | cs | 185 | 0.00393 | HV
N2XS(FL)2Y 1x240 RM/35 64/110 kV | 135 | 0.075 | 0.149 | 0.526 | cs | 240 | 0.00393 | HV
N2XS(FL)2Y 1x300 RM/35 64/110 kV | 144 | 0.06 | 0.144 | 0.588 | cs | 300 | 0.00393 | HV
15-AL1/3-ST1A 0.4 | 11 | 1.8769 | 0.35 | 0.105 | ol | 16 | 0.00403 | LV
24-AL1/4-ST1A 0.4 | 11.25 | 1.2012 | 0.335 | 0.14 | ol | 24 | 0.00403 | LV
48-AL1/8-ST1A 0.4 | 12.2 | 0.5939 | 0.3 | 0.21 | ol | 48 | 0.00403 | LV
94-AL1/15-ST1A 0.4 | 13.2 | 0.306 | 0.29 | 0.35 | ol | 94 | 0.00403 | LV
34-AL1/6-ST1A 10.0 | 9.7 | 0.8342 | 0.36 | 0.17 | ol | 34 | 0.00403 | MV
48-AL1/8-ST1A 10.0 | 10.1 | 0.5939 | 0.35 | 0.21 | ol | 48 | 0.00403 | MV
70-AL1/11-ST1A 10.0 | 10.4 | 0.4132 | 0.339 | 0.29 | ol | 70 | 0.00403 | MV
94-AL1/15-ST1A 10.0 | 10.75 | 0.306 | 0.33 | 0.35 | ol | 94 | 0.00403 | MV
122-AL1/20-ST1A 10.0 | 11.1 | 0.2376 | 0.323 | 0.41 | ol | 122 | 0.00403 | MV
149-AL1/24-ST1A 10.0 | 11.25 | 0.194 | 0.315 | 0.47 | ol | 149 | 0.00403 | MV
34-AL1/6-ST1A 20.0 | 9.15 | 0.8342 | 0.382 | 0.17 | ol | 34 | 0.00403 | MV
48-AL1/8-ST1A 20.0 | 9.5 | 0.5939 | 0.372 | 0.21 | ol | 48 | 0.00403 | MV
70-AL1/11-ST1A 20.0 | 9.7 | 0.4132 | 0.36 | 0.29 | ol | 70 | 0.00403 | MV
94-AL1/15-ST1A 20.0 | 10 | 0.306 | 0.35 | 0.35 | ol | 94 | 0.00403 | MV
122-AL1/20-ST1A 20.0 | 10.3 | 0.2376 | 0.344 | 0.41 | ol | 122 | 0.00403 | MV
149-AL1/24-ST1A 20.0 | 10.5 | 0.194 | 0.337 | 0.47 | ol | 149 | 0.00403 | MV
184-AL1/30-ST1A 20.0 | 10.75 | 0.1571 | 0.33 | 0.535 | ol | 184 | 0.00403 | MV
243-AL1/39-ST1A 20.0 | 11 | 0.1188 | 0.32 | 0.645 | ol | 243 | 0.00403 | MV
48-AL1/8-ST1A 110.0 | 8 | 0.5939 | 0.46 | 0.21 | ol | 48 | 0.00403 | HV
70-AL1/11-ST1A 110.0 | 8.4 | 0.4132 | 0.45 | 0.29 | ol | 70 | 0.00403 | HV
94-AL1/15-ST1A 110.0 | 8.65 | 0.306 | 0.44 | 0.35 | ol | 94 | 0.00403 | HV
122-AL1/20-ST1A 110.0 | 8.5 | 0.2376 | 0.43 | 0.41 | ol | 122 | 0.00403 | HV
149-AL1/24-ST1A 110.0 | 8.75 | 0.194 | 0.41 | 0.47 | ol | 149 | 0.00403 | HV
184-AL1/30-ST1A 110.0 | 8.8 | 0.1571 | 0.4 | 0.535 | ol | 184 | 0.00403 | HV
243-AL1/39-ST1A 110.0 | 9 | 0.1188 | 0.39 | 0.645 | ol | 243 | 0.00403 | HV
305-AL1/39-ST1A 110.0 | 9.2 | 0.0949 | 0.38 | 0.74 | ol | 305 | 0.00403 | HV
490-AL1/64-ST1A 110.0 | 9.75 | 0.059 | 0.37 | 0.96 | ol | 490 | 0.00403 | HV
679-AL1/86-ST1A 110.0 | 9.95 | 0.042 | 0.36 | 1.15 | ol | 679 | 0.00403 | HV
490-AL1/64-ST1A 220.0 | 10 | 0.059 | 0.285 | 0.96 | ol | 490 | 0.00403 | HV
679-AL1/86-ST1A 220.0 | 11.7 | 0.042 | 0.275 | 1.15 | ol | 679 | 0.00403 | HV
490-AL1/64-ST1A 380.0 | 11 | 0.059 | 0.253 | 0.96 | ol | 490 | 0.00403 | HV
679-AL1/86-ST1A 380.0 | 14.6 | 0.042 | 0.25 | 1.15 | ol | 679 | 0.00403 | HV

## trafo_std_types
| i0_percent | pfe_kw | vkr_percent | sn_mva | vn_lv_kv | vn_hv_kv | vk_percent | shift_degree | vector_group | tap_side | tap_neutral | tap_min | tap_max | tap_step_degree | tap_step_percent | tap_phase_shifter
160 MVA 380/110 kV | 0.06 | 60 | 0.25 | 160 | 110 | 380 | 12.2 | 0 | Yy0 | hv | 0 | -9 | 9 | 0 | 1.5 | FALSE
100 MVA 220/110 kV | 0.06 | 55 | 0.26 | 100 | 110 | 220 | 12 | 0 | Yy0 | hv | 0 | -9 | 9 | 0 | 1.5 | FALSE
63 MVA 110/20 kV | 0.04 | 22 | 0.32 | 63 | 20 | 110 | 18 | 150 | YNd5 | hv | 0 | -9 | 9 | 0 | 1.5 | FALSE
40 MVA 110/20 kV | 0.05 | 18 | 0.34 | 40 | 20 | 110 | 16.2 | 150 | YNd5 | hv | 0 | -9 | 9 | 0 | 1.5 | FALSE
25 MVA 110/20 kV | 0.07 | 14 | 0.41 | 25 | 20 | 110 | 12 | 150 | YNd5 | hv | 0 | -9 | 9 | 0 | 1.5 | FALSE
63 MVA 110/10 kV | 0.04 | 22 | 0.32 | 63 | 10 | 110 | 18 | 150 | YNd5 | hv | 0 | -9 | 9 | 0 | 1.5 | FALSE
40 MVA 110/10 kV | 0.05 | 18 | 0.34 | 40 | 10 | 110 | 16.2 | 150 | YNd5 | hv | 0 | -9 | 9 | 0 | 1.5 | FALSE
25 MVA 110/10 kV | 0.07 | 14 | 0.41 | 25 | 10 | 110 | 12 | 150 | YNd5 | hv | 0 | -9 | 9 | 0 | 1.5 | FALSE
0.25 MVA 20/0.4 kV | 0.32 | 0.8 | 1.44 | 0.25 | 0.4 | 20 | 6 | 150 | Yzn5 | hv | 0 | -2 | 2 | 0 | 2.5 | FALSE
0.4 MVA 20/0.4 kV | 0.3375 | 1.35 | 1.425 | 0.4 | 0.4 | 20 | 6 | 150 | Dyn5 | hv | 0 | -2 | 2 | 0 | 2.5 | FALSE
0.63 MVA 20/0.4 kV | 0.2619 | 1.65 | 1.206 | 0.63 | 0.4 | 20 | 6 | 150 | Dyn5 | hv | 0 | -2 | 2 | 0 | 2.5 | FALSE
0.25 MVA 10/0.4 kV | 0.24 | 0.6 | 1.2 | 0.25 | 0.4 | 10 | 4 | 150 | Dyn5 | hv | 0 | -2 | 2 | 0 | 2.5 | FALSE
0.4 MVA 10/0.4 kV | 0.2375 | 0.95 | 1.325 | 0.4 | 0.4 | 10 | 4 | 150 | Dyn5 | hv | 0 | -2 | 2 | 0 | 2.5 | FALSE
0.63 MVA 10/0.4 kV | 0.1873 | 1.18 | 1.0794 | 0.63 | 0.4 | 10 | 4 | 150 | Dyn5 | hv | 0 | -2 | 2 | 0 | 2.5 | FALSE

## trafo3w_std_types
| sn_hv_mva | sn_mv_mva | sn_lv_mva | vn_hv_kv | vn_mv_kv | vn_lv_kv | vk_hv_percent | vk_mv_percent | vk_lv_percent | vkr_hv_percent | vkr_mv_percent | vkr_lv_percent | pfe_kw | i0_percent | shift_mv_degree | shift_lv_degree | vector_group | tap_side | tap_neutral | tap_min | tap_max | tap_step_percent
63/25/38 MVA 110/20/10 kV | 63 | 25 | 38 | 110 | 20 | 10 | 10.4 | 10.4 | 10.4 | 0.28 | 0.32 | 0.35 | 35 | 0.89 | 0 | 0 | YN0yn0yn0 | hv | 0 | -10 | 10 | 1.2
63/25/38 MVA 110/10/10 kV | 63 | 25 | 38 | 110 | 10 | 10 | 10.4 | 10.4 | 10.4 | 0.28 | 0.32 | 0.35 | 35 | 0.89 | 0 | 0 | YN0yn0yn0 | hv | 0 | -10 | 10 | 1.2

## fuse_std_types
| fuse_type | i_rated_a | t_avg | t_min | t_total | x_avg | x_min | x_total
HV 100A | HV 100A | 100 | 0 | [10.0, 3.64, 0.854, 0.281, 0.1, 0.0531, 0.022, 0.01] | [10.0, 4.267, 1.21, 0.403, 0.1, 0.058, 0.022, 0.01] | 0 | [300.0, 350.0, 450.0, 550.0, 700.0, 850.0, 1200.0, 1752.0] | [600.0, 700.0, 900.0, 1150.0, 1665.0, 2000.0, 3000.0, 4313.0]
HV 10A | HV 10A | 10 | 0 | [10.0, 1675.0, 0.344, 0.156, 0.1, 0.0417, 0.0171, 0.01] | [10.0, 1.3, 0.3, 0.155, 0.1, 0.0555, 0.023, 0.01] | 0 | [30.0, 32.0, 35.0, 37.0, 39.0, 50.0, 70.0, 88.0] | [60.0, 70.0, 80.0, 87.0, 94.0, 110.0, 150.0, 216.0]
HV 125A | HV 125A | 125 | 0 | [10.0, 1.82, 0.344, 0.1, 0.0467, 0.0269, 0.01] | [10.0, 2.478, 0.426, 0.1, 0.0427, 0.0211, 0.01] | 0 | [375.0, 500.0, 700.0, 925.0, 1200.0, 1500.0, 2341.0] | [750.0, 1000.0, 1500.0, 2200.0, 3000.0, 4000.0, 5765.0]
HV 160A | HV 160A | 160 | 0 | [10.0, 4.15, 1.03, 0.198, 0.1, 0.051, 0.0172, 0.01] | [10.0, 2.3, 0.734, 0.274, 0.1, 0.046, 0.0177, 0.01] | 0 | [480.0, 550.0, 700.0, 1000.0, 1260.0, 1600.0, 2500.0, 3227.0] | [960.0, 1300.0, 1700.0, 2200.0, 2996.0, 4000.0, 6000.0, 7946.0]
HV 16A | HV 16A | 16 | 0 | [10.0, 0.352, 0.164, 0.1, 0.0649, 0.0342, 0.01] | [10.0, 2.34, 0.722, 0.181, 0.1, 0.055, 0.0296, 0.01] | 0 | [48.0, 60.0, 65.0, 71.0, 80.0, 100.0, 162.0] | [96.0, 110.0, 125.0, 150.0, 168.0, 200.0, 250.0, 398.0]
HV 200A | HV 200A | 200 | 0 | [10.0, 4.267, 1.21, 0.403, 0.1, 0.058, 0.022, 0.01] | [10.0, 3.73, 1.654, 0.328, 0.1, 0.0531, 0.019, 0.01] | 0 | [600.0, 700.0, 900.0, 1150.0, 1665.0, 2000.0, 3000.0, 4313.0] | [1200.0, 1500.0, 1800.0, 2700.0, 3960.0, 5000.0, 7500.0, 10620.0]
HV 20A | HV 20A | 20 | 0 | [10.0, 1.3, 0.3, 0.155, 0.1, 0.0555, 0.023, 0.01] | [10.0, 1.3, 0.161, 0.1, 0.0611, 0.0399, 0.0141, 0.01] | 0 | [60.0, 70.0, 80.0, 87.0, 94.0, 110.0, 150.0, 216.0] | [120.0, 150.0, 200.0, 223.0, 260.0, 300.0, 450.0, 532.0]
HV 25A | HV 25A | 25 | 0 | [10.0, 2.512, 0.833, 0.299, 0.1, 0.0372, 0.0223, 0.01] | [10.0, 3.125, 0.597, 0.198, 0.1, 0.0378, 0.022, 0.01] | 0 | [75.0, 82.0, 90.0, 100.0, 124.0, 170.0, 200.0, 289.0] | [150.0, 170.0, 210.0, 250.0, 294.0, 400.0, 500.0, 711.0]
HV 31.5A | HV 31.5A | 31.5 | 0 | [10.0, 2.34, 0.722, 0.181, 0.1, 0.055, 0.0296, 0.01] | [10.0, 2.84, 0.368, 0.164, 0.1, 0.0621, 0.0378, 0.0195, 0.01] | 0 | [95.0, 110.0, 125.0, 150.0, 165.0, 200.0, 250.0, 390.0] | [189.0, 220.0, 300.0, 350.0, 393.0, 450.0, 530.0, 700.0, 960.0]
HV 40A | HV 40A | 40 | 0 | [10.0, 1.3, 0.161, 0.1, 0.0611, 0.0399, 0.0141, 0.01] | [10.0, 2.05, 0.369, 0.198, 0.1, 0.051, 0.0298, 0.01] | 0 | [120.0, 150.0, 200.0, 223.0, 260.0, 300.0, 450.0, 532.0] | [240.0, 300.0, 400.0, 450.0, 530.0, 650.0, 800.0, 1311.0]
HV 50A | HV 50A | 50 | 0 | [10.0, 3.215, 0.597, 0.198, 0.1, 0.0378, 0.022, 0.01] | [10.0, 3.64, 0.854, 0.281, 0.1, 0.0531, 0.022, 0.01] | 0 | [150.0, 170.0, 210.0, 250.0, 294.0, 400.0, 500.0, 711.0] | [300.0, 350.0, 450.0, 550.0, 700.0, 850.0, 1200.0, 1752.0]
HV 6.3A | HV 6.3A | 6.3 | 0 | [10.0, 1.39, 0.344, 0.168, 0.1, 0.056, 0.0263, 0.01] | [10.0, 1.711, 0.516, 0.198, 0.1, 0.0634, 0.0303, 0.01] | 0 | [19.0, 19.5, 20.4, 20.8, 22.0, 25.0, 32.0, 48.0] | [38.0, 40.0, 43.0, 48.0, 53.0, 60.0, 75.0, 118.0]
HV 63A | HV 63A | 63 | 0 | [10.0, 2.84, 0.368, 0.164, 0.1, 0.0621, 0.0378, 0.0195, 0.01] | [10.0, 1.82, 0.344, 0.1, 0.0467, 0.0269, 0.01] | 0 | [189.0, 220.0, 300.0, 350.0, 393.0, 450.0, 530.0, 700.0, 961.0] | [378.0, 500.0, 700.0, 934.0, 1200.0, 1500.0, 2366.0]
HV 80A | HV 80A | 80 | 0 | [10.0, 2.05, 0.369, 0.198, 0.1, 0.051, 0.0298, 0.01] | [10.0, 4.15, 1.03, 0.198, 0.1, 0.051, 0.0172, 0.01] | 0 | [240.0, 300.0, 400.0, 450.0, 530.0, 650.0, 800.0, 1311.0] | [480.0, 550.0, 700.0, 1000.0, 1260.0, 1600.0, 2500.0, 3227.0]
Siemens NH-1-100 | Siemens NH-1-100 | 100 | [5400.0, 2000.0, 400.0, 20.0, 1.0, 0.2, 0.012, 0.004] | 0 | 0 | [150.0, 190.0, 250.0, 430.0, 900.0, 1250.0, 2700.0, 3600.0] | 0 | 0
Siemens NH-1-125 | Siemens NH-1-125 | 125 | [4800.0, 120.0, 7.0, 0.1, 0.004] | 0 | 0 | [180.0, 400.0, 740.0, 2000.0, 4250.0] | 0 | 0
Siemens NH-1-16 | Siemens NH-1-16 | 16 | [4000.0, 400.0, 2.0, 0.1, 0.04, 0.01] | 0 | 0 | [26.0, 35.0, 75.0, 150.0, 200.0, 300.0] | 0 | 0
Siemens NH-1-160 | Siemens NH-1-160 | 160 | [4800.0, 120.0, 7.0, 0.1, 0.004] | 0 | 0 | [210.0, 500.0, 900.0, 2300.0, 5000.0] | 0 | 0
Siemens NH-1-25 | Siemens NH-1-25 | 25 | [4000.0, 1000.0, 10.0, 0.2, 0.02, 0.01] | 0 | 0 | [40.0, 50.0, 100.0, 210.0, 400.0, 500.0] | 0 | 0
Siemens NH-1-50 | Siemens NH-1-50 | 50 | [4000.0, 40.0, 4.0, 1.0, 0.02, 0.01] | 0 | 0 | [86.0, 200.0, 300.0, 400.0, 1000.0, 1280.0] | 0 | 0
Siemens NH-1-63 | Siemens NH-1-63 | 63 | [4000.0, 100.0, 10.0, 2.0, 0.04, 0.01] | 0 | 0 | [100.0, 200.0, 300.0, 400.0, 1000.0, 1500.0] | 0 | 0
Siemens NH-1-80 | Siemens NH-1-80 | 80 | [4800.0, 120.0, 7.0, 0.1, 0.01] | 0 | 0 | [150.58, 250.0, 450.0, 1150.0, 2470.0] | 0 | 0
Siemens NH-2-1000 | Siemens NH-2-1000 | 1000 | [4800.0, 120.0, 7.0, 0.1, 0.004] | 0 | 0 | [1900.0, 3500.0, 8400.0, 24000.0, 52000.0] | 0 | 0
Siemens NH-2-200 | Siemens NH-2-200 | 200 | [4800.0, 120.0, 7.0, 0.1, 0.004] | 0 | 0 | [280.0, 650.0, 1200.0, 3000.0, 7000.0] | 0 | 0
Siemens NH-2-224 | Siemens NH-2-224 | 224 | [4800.0, 120.0, 7.0, 0.2, 0.04, 0.004] | 0 | 0 | [400.0, 750.0, 1453.0, 3025.0, 4315.0, 7600.0] | 0 | 0
Siemens NH-2-250 | Siemens NH-2-250 | 250 | [4800.0, 120.0, 7.0, 0.1, 0.004] | 0 | 0 | [450.0, 800.0, 1650.0, 4000.0, 8500.0] | 0 | 0
Siemens NH-2-315 | Siemens NH-2-315 | 315 | [4800.0, 120.0, 7.0, 0.1, 0.004] | 0 | 0 | [550.0, 920.0, 1900.0, 5000.0, 11000.0] | 0 | 0
Siemens NH-2-355 | Siemens NH-2-355 | 355 | [4800.0, 120.0, 6.0, 0.1, 0.004] | 0 | 0 | [650.0, 1116.27, 2350.0, 5840.0, 12790.0] | 0 | 0
Siemens NH-2-400 | Siemens NH-2-400 | 400 | [4800.0, 120.0, 7.0, 0.1, 0.004] | 0 | 0 | [720.0, 1350.0, 2800.0, 6500.0, 15000.0] | 0 | 0
Siemens NH-2-425 | Siemens NH-2-425 | 425 | [4800.0, 120.0, 7.0, 0.1, 0.004] | 0 | 0 | [850.0, 1500.0, 3050.0, 7500.0, 16500.0] | 0 | 0
Siemens NH-2-630 | Siemens NH-2-630 | 630 | [4800.0, 120.0, 7.0, 0.1, 0.004] | 0 | 0 | [1200.0, 2000.0, 4800.0, 12000.0, 26000.0] | 0 | 0

## dtypes
| element | column | dtype
0 | bus | name | object
1 | bus | vn_kv | float64
2 | bus | type | object
3 | bus | zone | object
4 | bus | in_service | bool
5 | load | name | object
6 | load | bus | uint32
7 | load | p_mw | float64
8 | load | q_mvar | float64
9 | load | const_z_percent | float64
10 | load | const_i_percent | float64
11 | load | sn_mva | float64
12 | load | scaling | float64
13 | load | in_service | bool
14 | load | type | object
15 | ext_grid | name | object
16 | ext_grid | bus | uint32
17 | ext_grid | vm_pu | float64
18 | ext_grid | va_degree | float64
19 | ext_grid | slack_weight | float64
20 | ext_grid | in_service | bool
21 | line | name | object
22 | line | std_type | object
23 | line | from_bus | uint32
24 | line | to_bus | uint32
25 | line | length_km | float64
26 | line | r_ohm_per_km | float64
27 | line | x_ohm_per_km | float64
28 | line | c_nf_per_km | float64
29 | line | g_us_per_km | float64
30 | line | max_i_ka | float64
31 | line | df | float64
32 | line | parallel | uint32
33 | line | type | object
34 | line | in_service | bool
35 | trafo | name | object
36 | trafo | std_type | object
37 | trafo | hv_bus | uint32
38 | trafo | lv_bus | uint32
39 | trafo | sn_mva | float64
40 | trafo | vn_hv_kv | float64
41 | trafo | vn_lv_kv | float64
42 | trafo | vk_percent | float64
43 | trafo | vkr_percent | float64
44 | trafo | pfe_kw | float64
45 | trafo | i0_percent | float64
46 | trafo | shift_degree | float64
47 | trafo | tap_side | object
48 | trafo | tap_neutral | int32
49 | trafo | tap_min | int32
50 | trafo | tap_max | int32
51 | trafo | tap_step_percent | float64
52 | trafo | tap_step_degree | float64
53 | trafo | tap_pos | int32
54 | trafo | tap_phase_shifter | bool
55 | trafo | parallel | uint32
56 | trafo | df | float64
57 | trafo | in_service | bool
58 | line_geodata | coords | object
59 | bus_geodata | x | float64
60 | bus_geodata | y | float64
61 | bus_geodata | coords | object

## parameters
| version | format_version | converged | OPF_converged | name | f_hz | sn_mva
0 | 2.14.6 | 2.14.0 | FALSE | FALSE |  | 50 | 1