## bus
| name | vn_kv | type | zone | in_service
0 | bus_LV_6644-6_0_10_node_0 | 0.4 | n |  | TRUE
1 | bus_LV_6644-6_0_10_node_1 | 0.4 | n |  | TRUE
2 | bus_LV_6644-6_0_10_node_2 | 0.4 | n |  | TRUE
3 | bus_LV_6644-6_0_10_node_21 | 0.4 | n |  | TRUE
4 | bus_LV_6644-6_0_10_node_29 | 0.4 | n |  | TRUE
5 | bus_LV_6644-6_0_10_node_151 | 0.4 | n |  | TRUE
6 | bus_LV_6644-6_0_10_node_11 | 0.4 | n |  | TRUE
7 | bus_LV_6644-6_0_10_node_156 | 0.4 | n |  | TRUE
8 | bus_LV_6644-6_0_10_node_157 | 0.4 | n |  | TRUE
9 | bus_LV_6644-6_0_10_node_6 | 0.4 | n |  | TRUE
10 | bus_LV_6644-6_0_10_node_10 | 0.4 | n |  | TRUE
11 | bus_LV_6644-6_0_10_node_154 | 0.4 | n |  | TRUE
12 | bus_LV_6644-6_0_10_node_155 | 0.4 | n |  | TRUE
13 | bus_LV_6644-6_0_10_node_14 | 0.4 | n |  | TRUE
14 | bus_LV_6644-6_0_10_node_12 | 0.4 | n |  | TRUE
15 | bus_LV_6644-6_0_10_node_30 | 0.4 | n |  | TRUE
16 | bus_LV_6644-6_0_10_node_163 | 0.4 | n |  | TRUE
17 | bus_LV_6644-6_0_10_node_159 | 0.4 | n |  | TRUE
18 | bus_LV_6644-6_0_10_node_13 | 0.4 | n |  | TRUE
19 | bus_LV_6644-6_0_10_node_160 | 0.4 | n |  | TRUE
20 | bus_LV_6644-6_0_10_node_158 | 0.4 | n |  | TRUE
21 | bus_LV_6644-6_0_10_node_43 | 0.4 | n |  | TRUE
22 | bus_LV_6644-6_0_10_node_45 | 0.4 | n |  | TRUE
23 | bus_LV_6644-6_0_10_node_106 | 0.4 | n |  | TRUE
24 | bus_LV_6644-6_0_10_node_152 | 0.4 | n |  | TRUE
25 | bus_LV_6644-6_0_10_node_39 | 0.4 | n |  | TRUE
26 | bus_LV_6644-6_0_10_node_41 | 0.4 | n |  | TRUE
27 | bus_LV_6644-6_0_10_node_153 | 0.4 | n |  | TRUE
28 | bus_LV_6644-6_0_10_node_46 | 0.4 | n |  | TRUE
29 | bus_LV_6644-6_0_10_node_122 | 0.4 | n |  | TRUE
30 | bus_LV_6644-6_0_10_node_161 | 0.4 | n |  | TRUE
31 | bus_LV_6644-6_0_10_node_5 | 0.4 | n |  | TRUE
32 | bus_LV_6644-6_0_10_node_8 | 0.4 | n |  | TRUE
33 | bus_LV_6644-6_0_10_node_3 | 0.4 | n |  | TRUE
34 | bus_LV_6644-6_0_10_node_4 | 0.4 | n |  | TRUE
35 | bus_LV_6644-6_0_10_node_7 | 0.4 | n |  | TRUE
36 | bus_LV_6644-6_0_10_node_102 | 0.4 | n |  | TRUE
37 | bus_LV_6644-6_0_10_node_99 | 0.4 | n |  | TRUE
38 | bus_LV_6644-6_0_10_node_15 | 0.4 | n |  | TRUE
39 | bus_LV_6644-6_0_10_node_20 | 0.4 | n |  | TRUE
40 | bus_LV_6644-6_0_10_node_116 | 0.4 | n |  | TRUE
41 | bus_LV_6644-6_0_10_node_16 | 0.4 | n |  | TRUE
42 | bus_LV_6644-6_0_10_node_129 | 0.4 | n |  | TRUE
43 | bus_LV_6644-6_0_10_node_23 | 0.4 | n |  | TRUE
44 | bus_LV_6644-6_0_10_node_31 | 0.4 | n |  | TRUE
45 | bus_LV_6644-6_0_10_node_128 | 0.4 | n |  | TRUE
46 | bus_LV_6644-6_0_10_node_17 | 0.4 | n |  | TRUE
47 | bus_LV_6644-6_0_10_node_18 | 0.4 | n |  | TRUE
48 | bus_LV_6644-6_0_10_node_146 | 0.4 | n |  | TRUE
49 | bus_LV_6644-6_0_10_node_130 | 0.4 | n |  | TRUE
50 | bus_LV_6644-6_0_10_node_19 | 0.4 | n |  | TRUE
51 | bus_LV_6644-6_0_10_node_96 | 0.4 | n |  | TRUE
52 | bus_LV_6644-6_0_10_node_117 | 0.4 | n |  | TRUE
53 | bus_LV_6644-6_0_10_node_24 | 0.4 | n |  | TRUE
54 | bus_LV_6644-6_0_10_node_22 | 0.4 | n |  | TRUE
55 | bus_LV_6644-6_0_10_node_143 | 0.4 | n |  | TRUE
56 | bus_LV_6644-6_0_10_node_144 | 0.4 | n |  | TRUE
57 | bus_LV_6644-6_0_10_node_138 | 0.4 | n |  | TRUE
58 | bus_LV_6644-6_0_10_node_25 | 0.4 | n |  | TRUE
59 | bus_LV_6644-6_0_10_node_26 | 0.4 | n |  | TRUE
60 | bus_LV_6644-6_0_10_node_95 | 0.4 | n |  | TRUE
61 | bus_LV_6644-6_0_10_node_147 | 0.4 | n |  | TRUE
62 | bus_LV_6644-6_0_10_node_28 | 0.4 | n |  | TRUE
63 | bus_LV_6644-6_0_10_node_140 | 0.4 | n |  | TRUE
64 | bus_LV_6644-6_0_10_node_141 | 0.4 | n |  | TRUE
65 | bus_LV_6644-6_0_10_node_139 | 0.4 | n |  | TRUE
66 | bus_LV_6644-6_0_10_node_32 | 0.4 | n |  | TRUE
67 | bus_LV_6644-6_0_10_node_33 | 0.4 | n |  | TRUE
68 | bus_LV_6644-6_0_10_node_109 | 0.4 | n |  | TRUE
69 | bus_LV_6644-6_0_10_node_67 | 0.4 | n |  | TRUE
70 | bus_LV_6644-6_0_10_node_112 | 0.4 | n |  | TRUE
71 | bus_LV_6644-6_0_10_node_35 | 0.4 | n |  | TRUE
72 | bus_LV_6644-6_0_10_node_36 | 0.4 | n |  | TRUE
73 | bus_LV_6644-6_0_10_node_150 | 0.4 | n |  | TRUE
74 | bus_LV_6644-6_0_10_node_38 | 0.4 | n |  | TRUE
75 | bus_LV_6644-6_0_10_node_59 | 0.4 | n |  | TRUE
76 | bus_LV_6644-6_0_10_node_37 | 0.4 | n |  | TRUE
77 | bus_LV_6644-6_0_10_node_56 | 0.4 | n |  | TRUE
78 | bus_LV_6644-6_0_10_node_55 | 0.4 | n |  | TRUE
79 | bus_LV_6644-6_0_10_node_54 | 0.4 | n |  | TRUE
80 | bus_LV_6644-6_0_10_node_120 | 0.4 | n |  | TRUE
81 | bus_LV_6644-6_0_10_node_121 | 0.4 | n |  | TRUE
82 | bus_LV_6644-6_0_10_node_40 | 0.4 | n |  | TRUE
83 | bus_LV_6644-6_0_10_node_119 | 0.4 | n |  | TRUE
84 | bus_LV_6644-6_0_10_node_60 | 0.4 | n |  | TRUE
85 | bus_LV_6644-6_0_10_node_42 | 0.4 | n |  | TRUE
86 | bus_LV_6644-6_0_10_node_123 | 0.4 | n |  | TRUE
87 | bus_LV_6644-6_0_10_node_100 | 0.4 | n |  | TRUE
88 | bus_LV_6644-6_0_10_node_105 | 0.4 | n |  | TRUE
89 | bus_LV_6644-6_0_10_node_104 | 0.4 | n |  | TRUE
90 | bus_LV_6644-6_0_10_node_164 | 0.4 | n |  | TRUE
91 | bus_LV_6644-6_0_10_node_115 | 0.4 | n |  | TRUE
92 | bus_LV_6644-6_0_10_node_131 | 0.4 | n |  | TRUE
93 | bus_LV_6644-6_0_10_node_132 | 0.4 | n |  | TRUE
94 | bus_LV_6644-6_0_10_node_127 | 0.4 | n |  | TRUE
95 | bus_LV_6644-6_0_10_node_97 | 0.4 | n |  | TRUE
96 | bus_LV_6644-6_0_10_node_118 | 0.4 | n |  | TRUE
97 | bus_LV_6644-6_0_10_node_94 | 0.4 | n |  | TRUE
98 | bus_LV_6644-6_0_10_node_142 | 0.4 | n |  | TRUE
99 | bus_LV_6644-6_0_10_node_57 | 0.4 | n |  | TRUE
100 | bus_LV_6644-6_0_10_node_63 | 0.4 | n |  | TRUE
101 | bus_LV_6644-6_0_10_node_110 | 0.4 | n |  | TRUE
102 | bus_LV_6644-6_0_10_node_58 | 0.4 | n |  | TRUE
103 | bus_LV_6644-6_0_10_node_124 | 0.4 | n |  | TRUE
104 | bus_LV_6644-6_0_10_node_90 | 0.4 | n |  | TRUE
105 | bus_LV_6644-6_0_10_node_165 | 0.4 | n |  | TRUE
106 | bus_LV_6644-6_0_10_node_166 | 0.4 | n |  | TRUE
107 | bus_LV_6644-6_0_10_node_149 | 0.4 | n |  | TRUE
108 | bus_LV_6644-6_0_10_node_61 | 0.4 | n |  | TRUE
109 | bus_LV_6644-6_0_10_node_103 | 0.4 | n |  | TRUE
110 | bus_LV_6644-6_0_10_node_101 | 0.4 | n |  | TRUE
111 | bus_LV_6644-6_0_10_node_47 | 0.4 | n |  | TRUE
112 | bus_LV_6644-6_0_10_node_48 | 0.4 | n |  | TRUE
113 | bus_LV_6644-6_0_10_node_49 | 0.4 | n |  | TRUE
114 | bus_LV_6644-6_0_10_node_50 | 0.4 | n |  | TRUE
115 | bus_LV_6644-6_0_10_node_51 | 0.4 | n |  | TRUE
116 | bus_LV_6644-6_0_10_node_52 | 0.4 | n |  | TRUE
117 | bus_LV_6644-6_0_10_node_53 | 0.4 | n |  | TRUE
118 | bus_LV_6644-6_0_10_node_108 | 0.4 | n |  | TRUE
119 | bus_LV_6644-6_0_10_node_107 | 0.4 | n |  | TRUE
120 | bus_LV_6644-6_0_10_node_91 | 0.4 | n |  | TRUE
121 | bus_LV_6644-6_0_10_node_73 | 0.4 | n |  | TRUE
122 | bus_LV_6644-6_0_10_node_62 | 0.4 | n |  | TRUE
123 | bus_LV_6644-6_0_10_node_64 | 0.4 | n |  | TRUE
124 | bus_LV_6644-6_0_10_node_65 | 0.4 | n |  | TRUE
125 | bus_LV_6644-6_0_10_node_66 | 0.4 | n |  | TRUE
126 | bus_LV_6644-6_0_10_node_68 | 0.4 | n |  | TRUE
127 | bus_LV_6644-6_0_10_node_69 | 0.4 | n |  | TRUE
128 | bus_LV_6644-6_0_10_node_70 | 0.4 | n |  | TRUE
129 | bus_LV_6644-6_0_10_node_71 | 0.4 | n |  | TRUE
130 | bus_LV_6644-6_0_10_node_74 | 0.4 | n |  | TRUE
131 | bus_LV_6644-6_0_10_node_93 | 0.4 | n |  | TRUE
132 | bus_LV_6644-6_0_10_node_92 | 0.4 | n |  | TRUE
133 | bus_LV_6644-6_0_10_node_75 | 0.4 | n |  | TRUE
134 | bus_LV_6644-6_0_10_node_76 | 0.4 | n |  | TRUE
135 | bus_LV_6644-6_0_10_node_77 | 0.4 | n |  | TRUE
136 | bus_LV_6644-6_0_10_node_78 | 0.4 | n |  | TRUE
137 | bus_LV_6644-6_0_10_node_79 | 0.4 | n |  | TRUE
138 | bus_LV_6644-6_0_10_node_80 | 0.4 | n |  | TRUE
139 | bus_LV_6644-6_0_10_node_81 | 0.4 | n |  | TRUE
140 | bus_LV_6644-6_0_10_node_82 | 0.4 | n |  | TRUE
141 | bus_LV_6644-6_0_10_node_87 | 0.4 | n |  | TRUE
142 | bus_LV_6644-6_0_10_node_85 | 0.4 | n |  | TRUE
143 | bus_LV_6644-6_0_10_node_98 | 0.4 | n |  | TRUE
144 | bus_LV_6644-6_0_10_node_88 | 0.4 | n |  | TRUE
145 | bus_LV_6644-6_0_10_node_89 | 0.4 | n |  | TRUE
146 | bus_LV_6644-6_0_10_node_83 | 0.4 | n |  | TRUE
147 | bus_LV_6644-6_0_10_node_84 | 0.4 | n |  | TRUE
148 | bus_LV_6644-6_0_10_node_86 | 0.4 | n |  | TRUE
149 | bus_LV_6644-6_0_10_node_111 | 0.4 | n |  | TRUE
150 | bus_LV_6644-6_0_10_node_113 | 0.4 | n |  | TRUE
151 | bus_LV_6644-6_0_10_node_114 | 0.4 | n |  | TRUE
152 | bus_LV_6644-6_0_10_node_125 | 0.4 | n |  | TRUE
153 | bus_LV_6644-6_0_10_node_126 | 0.4 | n |  | TRUE
154 | bus_LV_6644-6_0_10_node_145 | 0.4 | n |  | TRUE
155 | bus_LV_6644-6_0_10_node_148 | 0.4 | n |  | TRUE
156 | bus_LV_6644-6_0_10_node_137 | 0.4 | n |  | TRUE
157 | bus_LV_6644-6_0_10_node_133 | 0.4 | n |  | TRUE
158 | bus_LV_6644-6_0_10_node_134 | 0.4 | n |  | TRUE
159 | bus_LV_6644-6_0_10_node_135 | 0.4 | n |  | TRUE
160 | bus_LV_6644-6_0_10_node_136 | 0.4 | n |  | TRUE
161 | bus_MV_461_0_node_84 | 20 | n |  | TRUE

## load
| name | bus | p_mw | q_mvar | const_z_percent | const_i_percent | sn_mva | scaling | in_service | type
0 | LV_6644-6_0_10_load_0 | 0 | 0.0049147 | 0.0012317 | 0 | 0 |  | 1 | TRUE | wye
1 | LV_6644-6_0_10_load_151 | 5 | 0.00062328 | 0.00015621 | 0 | 0 |  | 1 | TRUE | wye
2 | LV_6644-6_0_10_load_156 | 7 | 0.014084 | 0.0035298 | 0 | 0 |  | 1 | TRUE | wye
3 | LV_6644-6_0_10_load_154 | 11 | 0.0089435 | 0.0022414 | 0 | 0 |  | 1 | TRUE | wye
4 | LV_6644-6_0_10_load_155 | 12 | 0.008659 | 0.0021702 | 0 | 0 |  | 1 | TRUE | wye
5 | LV_6644-6_0_10_load_163 | 16 | 0.011388 | 0.0028542 | 0 | 0 |  | 1 | TRUE | wye
6 | LV_6644-6_0_10_load_159 | 17 | 0.011463 | 0.0028729 | 0 | 0 |  | 1 | TRUE | wye
7 | LV_6644-6_0_10_load_160 | 19 | 0.013707 | 0.0034354 | 0 | 0 |  | 1 | TRUE | wye
8 | LV_6644-6_0_10_load_158 | 20 | 0.0064625 | 0.0016197 | 0 | 0 |  | 1 | TRUE | wye
9 | LV_6644-6_0_10_load_106 | 23 | 0.0023898 | 0.00059894 | 0 | 0 |  | 1 | TRUE | wye
10 | LV_6644-6_0_10_load_152 | 24 | 0.004128 | 0.0010346 | 0 | 0 |  | 1 | TRUE | wye
11 | LV_6644-6_0_10_load_153 | 27 | 0.0060689 | 0.001521 | 0 | 0 |  | 1 | TRUE | wye
12 | LV_6644-6_0_10_load_161 | 30 | 0.012941 | 0.0032434 | 0 | 0 |  | 1 | TRUE | wye
13 | LV_6644-6_0_10_load_3 | 33 | 0.012359 | 0.0030974 | 0 | 0 |  | 1 | TRUE | wye
14 | LV_6644-6_0_10_load_4 | 34 | 0.012362 | 0.0030982 | 0 | 0 |  | 1 | TRUE | wye
15 | LV_6644-6_0_10_load_102 | 36 | 0.005986 | 0.0015002 | 0 | 0 |  | 1 | TRUE | wye
16 | LV_6644-6_0_10_load_99 | 37 | 0.095151 | 0.023847 | 0 | 0 |  | 1 | TRUE | wye
17 | LV_6644-6_0_10_load_116 | 40 | 0.0023869 | 0.00059822 | 0 | 0 |  | 1 | TRUE | wye
18 | LV_6644-6_0_10_load_128 | 45 | 0.0086077 | 0.0021573 | 0 | 0 |  | 1 | TRUE | wye
19 | LV_6644-6_0_10_load_146 | 48 | 0.0056994 | 0.0014284 | 0 | 0 |  | 1 | TRUE | wye
20 | LV_6644-6_0_10_load_130 | 49 | 0.0090842 | 0.0022767 | 0 | 0 |  | 1 | TRUE | wye
21 | LV_6644-6_0_10_load_96 | 51 | 0.0021913 | 0.00054918 | 0 | 0 |  | 1 | TRUE | wye
22 | LV_6644-6_0_10_load_117 | 52 | 0.0017987 | 0.0004508 | 0 | 0 |  | 1 | TRUE | wye
23 | LV_6644-6_0_10_load_143 | 55 | 0.00080133 | 0.00020083 | 0 | 0 |  | 1 | TRUE | wye
24 | LV_6644-6_0_10_load_144 | 56 | 0.00076882 | 0.00019269 | 0 | 0 |  | 1 | TRUE | wye
25 | LV_6644-6_0_10_load_138 | 57 | 0.0022502 | 0.00056395 | 0 | 0 |  | 1 | TRUE | wye
26 | LV_6644-6_0_10_load_95 | 60 | 0.0054811 | 0.0013737 | 0 | 0 |  | 1 | TRUE | wye
27 | LV_6644-6_0_10_load_147 | 61 | 0.0090304 | 0.0022632 | 0 | 0 |  | 1 | TRUE | wye
28 | LV_6644-6_0_10_load_140 | 63 | 0.0035302 | 0.00088475 | 0 | 0 |  | 1 | TRUE | wye
29 | LV_6644-6_0_10_load_141 | 64 | 0.00083806 | 0.00021004 | 0 | 0 |  | 1 | TRUE | wye
30 | LV_6644-6_0_10_load_139 | 65 | 0.0014818 | 0.00037139 | 0 | 0 |  | 1 | TRUE | wye
31 | LV_6644-6_0_10_load_109 | 68 | 0.00082472 | 0.00020669 | 0 | 0 |  | 1 | TRUE | wye
32 | LV_6644-6_0_10_load_67 | 69 | 0.0034963 | 0.00087626 | 0 | 0 |  | 1 | TRUE | wye
33 | LV_6644-6_0_10_load_112 | 70 | 0.0044851 | 0.0011241 | 0 | 0 |  | 1 | TRUE | wye
34 | LV_6644-6_0_10_load_150 | 73 | 0.012807 | 0.0032097 | 0 | 0 |  | 1 | TRUE | wye
35 | LV_6644-6_0_10_load_59 | 75 | 0.003551 | 0.00088996 | 0 | 0 |  | 1 | TRUE | wye
36 | LV_6644-6_0_10_load_56 | 77 | 0.0052718 | 0.0013212 | 0 | 0 |  | 1 | TRUE | wye
37 | LV_6644-6_0_10_load_55 | 78 | 0.00094806 | 0.00023761 | 0 | 0 |  | 1 | TRUE | wye
38 | LV_6644-6_0_10_load_54 | 79 | 0.00085684 | 0.00021474 | 0 | 0 |  | 1 | TRUE | wye
39 | LV_6644-6_0_10_load_119 | 83 | 0.013679 | 0.0034283 | 0 | 0 |  | 1 | TRUE | wye
40 | LV_6644-6_0_10_load_60 | 84 | 0.0078319 | 0.0019629 | 0 | 0 |  | 1 | TRUE | wye
41 | LV_6644-6_0_10_load_123 | 86 | 0.014625 | 0.0036655 | 0 | 0 |  | 1 | TRUE | wye
42 | LV_6644-6_0_10_load_100 | 87 | 0.0042688 | 0.0010699 | 0 | 0 |  | 1 | TRUE | wye
43 | LV_6644-6_0_10_load_105 | 88 | 0.0036361 | 0.0009113 | 0 | 0 |  | 1 | TRUE | wye
44 | LV_6644-6_0_10_load_104 | 89 | 0.0041652 | 0.0010439 | 0 | 0 |  | 1 | TRUE | wye
45 | LV_6644-6_0_10_load_164 | 90 | 0.012683 | 0.0031787 | 0 | 0 |  | 1 | TRUE | wye
46 | LV_6644-6_0_10_load_115 | 91 | 0.00060066 | 0.00015054 | 0 | 0 |  | 1 | TRUE | wye
47 | LV_6644-6_0_10_load_131 | 92 | 0.00041706 | 0.00010452 | 0 | 0 |  | 1 | TRUE | wye
48 | LV_6644-6_0_10_load_132 | 93 | 0.0019681 | 0.00049326 | 0 | 0 |  | 1 | TRUE | wye
49 | LV_6644-6_0_10_load_97 | 95 | 0.0012315 | 0.00030865 | 0 | 0 |  | 1 | TRUE | wye
50 | LV_6644-6_0_10_load_118 | 96 | 0.0016065 | 0.00040264 | 0 | 0 |  | 1 | TRUE | wye
51 | LV_6644-6_0_10_load_94 | 97 | 0.0056202 | 0.0014086 | 0 | 0 |  | 1 | TRUE | wye
52 | LV_6644-6_0_10_load_142 | 98 | 0.0010386 | 0.00026029 | 0 | 0 |  | 1 | TRUE | wye
53 | LV_6644-6_0_10_load_110 | 101 | 0.0027698 | 0.00069419 | 0 | 0 |  | 1 | TRUE | wye
54 | LV_6644-6_0_10_load_58 | 102 | 0.00091841 | 0.00023017 | 0 | 0 |  | 1 | TRUE | wye
55 | LV_6644-6_0_10_load_124 | 103 | 0.012724 | 0.003189 | 0 | 0 |  | 1 | TRUE | wye
56 | LV_6644-6_0_10_load_90 | 104 | 0.00025356 | 6.3549e-05 | 0 | 0 |  | 1 | TRUE | wye
57 | LV_6644-6_0_10_load_165 | 105 | 0.014872 | 0.0037273 | 0 | 0 |  | 1 | TRUE | wye
58 | LV_6644-6_0_10_load_166 | 106 | 0.032982 | 0.0082661 | 0 | 0 |  | 1 | TRUE | wye
59 | LV_6644-6_0_10_load_149 | 107 | 0.012847 | 0.0032197 | 0 | 0 |  | 1 | TRUE | wye
60 | LV_6644-6_0_10_load_61 | 108 | 0.011276 | 0.002826 | 0 | 0 |  | 1 | TRUE | wye
61 | LV_6644-6_0_10_load_47 | 111 | 0.0020182 | 0.00050581 | 0 | 0 |  | 1 | TRUE | wye
62 | LV_6644-6_0_10_load_48 | 112 | 0.00066889 | 0.00016764 | 0 | 0 |  | 1 | TRUE | wye
63 | LV_6644-6_0_10_load_50 | 114 | 0.0049878 | 0.0012501 | 0 | 0 |  | 1 | TRUE | wye
64 | LV_6644-6_0_10_load_51 | 115 | 0.004283 | 0.0010734 | 0 | 0 |  | 1 | TRUE | wye
65 | LV_6644-6_0_10_load_52 | 116 | 0.00077095 | 0.00019322 | 0 | 0 |  | 1 | TRUE | wye
66 | LV_6644-6_0_10_load_108 | 118 | 0.0011913 | 0.00029857 | 0 | 0 |  | 1 | TRUE | wye
67 | LV_6644-6_0_10_load_107 | 119 | 0.0016623 | 0.00041661 | 0 | 0 |  | 1 | TRUE | wye
68 | LV_6644-6_0_10_load_91 | 120 | 0.00047056 | 0.00011793 | 0 | 0 |  | 1 | TRUE | wye
69 | LV_6644-6_0_10_load_73 | 121 | 0.00035779 | 8.967e-05 | 0 | 0 |  | 1 | TRUE | wye
70 | LV_6644-6_0_10_load_64 | 123 | 0.013334 | 0.0033417 | 0 | 0 |  | 1 | TRUE | wye
71 | LV_6644-6_0_10_load_65 | 124 | 0.011833 | 0.0029655 | 0 | 0 |  | 1 | TRUE | wye
72 | LV_6644-6_0_10_load_66 | 125 | 0.015497 | 0.003884 | 0 | 0 |  | 1 | TRUE | wye
73 | LV_6644-6_0_10_load_68 | 126 | 0.0021881 | 0.00054838 | 0 | 0 |  | 1 | TRUE | wye
74 | LV_6644-6_0_10_load_70 | 128 | 0.00037307 | 9.3501e-05 | 0 | 0 |  | 1 | TRUE | wye
75 | LV_6644-6_0_10_load_71 | 129 | 0.00024633 | 6.1737e-05 | 0 | 0 |  | 1 | TRUE | wye
76 | LV_6644-6_0_10_load_74 | 130 | 0.00031561 | 7.9101e-05 | 0 | 0 |  | 1 | TRUE | wye
77 | LV_6644-6_0_10_load_75 | 133 | 0.00087999 | 0.00022055 | 0 | 0 |  | 1 | TRUE | wye
78 | LV_6644-6_0_10_load_76 | 134 | 0.0020591 | 0.00051607 | 0 | 0 |  | 1 | TRUE | wye
79 | LV_6644-6_0_10_load_77 | 135 | 0.000894 | 0.00022406 | 0 | 0 |  | 1 | TRUE | wye
80 | LV_6644-6_0_10_load_79 | 137 | 0.00087645 | 0.00021966 | 0 | 0 |  | 1 | TRUE | wye
81 | LV_6644-6_0_10_load_81 | 139 | 0.0013903 | 0.00034845 | 0 | 0 |  | 1 | TRUE | wye
82 | LV_6644-6_0_10_load_87 | 141 | 0.0024616 | 0.00061695 | 0 | 0 |  | 1 | TRUE | wye
83 | LV_6644-6_0_10_load_85 | 142 | 0.0014264 | 0.00035748 | 0 | 0 |  | 1 | TRUE | wye
84 | LV_6644-6_0_10_load_98 | 143 | 0.00060172 | 0.0001508 | 0 | 0 |  | 1 | TRUE | wye
85 | LV_6644-6_0_10_load_88 | 144 | 0.00053735 | 0.00013467 | 0 | 0 |  | 1 | TRUE | wye
86 | LV_6644-6_0_10_load_89 | 145 | 0.00048705 | 0.00012207 | 0 | 0 |  | 1 | TRUE | wye
87 | LV_6644-6_0_10_load_83 | 146 | 0.00087343 | 0.0002189 | 0 | 0 |  | 1 | TRUE | wye
88 | LV_6644-6_0_10_load_84 | 147 | 0.00045727 | 0.0001146 | 0 | 0 |  | 1 | TRUE | wye
89 | LV_6644-6_0_10_load_86 | 148 | 0.0017844 | 0.00044721 | 0 | 0 |  | 1 | TRUE | wye
90 | LV_6644-6_0_10_load_111 | 149 | 0.0086249 | 0.0021616 | 0 | 0 |  | 1 | TRUE | wye
91 | LV_6644-6_0_10_load_113 | 150 | 0.0070069 | 0.0017561 | 0 | 0 |  | 1 | TRUE | wye
92 | LV_6644-6_0_10_load_114 | 151 | 0.0019769 | 0.00049546 | 0 | 0 |  | 1 | TRUE | wye
93 | LV_6644-6_0_10_load_125 | 152 | 0.0030726 | 0.00077008 | 0 | 0 |  | 1 | TRUE | wye
94 | LV_6644-6_0_10_load_126 | 153 | 0.0065713 | 0.0016469 | 0 | 0 |  | 1 | TRUE | wye
95 | LV_6644-6_0_10_load_145 | 154 | 0.0014216 | 0.00035629 | 0 | 0 |  | 1 | TRUE | wye
96 | LV_6644-6_0_10_load_148 | 155 | 0.0020365 | 0.00051039 | 0 | 0 |  | 1 | TRUE | wye
97 | LV_6644-6_0_10_load_137 | 156 | 0.0011473 | 0.00028754 | 0 | 0 |  | 1 | TRUE | wye
98 | LV_6644-6_0_10_load_135 | 159 | 0.0014477 | 0.00036282 | 0 | 0 |  | 1 | TRUE | wye
99 | LV_6644-6_0_10_load_136 | 160 | 0.00096406 | 0.00024162 | 0 | 0 |  | 1 | TRUE | wye

## ext_grid
| name | bus | vm_pu | va_degree | slack_weight | in_service
0 |  | 150 | 1 | 0 | 1 | TRUE

## line
| name | std_type | from_bus | to_bus | length_km | r_ohm_per_km | x_ohm_per_km | c_nf_per_km | g_us_per_km | max_i_ka | df | parallel | type | in_service
0 | LV_6644-6_0_10_line_0 |  | 0 | 1 | 0.015767 | 0.125 | 0.08 | 261 | 0 | 0.364 | 1 | 1 | cs | TRUE
1 | LV_6644-6_0_10_line_1 |  | 1 | 2 | 0.054605 | 0.125 | 0.08 | 261 | 0 | 0.364 | 1 | 1 | cs | TRUE
2 | LV_6644-6_0_10_line_2 |  | 2 | 3 | 0.09519 | 0.125 | 0.08 | 261 | 0 | 0.364 | 1 | 1 | cs | TRUE
3 | LV_6644-6_0_10_line_3 |  | 2 | 4 | 0.12959 | 0.125 | 0.08 | 261 | 0 | 0.364 | 1 | 1 | cs | TRUE
4 | LV_6644-6_0_10_line_4 |  | 2 | 5 | 0.02631 | 0.125 | 0.08 | 261 | 0 | 0.364 | 1 | 1 | cs | TRUE
5 | LV_6644-6_0_10_line_5 |  | 3 | 53 | 0.025965 | 0.125 | 0.08 | 261 | 0 | 0.364 | 1 | 1 | cs | TRUE
6 | LV_6644-6_0_10_line_6 |  | 4 | 63 | 0.003714 | 0.125 | 0.08 | 261 | 0 | 0.364 | 1 | 1 | cs | TRUE
7 | LV_6644-6_0_10_line_7 |  | 4 | 64 | 0.021428 | 0.125 | 0.08 | 261 | 0 | 0.364 | 1 | 1 | cs | TRUE
8 | LV_6644-6_0_10_line_8 |  | 4 | 65 | 0.013898 | 0.125 | 0.08 | 261 | 0 | 0.364 | 1 | 1 | cs | TRUE
9 | LV_6644-6_0_10_line_9 |  | 4 | 62 | 0.15276 | 0.125 | 0.08 | 261 | 0 | 0.364 | 1 | 3 | cs | TRUE
10 | LV_6644-6_0_10_line_10 |  | 6 | 7 | 0.009385 | 0.125 | 0.08 | 261 | 0 | 0.364 | 1 | 1 | cs | TRUE
11 | LV_6644-6_0_10_line_11 |  | 6 | 8 | 0.019622 | 0.125 | 0.08 | 261 | 0 | 0.364 | 1 | 5 | cs | TRUE
12 | LV_6644-6_0_10_line_12 |  | 6 | 9 | 0.11295 | 0.125 | 0.08 | 261 | 0 | 0.364 | 1 | 5 | cs | TRUE
13 | LV_6644-6_0_10_line_13 |  | 8 | 90 | 0.001234 | 0.125 | 0.08 | 261 | 0 | 0.364 | 1 | 1 | cs | TRUE
14 | LV_6644-6_0_10_line_14 |  | 8 | 18 | 0.027669 | 0.125 | 0.08 | 261 | 0 | 0.364 | 1 | 5 | cs | TRUE
15 | LV_6644-6_0_10_line_15 |  | 9 | 34 | 0.023537 | 0.125 | 0.08 | 261 | 0 | 0.364 | 1 | 5 | cs | TRUE
16 | LV_6644-6_0_10_line_16 |  | 10 | 11 | 0.013179 | 0.125 | 0.08 | 261 | 0 | 0.364 | 1 | 1 | cs | TRUE
17 | LV_6644-6_0_10_line_17 |  | 10 | 12 | 0.011735 | 0.125 | 0.08 | 261 | 0 | 0.364 | 1 | 1 | cs | TRUE
18 | LV_6644-6_0_10_line_18 |  | 10 | 13 | 0.010153 | 0.125 | 0.08 | 261 | 0 | 0.364 | 1 | 1 | cs | TRUE
19 | LV_6644-6_0_10_line_19 |  | 10 | 14 | 0.088806 | 0.125 | 0.08 | 261 | 0 | 0.364 | 1 | 4 | cs | TRUE
20 | LV_6644-6_0_10_line_20 |  | 13 | 20 | 0.013187 | 0.125 | 0.08 | 261 | 0 | 0.364 | 1 | 1 | cs | TRUE
21 | LV_6644-6_0_10_line_21 |  | 14 | 17 | 0.008662 | 0.125 | 0.08 | 261 | 0 | 0.364 | 1 | 1 | cs | TRUE
22 | LV_6644-6_0_10_line_22 |  | 14 | 18 | 0.022576 | 0.125 | 0.08 | 261 | 0 | 0.364 | 1 | 5 | cs | TRUE
23 | LV_6644-6_0_10_line_23 |  | 14 | 15 | 0.033959 | 0.125 | 0.08 | 261 | 0 | 0.364 | 1 | 1 | cs | TRUE
24 | LV_6644-6_0_10_line_24 |  | 15 | 16 | 0.003002 | 0.125 | 0.08 | 261 | 0 | 0.364 | 1 | 1 | cs | TRUE
25 | LV_6644-6_0_10_line_25 |  | 18 | 19 | 0.004515 | 0.125 | 0.08 | 261 | 0 | 0.364 | 1 | 1 | cs | TRUE
26 | LV_6644-6_0_10_line_26 |  | 21 | 22 | 0.0088166 | 0.125 | 0.08 | 261 | 0 | 0.364 | 1 | 5 | cs | TRUE
27 | LV_6644-6_0_10_line_27 |  | 21 | 23 | 0.0079365 | 0.125 | 0.08 | 261 | 0 | 0.364 | 1 | 5 | cs | TRUE
28 | LV_6644-6_0_10_line_28 |  | 22 | 24 | 0.011253 | 0.125 | 0.08 | 261 | 0 | 0.364 | 1 | 1 | cs | TRUE
29 | LV_6644-6_0_10_line_29 |  | 22 | 25 | 0.043821 | 0.125 | 0.08 | 261 | 0 | 0.364 | 1 | 5 | cs | TRUE
30 | LV_6644-6_0_10_line_30 |  | 23 | 109 | 0.021685 | 0.125 | 0.08 | 261 | 0 | 0.364 | 1 | 5 | cs | TRUE
31 | LV_6644-6_0_10_line_31 |  | 25 | 80 | 0.028963 | 0.125 | 0.08 | 261 | 0 | 0.364 | 1 | 1 | cs | TRUE
32 | LV_6644-6_0_10_line_32 |  | 25 | 81 | 0.055886 | 0.125 | 0.08 | 261 | 0 | 0.364 | 1 | 1 | cs | TRUE
33 | LV_6644-6_0_10_line_33 |  | 25 | 82 | 0.041822 | 0.125 | 0.08 | 261 | 0 | 0.364 | 1 | 5 | cs | TRUE
34 | LV_6644-6_0_10_line_34 |  | 25 | 83 | 0.03462 | 0.125 | 0.08 | 261 | 0 | 0.364 | 1 | 1 | cs | TRUE
35 | LV_6644-6_0_10_line_35 |  | 26 | 27 | 0.02194 | 0.125 | 0.08 | 261 | 0 | 0.364 | 1 | 1 | cs | TRUE
36 | LV_6644-6_0_10_line_36 |  | 26 | 28 | 0.22546 | 0.125 | 0.08 | 261 | 0 | 0.364 | 1 | 1 | cs | TRUE
37 | LV_6644-6_0_10_line_37 |  | 26 | 29 | 0.036507 | 0.125 | 0.08 | 261 | 0 | 0.364 | 1 | 1 | cs | TRUE
38 | LV_6644-6_0_10_line_38 |  | 28 | 30 | 0.016391 | 0.125 | 0.08 | 261 | 0 | 0.364 | 1 | 1 | cs | TRUE
39 | LV_6644-6_0_10_line_39 |  | 29 | 107 | 0.004238 | 0.125 | 0.08 | 261 | 0 | 0.364 | 1 | 1 | cs | TRUE
40 | LV_6644-6_0_10_line_40 |  | 29 | 86 | 0.018083 | 0.125 | 0.08 | 261 | 0 | 0.364 | 1 | 1 | cs | TRUE
41 | LV_6644-6_0_10_line_41 |  | 31 | 32 | 0.062926 | 0.125 | 0.08 | 261 | 0 | 0.364 | 1 | 5 | cs | TRUE
42 | LV_6644-6_0_10_line_42 |  | 31 | 33 | 0.020583 | 0.125 | 0.08 | 261 | 0 | 0.364 | 1 | 5 | cs | TRUE
43 | LV_6644-6_0_10_line_43 |  | 32 | 36 | 0.0066531 | 0.125 | 0.08 | 261 | 0 | 0.364 | 1 | 5 | cs | TRUE
44 | LV_6644-6_0_10_line_44 |  | 33 | 34 | 0.022028 | 0.125 | 0.08 | 261 | 0 | 0.364 | 1 | 5 | cs | TRUE
45 | LV_6644-6_0_10_line_45 |  | 35 | 36 | 0.0096404 | 0.125 | 0.08 | 261 | 0 | 0.364 | 1 | 5 | cs | TRUE
46 | LV_6644-6_0_10_line_46 |  | 35 | 37 | 0.0049847 | 0.125 | 0.08 | 261 | 0 | 0.364 | 1 | 5 | cs | TRUE
47 | LV_6644-6_0_10_line_47 |  | 37 | 87 | 0.009052 | 0.125 | 0.08 | 261 | 0 | 0.364 | 1 | 5 | cs | TRUE
48 | LV_6644-6_0_10_line_48 |  | 38 | 39 | 0.0096363 | 0.125 | 0.08 | 261 | 0 | 0.364 | 1 | 5 | cs | TRUE
49 | LV_6644-6_0_10_line_49 |  | 38 | 40 | 0.009197 | 0.125 | 0.08 | 261 | 0 | 0.364 | 1 | 5 | cs | TRUE
50 | LV_6644-6_0_10_line_50 |  | 39 | 52 | 0.022672 | 0.125 | 0.08 | 261 | 0 | 0.364 | 1 | 1 | cs | TRUE
51 | LV_6644-6_0_10_line_51 |  | 39 | 50 | 0.020973 | 0.125 | 0.08 | 261 | 0 | 0.364 | 1 | 5 | cs | TRUE
52 | LV_6644-6_0_10_line_52 |  | 40 | 91 | 0.0014037 | 0.125 | 0.08 | 261 | 0 | 0.364 | 1 | 5 | cs | TRUE
53 | LV_6644-6_0_10_line_53 |  | 41 | 42 | 0.059663 | 0.125 | 0.08 | 261 | 0 | 0.364 | 1 | 1 | cs | TRUE
54 | LV_6644-6_0_10_line_54 |  | 41 | 43 | 0.020746 | 0.125 | 0.08 | 261 | 0 | 0.364 | 1 | 1 | cs | TRUE
55 | LV_6644-6_0_10_line_55 |  | 41 | 44 | 0.062403 | 0.125 | 0.08 | 261 | 0 | 0.364 | 1 | 1 | cs | TRUE
56 | LV_6644-6_0_10_line_56 |  | 41 | 45 | 0.05224 | 0.125 | 0.08 | 261 | 0 | 0.364 | 1 | 1 | cs | TRUE
57 | LV_6644-6_0_10_line_57 |  | 42 | 92 | 0.0068751 | 0.125 | 0.08 | 261 | 0 | 0.364 | 1 | 1 | cs | TRUE
58 | LV_6644-6_0_10_line_58 |  | 42 | 93 | 0.034916 | 0.125 | 0.08 | 261 | 0 | 0.364 | 1 | 1 | cs | TRUE
59 | LV_6644-6_0_10_line_59 |  | 43 | 56 | 0.02336 | 0.125 | 0.08 | 261 | 0 | 0.364 | 1 | 1 | cs | TRUE
60 | LV_6644-6_0_10_line_60 |  | 44 | 54 | 0.041179 | 0.125 | 0.08 | 261 | 0 | 0.364 | 1 | 1 | cs | TRUE
61 | LV_6644-6_0_10_line_61 |  | 45 | 47 | 0.01843 | 0.125 | 0.08 | 261 | 0 | 0.364 | 1 | 1 | cs | TRUE
62 | LV_6644-6_0_10_line_62 |  | 46 | 47 | 0.028595 | 0.125 | 0.08 | 261 | 0 | 0.364 | 1 | 1 | cs | TRUE
63 | LV_6644-6_0_10_line_63 |  | 46 | 48 | 0.02844 | 0.125 | 0.08 | 261 | 0 | 0.364 | 1 | 1 | cs | TRUE
64 | LV_6644-6_0_10_line_64 |  | 47 | 49 | 0.024824 | 0.125 | 0.08 | 261 | 0 | 0.364 | 1 | 1 | cs | TRUE
65 | LV_6644-6_0_10_line_65 |  | 48 | 94 | 0.012734 | 0.125 | 0.08 | 261 | 0 | 0.364 | 1 | 1 | cs | TRUE
66 | LV_6644-6_0_10_line_66 |  | 50 | 51 | 0.031972 | 0.125 | 0.08 | 261 | 0 | 0.364 | 1 | 5 | cs | TRUE
67 | LV_6644-6_0_10_line_67 |  | 51 | 95 | 0.033939 | 0.125 | 0.08 | 261 | 0 | 0.364 | 1 | 5 | cs | TRUE
68 | LV_6644-6_0_10_line_68 |  | 52 | 96 | 0.034062 | 0.125 | 0.08 | 261 | 0 | 0.364 | 1 | 1 | cs | TRUE
69 | LV_6644-6_0_10_line_69 |  | 53 | 57 | 0.015587 | 0.125 | 0.08 | 261 | 0 | 0.364 | 1 | 1 | cs | TRUE
70 | LV_6644-6_0_10_line_70 |  | 53 | 54 | 0.02198 | 0.125 | 0.08 | 261 | 0 | 0.364 | 1 | 1 | cs | TRUE
71 | LV_6644-6_0_10_line_71 |  | 54 | 55 | 0.020197 | 0.125 | 0.08 | 261 | 0 | 0.364 | 1 | 1 | cs | TRUE
72 | LV_6644-6_0_10_line_72 |  | 58 | 59 | 0.010945 | 0.125 | 0.08 | 261 | 0 | 0.364 | 1 | 5 | cs | TRUE
73 | LV_6644-6_0_10_line_73 |  | 58 | 60 | 0.028039 | 0.125 | 0.08 | 261 | 0 | 0.364 | 1 | 5 | cs | TRUE
74 | LV_6644-6_0_10_line_74 |  | 59 | 61 | 0.021775 | 0.125 | 0.08 | 261 | 0 | 0.364 | 1 | 5 | cs | TRUE
75 | LV_6644-6_0_10_line_75 |  | 60 | 97 | 0.033047 | 0.125 | 0.08 | 261 | 0 | 0.364 | 1 | 5 | cs | TRUE
76 | LV_6644-6_0_10_line_76 |  | 61 | 62 | 0.0094596 | 0.125 | 0.08 | 261 | 0 | 0.364 | 1 | 5 | cs | TRUE
77 | LV_6644-6_0_10_line_77 |  | 64 | 98 | 0.001195 | 0.125 | 0.08 | 261 | 0 | 0.364 | 1 | 1 | cs | TRUE
78 | LV_6644-6_0_10_line_78 |  | 66 | 67 | 0.0098383 | 0.125 | 0.08 | 261 | 0 | 0.364 | 1 | 1 | cs | TRUE
79 | LV_6644-6_0_10_line_79 |  | 66 | 68 | 0.037766 | 0.125 | 0.08 | 261 | 0 | 0.364 | 1 | 1 | cs | TRUE
80 | LV_6644-6_0_10_line_80 |  | 67 | 69 | 0.0089173 | 0.125 | 0.08 | 261 | 0 | 0.364 | 1 | 5 | cs | TRUE
81 | LV_6644-6_0_10_line_81 |  | 67 | 70 | 0.019875 | 0.125 | 0.08 | 261 | 0 | 0.364 | 1 | 5 | cs | TRUE
82 | LV_6644-6_0_10_line_82 |  | 68 | 99 | 0.00028583 | 0.125 | 0.08 | 261 | 0 | 0.364 | 1 | 1 | cs | TRUE
83 | LV_6644-6_0_10_line_83 |  | 69 | 100 | 0.002528 | 0.125 | 0.08 | 261 | 0 | 0.364 | 1 | 5 | cs | TRUE
84 | LV_6644-6_0_10_line_84 |  | 70 | 101 | 0.021679 | 0.125 | 0.08 | 261 | 0 | 0.364 | 1 | 5 | cs | TRUE
85 | LV_6644-6_0_10_line_85 |  | 71 | 72 | 0.025629 | 0.125 | 0.08 | 261 | 0 | 0.364 | 1 | 1 | cs | TRUE
86 | LV_6644-6_0_10_line_86 |  | 71 | 73 | 0.023858 | 0.125 | 0.08 | 261 | 0 | 0.364 | 1 | 1 | cs | TRUE
87 | LV_6644-6_0_10_line_87 |  | 72 | 74 | 0.022422 | 0.125 | 0.08 | 261 | 0 | 0.364 | 1 | 1 | cs | TRUE
88 | LV_6644-6_0_10_line_88 |  | 72 | 75 | 0.02354 | 0.125 | 0.08 | 261 | 0 | 0.364 | 1 | 1 | cs | TRUE
89 | LV_6644-6_0_10_line_89 |  | 73 | 103 | 0.023283 | 0.125 | 0.08 | 261 | 0 | 0.364 | 1 | 1 | cs | TRUE
90 | LV_6644-6_0_10_line_90 |  | 74 | 79 | 0.015186 | 0.125 | 0.08 | 261 | 0 | 0.364 | 1 | 1 | cs | TRUE
91 | LV_6644-6_0_10_line_91 |  | 75 | 102 | 0.026025 | 0.125 | 0.08 | 261 | 0 | 0.364 | 1 | 1 | cs | TRUE
92 | LV_6644-6_0_10_line_92 |  | 76 | 77 | 0.011649 | 0.125 | 0.08 | 261 | 0 | 0.364 | 1 | 1 | cs | TRUE
93 | LV_6644-6_0_10_line_93 |  | 76 | 78 | 0.036445 | 0.125 | 0.08 | 261 | 0 | 0.364 | 1 | 1 | cs | TRUE
94 | LV_6644-6_0_10_line_94 |  | 78 | 79 | 0.003098 | 0.125 | 0.08 | 261 | 0 | 0.364 | 1 | 1 | cs | TRUE
95 | LV_6644-6_0_10_line_95 |  | 80 | 105 | 0.004003 | 0.125 | 0.08 | 261 | 0 | 0.364 | 1 | 1 | cs | TRUE
96 | LV_6644-6_0_10_line_96 |  | 81 | 106 | 0.051287 | 0.125 | 0.08 | 261 | 0 | 0.364 | 1 | 1 | cs | TRUE
97 | LV_6644-6_0_10_line_97 |  | 82 | 84 | 0.030607 | 0.125 | 0.08 | 261 | 0 | 0.364 | 1 | 5 | cs | TRUE
98 | LV_6644-6_0_10_line_98 |  | 83 | 85 | 0.011356 | 0.125 | 0.08 | 261 | 0 | 0.364 | 1 | 1 | cs | TRUE
99 | LV_6644-6_0_10_line_99 |  | 84 | 108 | 0.0045892 | 0.125 | 0.08 | 261 | 0 | 0.364 | 1 | 5 | cs | TRUE
100 | LV_6644-6_0_10_line_100 |  | 85 | 86 | 0.037926 | 0.125 | 0.08 | 261 | 0 | 0.364 | 1 | 1 | cs | TRUE
101 | LV_6644-6_0_10_line_101 |  | 87 | 110 | 0.02339 | 0.125 | 0.08 | 261 | 0 | 0.364 | 1 | 5 | cs | TRUE
102 | LV_6644-6_0_10_line_102 |  | 88 | 89 | 0.023884 | 0.125 | 0.08 | 261 | 0 | 0.364 | 1 | 1 | cs | TRUE
103 | LV_6644-6_0_10_line_103 |  | 89 | 109 | 0.019976 | 0.125 | 0.08 | 261 | 0 | 0.364 | 1 | 1 | cs | TRUE
104 | LV_6644-6_0_10_line_104 |  | 91 | 151 | 0.013226 | 0.125 | 0.08 | 261 | 0 | 0.364 | 1 | 5 | cs | TRUE
105 | LV_6644-6_0_10_line_105 |  | 92 | 156 | 0.0079281 | 0.125 | 0.08 | 261 | 0 | 0.364 | 1 | 1 | cs | TRUE
106 | LV_6644-6_0_10_line_106 |  | 93 | 157 | 0.019394 | 0.125 | 0.08 | 261 | 0 | 0.364 | 1 | 1 | cs | TRUE
107 | LV_6644-6_0_10_line_107 |  | 94 | 154 | 0.024195 | 0.125 | 0.08 | 261 | 0 | 0.364 | 1 | 1 | cs | TRUE
108 | LV_6644-6_0_10_line_108 |  | 94 | 153 | 0.010269 | 0.125 | 0.08 | 261 | 0 | 0.364 | 1 | 1 | cs | TRUE
109 | LV_6644-6_0_10_line_109 |  | 95 | 143 | 0.018004 | 0.125 | 0.08 | 261 | 0 | 0.364 | 1 | 5 | cs | TRUE
110 | LV_6644-6_0_10_line_110 |  | 97 | 132 | 0.01329 | 0.125 | 0.08 | 261 | 0 | 0.364 | 1 | 5 | cs | TRUE
111 | LV_6644-6_0_10_line_111 |  | 99 | 104 | 0.0018056 | 0.125 | 0.08 | 261 | 0 | 0.364 | 1 | 1 | cs | TRUE
112 | LV_6644-6_0_10_line_112 |  | 100 | 125 | 0.029881 | 0.125 | 0.08 | 261 | 0 | 0.364 | 1 | 1 | cs | TRUE
113 | LV_6644-6_0_10_line_113 |  | 100 | 108 | 0.044349 | 0.125 | 0.08 | 261 | 0 | 0.364 | 1 | 5 | cs | TRUE
114 | LV_6644-6_0_10_line_114 |  | 101 | 149 | 0.0037565 | 0.125 | 0.08 | 261 | 0 | 0.364 | 1 | 5 | cs | TRUE
115 | LV_6644-6_0_10_line_115 |  | 103 | 125 | 0.026346 | 0.125 | 0.08 | 261 | 0 | 0.364 | 1 | 1 | cs | TRUE
116 | LV_6644-6_0_10_line_116 |  | 108 | 122 | 0.017771 | 0.125 | 0.08 | 261 | 0 | 0.364 | 1 | 1 | cs | TRUE
117 | LV_6644-6_0_10_line_117 |  | 109 | 110 | 0.017734 | 0.125 | 0.08 | 261 | 0 | 0.364 | 1 | 5 | cs | TRUE
118 | LV_6644-6_0_10_line_118 |  | 111 | 112 | 0.0044686 | 0.125 | 0.08 | 261 | 0 | 0.364 | 1 | 1 | cs | TRUE
119 | LV_6644-6_0_10_line_119 |  | 111 | 113 | 0.022434 | 0.125 | 0.08 | 261 | 0 | 0.364 | 1 | 1 | cs | TRUE
120 | LV_6644-6_0_10_line_120 |  | 112 | 114 | 0.014552 | 0.125 | 0.08 | 261 | 0 | 0.364 | 1 | 1 | cs | TRUE
121 | LV_6644-6_0_10_line_121 |  | 113 | 115 | 0.032205 | 0.125 | 0.08 | 261 | 0 | 0.364 | 1 | 1 | cs | TRUE
122 | LV_6644-6_0_10_line_122 |  | 113 | 116 | 0.015823 | 0.125 | 0.08 | 261 | 0 | 0.364 | 1 | 1 | cs | TRUE
123 | LV_6644-6_0_10_line_123 |  | 116 | 117 | 0.03737 | 0.125 | 0.08 | 261 | 0 | 0.364 | 1 | 1 | cs | TRUE
124 | LV_6644-6_0_10_line_124 |  | 117 | 118 | 0.021979 | 0.125 | 0.08 | 261 | 0 | 0.364 | 1 | 1 | cs | TRUE
125 | LV_6644-6_0_10_line_125 |  | 117 | 119 | 0.0010393 | 0.125 | 0.08 | 261 | 0 | 0.364 | 1 | 1 | cs | TRUE
126 | LV_6644-6_0_10_line_126 |  | 118 | 120 | 0.0053208 | 0.125 | 0.08 | 261 | 0 | 0.364 | 1 | 1 | cs | TRUE
127 | LV_6644-6_0_10_line_127 |  | 119 | 121 | 0.014293 | 0.125 | 0.08 | 261 | 0 | 0.364 | 1 | 1 | cs | TRUE
128 | LV_6644-6_0_10_line_128 |  | 120 | 145 | 2.7203e-05 | 0.125 | 0.08 | 261 | 0 | 0.364 | 1 | 1 | cs | TRUE
129 | LV_6644-6_0_10_line_129 |  | 121 | 129 | 0.014129 | 0.125 | 0.08 | 261 | 0 | 0.364 | 1 | 1 | cs | TRUE
130 | LV_6644-6_0_10_line_130 |  | 122 | 123 | 0.008461 | 0.125 | 0.08 | 261 | 0 | 0.364 | 1 | 1 | cs | TRUE
131 | LV_6644-6_0_10_line_131 |  | 122 | 124 | 0.0098805 | 0.125 | 0.08 | 261 | 0 | 0.364 | 1 | 1 | cs | TRUE
132 | LV_6644-6_0_10_line_132 |  | 126 | 127 | 0.022233 | 0.125 | 0.08 | 261 | 0 | 0.364 | 1 | 1 | cs | TRUE
133 | LV_6644-6_0_10_line_133 |  | 126 | 128 | 0.0056421 | 0.125 | 0.08 | 261 | 0 | 0.364 | 1 | 1 | cs | TRUE
134 | LV_6644-6_0_10_line_134 |  | 127 | 129 | 0.00057338 | 0.125 | 0.08 | 261 | 0 | 0.364 | 1 | 1 | cs | TRUE
135 | LV_6644-6_0_10_line_135 |  | 130 | 131 | 0.023266 | 0.125 | 0.08 | 261 | 0 | 0.364 | 1 | 1 | cs | TRUE
136 | LV_6644-6_0_10_line_136 |  | 131 | 132 | 0.033656 | 0.125 | 0.08 | 261 | 0 | 0.364 | 1 | 1 | cs | TRUE
137 | LV_6644-6_0_10_line_137 |  | 132 | 141 | 0.029014 | 0.125 | 0.08 | 261 | 0 | 0.364 | 1 | 5 | cs | TRUE
138 | LV_6644-6_0_10_line_138 |  | 133 | 134 | 0.018026 | 0.125 | 0.08 | 261 | 0 | 0.364 | 1 | 1 | cs | TRUE
139 | LV_6644-6_0_10_line_139 |  | 133 | 135 | 0.030783 | 0.125 | 0.08 | 261 | 0 | 0.364 | 1 | 1 | cs | TRUE
140 | LV_6644-6_0_10_line_140 |  | 134 | 136 | 0.018449 | 0.125 | 0.08 | 261 | 0 | 0.364 | 1 | 1 | cs | TRUE
141 | LV_6644-6_0_10_line_141 |  | 135 | 137 | 0.018032 | 0.125 | 0.08 | 261 | 0 | 0.364 | 1 | 1 | cs | TRUE
142 | LV_6644-6_0_10_line_142 |  | 136 | 138 | 0.037445 | 0.125 | 0.08 | 261 | 0 | 0.364 | 1 | 5 | cs | TRUE
143 | LV_6644-6_0_10_line_143 |  | 136 | 139 | 0.0076681 | 0.125 | 0.08 | 261 | 0 | 0.364 | 1 | 5 | cs | TRUE
144 | LV_6644-6_0_10_line_144 |  | 137 | 140 | 0.018321 | 0.125 | 0.08 | 261 | 0 | 0.364 | 1 | 1 | cs | TRUE
145 | LV_6644-6_0_10_line_145 |  | 138 | 141 | 0.017155 | 0.125 | 0.08 | 261 | 0 | 0.364 | 1 | 5 | cs | TRUE
146 | LV_6644-6_0_10_line_146 |  | 138 | 142 | 0.018342 | 0.125 | 0.08 | 261 | 0 | 0.364 | 1 | 1 | cs | TRUE
147 | LV_6644-6_0_10_line_147 |  | 139 | 143 | 0.018441 | 0.125 | 0.08 | 261 | 0 | 0.364 | 1 | 5 | cs | TRUE
148 | LV_6644-6_0_10_line_148 |  | 140 | 144 | 0.018757 | 0.125 | 0.08 | 261 | 0 | 0.364 | 1 | 1 | cs | TRUE
149 | LV_6644-6_0_10_line_149 |  | 140 | 145 | 0.02449 | 0.125 | 0.08 | 261 | 0 | 0.364 | 1 | 1 | cs | TRUE
150 | LV_6644-6_0_10_line_150 |  | 142 | 146 | 0.018036 | 0.125 | 0.08 | 261 | 0 | 0.364 | 1 | 1 | cs | TRUE
151 | LV_6644-6_0_10_line_151 |  | 146 | 147 | 0.010187 | 0.125 | 0.08 | 261 | 0 | 0.364 | 1 | 1 | cs | TRUE
152 | LV_6644-6_0_10_line_152 |  | 147 | 148 | 0.0021943 | 0.125 | 0.08 | 261 | 0 | 0.364 | 1 | 1 | cs | TRUE
153 | LV_6644-6_0_10_line_153 |  | 149 | 150 | 0.027846 | 0.125 | 0.08 | 261 | 0 | 0.364 | 1 | 5 | cs | TRUE
154 | LV_6644-6_0_10_line_154 |  | 150 | 151 | 0.013899 | 0.125 | 0.08 | 261 | 0 | 0.364 | 1 | 5 | cs | TRUE
155 | LV_6644-6_0_10_line_155 |  | 152 | 153 | 0.018697 | 0.125 | 0.08 | 261 | 0 | 0.364 | 1 | 1 | cs | TRUE
156 | LV_6644-6_0_10_line_156 |  | 154 | 155 | 0.0033667 | 0.125 | 0.08 | 261 | 0 | 0.364 | 1 | 1 | cs | TRUE
157 | LV_6644-6_0_10_line_157 |  | 157 | 158 | 0.012243 | 0.125 | 0.08 | 261 | 0 | 0.364 | 1 | 1 | cs | TRUE
158 | LV_6644-6_0_10_line_158 |  | 157 | 159 | 0.025798 | 0.125 | 0.08 | 261 | 0 | 0.364 | 1 | 1 | cs | TRUE
159 | LV_6644-6_0_10_line_159 |  | 158 | 160 | 0.02389 | 0.125 | 0.08 | 261 | 0 | 0.364 | 1 | 1 | cs | TRUE

## trafo
| name | std_type | hv_bus | lv_bus | sn_mva | vn_hv_kv | vn_lv_kv | vk_percent | vkr_percent | pfe_kw | i0_percent | shift_degree | tap_side | tap_neutral | tap_min | tap_max | tap_step_percent | tap_step_degree | tap_pos | tap_phase_shifter | parallel | df | in_service
0 | LV_6644-6_0_10_trafo_113 | 0.63 MVA 20/0.4 kV | 161 | 150 | 0.63 | 20 | 0.4 | 6 | 1.206 | 1.65 | 0.2619 | 150 | hv | 0 | -2 | 2 | 2.5 | 0 | 0 | FALSE | 1 | 1 | TRUE

## line_geodata
| x0 | y0 | x1 | y1 | x2 | y2 | x3 | y3 | x4 | y4 | x5 | y5 | x6 | y6 | x7 | y7 | x8 | y8 | x9 | y9 | x10 | y10 | x11 | y11 | x12 | y12 | x13 | y13 | x14 | y14 | x15 | y15 | x16 | y16 | x17 | y17 | x18 | y18 | x19 | y19 | x20 | y20 | x21 | y21 | x22 | y22 | x23 | y23 | x24 | y24 | x25 | y25
0 | 2502261.0107 | 1127197.9892 | 2502267.1698 | 1127197.089 | 2502272.9019 | 1127196.9517 | 2502276.6724 | 1127197.4891
1 | 2502228.7495 | 1127172.9069 | 2502233.2616 | 1127173.5788 | 2502249.7361 | 1127176.6585 | 2502261.628 | 1127176.6105 | 2502261.2733 | 1127188.9794 | 2502260.9572 | 1127196.5892 | 2502261.0107 | 1127197.9892
2 | 2502148.4617 | 1127149.6816 | 2502153.2048 | 1127145.113 | 2502154.8311 | 1127143.6858 | 2502156.7587 | 1127142.7762 | 2502159.2982 | 1127142.0569 | 2502161.6846 | 1127141.8737 | 2502164.258 | 1127141.8208 | 2502166.9277 | 1127141.9999 | 2502169.8801 | 1127142.4969 | 2502171.7239 | 1127143.0785 | 2502173.7711 | 1127143.8458 | 2502176.2325 | 1127144.9622 | 2502178.2579 | 1127146.2858 | 2502180.4206 | 1127147.9962 | 2502184.3764 | 1127151.9124 | 2502186.9621 | 1127154.9946 | 2502190.0812 | 1127159.1244 | 2502193.4069 | 1127164.1181 | 2502196.6772 | 1127169.0126 | 2502206.6931 | 1127169.2506 | 2502208.9429 | 1127169.6811 | 2502210.9532 | 1127170.071 | 2502212.368 | 1127170.3372 | 2502219.2234 | 1127171.5047 | 2502224.3089 | 1127172.3674 | 2502228.7495 | 1127172.9069
3 | 2502184.3393 | 1127067.8055 | 2502194.5342 | 1127075.7565 | 2502206.3242 | 1127163.1306 | 2502206.6931 | 1127169.2506 | 2502208.9429 | 1127169.6811 | 2502210.9532 | 1127170.071 | 2502212.368 | 1127170.3372 | 2502219.2234 | 1127171.5047 | 2502224.3089 | 1127172.3674 | 2502228.7495 | 1127172.9069
4 | 2502228.7495 | 1127172.9069 | 2502229.3755 | 1127169.2056 | 2502237.2499 | 1127169.9898 | 2502231.9278 | 1127156.3481
5 | 2502148.4617 | 1127149.6816 | 2502147.0845 | 1127153.6397 | 2502125.2545 | 1127153.0263
6 | 2502184.3393 | 1127067.8055 | 2502184.2791 | 1127064.0931
7 | 2502184.3393 | 1127067.8055 | 2502176.1172 | 1127064.1253 | 2502172.0656 | 1127062.8568 | 2502166.0773 | 1127063.3652 | 2502164.9585 | 1127064.7175 | 2502165.0177 | 1127065.122
8 | 2502184.3393 | 1127067.8055 | 2502176.1172 | 1127064.1253 | 2502172.0656 | 1127062.8568 | 2502171.4241 | 1127062.9112
9 | 2502184.3393 | 1127067.8055 | 2502194.5342 | 1127075.7565 | 2502192.8879 | 1127063.5756 | 2502192.572 | 1127052.6406 | 2502196.7325 | 1127052.5399 | 2502206.9698 | 1127051.6847 | 2502203.9537 | 1127021.5594 | 2502202.0791 | 1126989.5811 | 2502201.6938 | 1126976.7461 | 2502201.732 | 1126976.2452 | 2502202.4214 | 1126967.8955 | 2502207.2563 | 1126950.4176
10 | 2501787.2595 | 1127046.6466 | 2501787.0529 | 1127037.2663
11 | 2501787.2595 | 1127046.6466 | 2501801.0562 | 1127046.6445 | 2501801.0077 | 1127040.8194
12 | 2501704.3228 | 1127013.3861 | 2501714.0642 | 1127013.3165 | 2501714.16 | 1127015.8832 | 2501715.3657 | 1127020.3441 | 2501717.2386 | 1127024.127 | 2501720.6393 | 1127026.5955 | 2501724.9127 | 1127028.6939 | 2501726.8793 | 1127028.762 | 2501729.6918 | 1127028.7162 | 2501729.8638 | 1127049.2261 | 2501738.5019 | 1127049.0854 | 2501748.1828 | 1127048.6166 | 2501762.3559 | 1127046.6404 | 2501787.2595 | 1127046.6466
13 | 2501800.9953 | 1127039.5855 | 2501801.0077 | 1127040.8194
14 | 2501822.8998 | 1127046.645 | 2501801.0562 | 1127046.6445 | 2501801.0077 | 1127040.8194
15 | 2501704.3228 | 1127013.3861 | 2501704.2391 | 1126989.8496
16 | 2501790.1354 | 1127080.3428 | 2501803.3536 | 1127080.3168
17 | 2501778.3662 | 1127080.3676 | 2501790.1354 | 1127080.3428
18 | 2501790.1926 | 1127090.4926 | 2501790.1354 | 1127080.3428
19 | 2501790.1354 | 1127080.3428 | 2501790.0576 | 1127064.1897 | 2501790.0418 | 1127060.3765 | 2501790.0346 | 1127058.9868 | 2501830.9449 | 1127058.8662 | 2501836.3991 | 1127058.6886 | 2501836.4113 | 1127052.807 | 2501836.4345 | 1127046.6472 | 2501845.4755 | 1127046.6448
20 | 2501803.4185 | 1127090.4665 | 2501790.1926 | 1127090.4926
21 | 2501845.4755 | 1127046.6448 | 2501845.3348 | 1127037.9861
22 | 2501822.8998 | 1127046.645 | 2501836.4345 | 1127046.6472 | 2501845.4755 | 1127046.6448
23 | 2501845.4755 | 1127046.6448 | 2501868.1515 | 1127046.643 | 2501868.0066 | 1127035.3606
24 | 2501867.9733 | 1127032.3593 | 2501868.0066 | 1127035.3606
25 | 2501822.8998 | 1127046.645 | 2501822.8726 | 1127042.1315
26 | 2501769.0835 | 1126843.3498 | 2501770.692 | 1126840.3551 | 2501775.5261 | 1126842.8002
27 | 2501775.5261 | 1126842.8002 | 2501771.7019 | 1126849.7546
28 | 2501769.0835 | 1126843.3498 | 2501758.8897 | 1126838.5841
29 | 2501769.0835 | 1126843.3498 | 2501770.692 | 1126840.3551 | 2501772.6519 | 1126836.6987 | 2501770.0242 | 1126834.3734 | 2501769.0533 | 1126832.021 | 2501769.1202 | 1126829.9742 | 2501784.1824 | 1126830.0294 | 2501784.7864 | 1126816.9337
30 | 2501772.975 | 1126870.292 | 2501771.1137 | 1126867.2204 | 2501769.811 | 1126863.4281 | 2501769.3386 | 1126859.9781 | 2501769.734 | 1126855.38 | 2501771.0043 | 1126851.0233 | 2501771.7019 | 1126849.7546
31 | 2501784.7864 | 1126816.9337 | 2501794.4511 | 1126816.8654 | 2501810.4587 | 1126816.7495 | 2501810.4052 | 1126813.4595
32 | 2501784.7864 | 1126816.9337 | 2501794.4511 | 1126816.8654 | 2501794.2123 | 1126813.5561 | 2501794.1223 | 1126812.2901 | 2501791.6965 | 1126803.4241 | 2501791.4529 | 1126795.0784 | 2501792.3831 | 1126786.4024 | 2501793.2416 | 1126782.7862 | 2501794.196 | 1126778.9127 | 2501794.228 | 1126774.2427 | 2501794.2256 | 1126771.252
33 | 2501784.7864 | 1126816.9337 | 2501784.1824 | 1126830.0294 | 2501794.281 | 1126830.0986 | 2501809.9577 | 1126830.0214 | 2501812.8946 | 1126830.0293
34 | 2501784.7864 | 1126816.9337 | 2501750.1692 | 1126816.484
35 | 2501715.6021 | 1126764.5265 | 2501715.7397 | 1126754.04 | 2501717.4298 | 1126754.1681 | 2501717.8801 | 1126744.4214
36 | 2501717.8801 | 1126744.4214 | 2501717.5613 | 1126743.3037 | 2501716.1047 | 1126739.0581 | 2501715.5811 | 1126738.1439 | 2501710.8092 | 1126736.6873 | 2501715.228 | 1126700.3596 | 2501721.0448 | 1126700.654 | 2501721.0407 | 1126726.4478 | 2501744.0367 | 1126726.6183 | 2501744.4544 | 1126715.3378 | 2501816.203 | 1126714.493 | 2501817.6672 | 1126714.4692 | 2501820.3554 | 1126714.8257 | 2501823.9531 | 1126715.1786 | 2501827.0617 | 1126715.317 | 2501828.8574 | 1126715.2989 | 2501847.5103 | 1126715.2514 | 2501847.9588 | 1126723.4047
37 | 2501717.8801 | 1126744.4214 | 2501719.321 | 1126744.8649 | 2501720.9552 | 1126744.8717 | 2501733.682 | 1126744.9202 | 2501734.4528 | 1126744.9188 | 2501734.4663 | 1126748.5875 | 2501734.5153 | 1126764.3854 | 2501734.9162 | 1126764.39
38 | 2501847.9588 | 1126723.4047 | 2501860.8193 | 1126723.14 | 2501864.395 | 1126723.0819
39 | 2501739.1653 | 1126764.5098 | 2501734.9162 | 1126764.39
40 | 2501734.9162 | 1126764.39 | 2501734.8141 | 1126774.2199 | 2501734.7912 | 1126782.4724
41 | 2501705.7097 | 1126948.5012 | 2501706.5465 | 1126945.9304 | 2501708.1714 | 1126943.4692 | 2501713.2101 | 1126938.1283 | 2501717.104 | 1126935.8524 | 2501713.5937 | 1126927.1264 | 2501712.3807 | 1126924.1109 | 2501722.4414 | 1126924.2362 | 2501737.7137 | 1126924.4212 | 2501737.8317 | 1126916.9925
42 | 2501705.7097 | 1126948.5012 | 2501705.4699 | 1126952.7077 | 2501704.1074 | 1126952.8188 | 2501704.1608 | 1126967.8216
43 | 2501737.8317 | 1126916.9925 | 2501737.9232 | 1126910.34
44 | 2501704.1608 | 1126967.8216 | 2501704.2391 | 1126989.8496
45 | 2501738.7564 | 1126900.8786 | 2501738.0386 | 1126902.2355 | 2501738.0153 | 1126903.6479 | 2501737.9232 | 1126910.34
46 | 2501738.7564 | 1126900.8786 | 2501739.235 | 1126899.9702 | 2501741.127 | 1126896.4937
47 | 2501745.3339 | 1126888.4787 | 2501741.4877 | 1126895.831 | 2501741.127 | 1126896.4937
48 | 2501903.9166 | 1126941.4304 | 2501908.8503 | 1126941.4726 | 2501913.5526 | 1126941.5073
49 | 2501903.9166 | 1126941.4304 | 2501903.9098 | 1126937.6949 | 2501903.9184 | 1126932.2335
50 | 2501913.5526 | 1126941.5073 | 2501913.5837 | 1126918.8349
51 | 2501914.6986 | 1126961.2787 | 2501913.4099 | 1126961.1885 | 2501913.5526 | 1126941.5073
52 | 2501903.9206 | 1126930.8297 | 2501903.9184 | 1126932.2335
53 | 2502013.2899 | 1127104.7561 | 2502013.0785 | 1127105.0264 | 2502012.4918 | 1127164.3281
54 | 2502012.4918 | 1127164.3281 | 2502019.9137 | 1127164.2966 | 2502020.1841 | 1127159.5893 | 2502021.1674 | 1127156.5381 | 2502024.123 | 1127153.9108 | 2502025.572 | 1127153.9095
55 | 2502012.4918 | 1127164.3281 | 2502019.9137 | 1127164.2966 | 2502064.6907 | 1127164.0703 | 2502064.7106 | 1127162.4467 | 2502067.756 | 1127154.4257
56 | 2502012.4918 | 1127164.3281 | 2502004.2686 | 1127164.3726 | 2501994.6349 | 1127163.4617 | 2501988.6514 | 1127161.8911 | 2501985.2608 | 1127159.5558 | 2501970.798 | 1127140.3564
57 | 2502013.2899 | 1127104.7561 | 2502013.0414 | 1127097.8855
58 | 2502013.2899 | 1127104.7561 | 2502015.4418 | 1127101.9973 | 2502046.8577 | 1127101.7144
59 | 2502025.572 | 1127153.9095 | 2502048.9312 | 1127153.7584
60 | 2502067.756 | 1127154.4257 | 2502109.0531 | 1127154.9122
61 | 2501953.8866 | 1127134.1271 | 2501955.8834 | 1127134.1613 | 2501962.1661 | 1127135.1711 | 2501970.798 | 1127140.3564
62 | 2501938.8897 | 1127117.1711 | 2501940.8405 | 1127124.8109 | 2501943.118 | 1127132.6343 | 2501943.7019 | 1127134.8929 | 2501946.1247 | 1127134.5756 | 2501951.5042 | 1127134.0768 | 2501953.8866 | 1127134.1271
63 | 2501938.8897 | 1127117.1711 | 2501948.533 | 1127111.0664 | 2501957.0232 | 1127103.2571 | 2501960.58 | 1127099.074
64 | 2501945.409 | 1127110.917 | 2501947.2111 | 1127114.6234 | 2501953.1564 | 1127129.5027 | 2501953.6721 | 1127132.7853 | 2501953.8866 | 1127134.1271
65 | 2501967.8002 | 1127088.6509 | 2501964.4427 | 1127094.5313 | 2501960.58 | 1127099.074
66 | 2501914.6986 | 1126961.2787 | 2501944.7022 | 1126968.2292 | 2501945.8392 | 1126968.5216
67 | 2501945.8392 | 1126968.5216 | 2501957.7985 | 1126971.5965 | 2501960.0203 | 1126971.7161 | 2501962.0418 | 1126971.372 | 2501962.872 | 1126971.2362 | 2501965.331 | 1126970.2957 | 2501970.9913 | 1126967.1463 | 2501972.5045 | 1126965.8765 | 2501976.1866 | 1126961.9429
68 | 2501913.5837 | 1126918.8349 | 2501913.5928 | 1126912.1997 | 2501913.7179 | 1126891.9073 | 2501913.7134 | 1126884.7735
69 | 2502125.2545 | 1127153.0263 | 2502129.6366 | 1127138.0683
70 | 2502109.0531 | 1127154.9122 | 2502117.4372 | 1127158.612 | 2502117.9039 | 1127153.1677 | 2502125.2545 | 1127153.0263
71 | 2502109.0531 | 1127154.9122 | 2502109.538 | 1127149.6455 | 2502102.3314 | 1127140.1342 | 2502099.3569 | 1127140.1396
72 | 2502168.599 | 1126937.8802 | 2502170.5809 | 1126939.3713 | 2502172.607 | 1126941.6844 | 2502175.6274 | 1126941.1462 | 2502176.8251 | 1126941.805 | 2502176.9791 | 1126942.7475
73 | 2502168.599 | 1126937.8802 | 2502167.5221 | 1126937.0639 | 2502165.9326 | 1126936.4892 | 2502163.5368 | 1126936.0945 | 2502159.6585 | 1126936.0128 | 2502140.9683 | 1126936.0148
74 | 2502176.9791 | 1126942.7475 | 2502191.7451 | 1126946.4218 | 2502198.1052 | 1126948.023
75 | 2502140.9683 | 1126936.0148 | 2502124.4493 | 1126936.0165 | 2502107.9216 | 1126935.9024
76 | 2502207.2563 | 1126950.4176 | 2502202.6576 | 1126949.169 | 2502198.1052 | 1126948.023
77 | 2502165.0177 | 1127065.122 | 2502165.1909 | 1127066.3044
78 | 2501904.011 | 1126830.5493 | 2501908.8436 | 1126829.5813 | 2501913.678 | 1126828.7245
79 | 2501913.678 | 1126828.7245 | 2501926.0322 | 1126828.6239 | 2501945.9169 | 1126828.5121 | 2501951.4431 | 1126828.5281
80 | 2501904.011 | 1126830.5493 | 2501895.0939 | 1126830.6076
81 | 2501904.011 | 1126830.5493 | 2501904.0848 | 1126850.4239
82 | 2501951.4431 | 1126828.5281 | 2501951.7289 | 1126828.5289
83 | 2501892.5659 | 1126830.6241 | 2501895.0939 | 1126830.6076
84 | 2501904.0412 | 1126872.103 | 2501904.0978 | 1126853.9179 | 2501904.0848 | 1126850.4239
85 | 2501896.4085 | 1126727.9427 | 2501904.1782 | 1126727.9387 | 2501909.044 | 1126728.0598 | 2501908.9456 | 1126736.2331 | 2501913.7634 | 1126736.2549
86 | 2501896.4085 | 1126727.9427 | 2501893.0596 | 1126735.7797 | 2501892.9797 | 1126751.1152
87 | 2501913.7634 | 1126736.2549 | 2501923.2604 | 1126736.2896 | 2501936.183 | 1126736.0574
88 | 2501913.7634 | 1126736.2549 | 2501913.8779 | 1126725.2685 | 2501913.8873 | 1126712.7154
89 | 2501892.9797 | 1126751.1152 | 2501892.8586 | 1126774.3981
90 | 2501936.183 | 1126736.0574 | 2501949.6245 | 1126735.9725 | 2501950.6416 | 1126737.3899
91 | 2501913.9067 | 1126686.6908 | 2501913.8873 | 1126712.7154
92 | 2501963.5008 | 1126774.5267 | 2501951.9606 | 1126776.3485
93 | 2501951.9606 | 1126776.3485 | 2501952.4479 | 1126739.9069 | 2501952.4479 | 1126739.9069
94 | 2501952.4479 | 1126739.9069 | 2501950.6416 | 1126737.3899
95 | 2501810.3401 | 1126809.4581 | 2501810.4052 | 1126813.4595
96 | 2501827.9999 | 1126751.6798 | 2501827.653 | 1126767.3173 | 2501827.1203 | 1126769.6385 | 2501825.9957 | 1126770.6352 | 2501824.0469 | 1126771.1894 | 2501820.4798 | 1126771.2919 | 2501809.2136 | 1126771.4751 | 2501799.8081 | 1126771.3724 | 2501794.2256 | 1126771.252
97 | 2501812.8946 | 1126830.0293 | 2501843.5016 | 1126830.1213
98 | 2501738.8141 | 1126816.3365 | 2501750.1692 | 1126816.484
99 | 2501848.0908 | 1126830.1351 | 2501843.5016 | 1126830.1213
100 | 2501738.8141 | 1126816.3365 | 2501734.6971 | 1126816.2812 | 2501734.7912 | 1126782.4724
101 | 2501756.2156 | 1126867.7741 | 2501749.7628 | 1126880.0089 | 2501747.8641 | 1126883.642 | 2501745.3339 | 1126888.4787
102 | 2501796.5879 | 1126898.8286 | 2501796.7869 | 1126885.114 | 2501796.2219 | 1126882.1325 | 2501795.0748 | 1126881.7398 | 2501789.3655 | 1126880.173
103 | 2501772.975 | 1126870.292 | 2501774.673 | 1126872.7993 | 2501777.874 | 1126876.2494 | 2501779.8144 | 1126877.552 | 2501789.3655 | 1126880.173
104 | 2501903.9206 | 1126930.8297 | 2501903.9414 | 1126917.6039
105 | 2502018.4697 | 1127095.2774 | 2502012.9543 | 1127095.4781 | 2502013.0414 | 1127097.8855
106 | 2502066.2506 | 1127101.5397 | 2502046.8577 | 1127101.7144
107 | 2501967.8002 | 1127088.6509 | 2501991.9954 | 1127088.6192
108 | 2501967.8002 | 1127088.6509 | 2501968.9992 | 1127086.5413 | 2501972.4378 | 1127079.4927
109 | 2501988.4952 | 1126948.8041 | 2501988.377 | 1126948.9196 | 2501976.1866 | 1126961.9429
110 | 2502094.6321 | 1126935.8107 | 2502107.9216 | 1126935.9024
111 | 2501951.7289 | 1126828.5289 | 2501953.5346 | 1126828.5347
112 | 2501892.5659 | 1126830.6241 | 2501892.7214 | 1126800.744
113 | 2501892.5659 | 1126830.6241 | 2501885.2415 | 1126830.5096 | 2501864.2627 | 1126830.1724 | 2501853.448 | 1126830.1481 | 2501848.0908 | 1126830.1351
114 | 2501904.0412 | 1126872.103 | 2501904.0295 | 1126875.8594
115 | 2501892.8586 | 1126774.3981 | 2501892.7214 | 1126800.744
116 | 2501848.0908 | 1126830.1351 | 2501848.0976 | 1126821.0739 | 2501848.0563 | 1126812.3692
117 | 2501756.2156 | 1126867.7741 | 2501759.2207 | 1126869.1372 | 2501763.0488 | 1126870.8649 | 2501765.5991 | 1126871.7462 | 2501767.1017 | 1126871.7218 | 2501770.608 | 1126871.1977 | 2501772.975 | 1126870.292
118 | 2502057.5397 | 1126757.9688 | 2502060.382 | 1126754.5206
119 | 2502054.5866 | 1126779.7635 | 2502055.8004 | 1126778.0872 | 2502056.478 | 1126775.1967 | 2502056.5113 | 1126771.0714 | 2502056.189 | 1126763.5609 | 2502057.5397 | 1126757.9688
120 | 2502073.7603 | 1126757.1943 | 2502071.0307 | 1126754.7593 | 2502066.0464 | 1126753.5059 | 2502060.382 | 1126754.5206
121 | 2502054.5866 | 1126779.7635 | 2502055.8004 | 1126778.0872 | 2502056.478 | 1126775.1967 | 2502056.5113 | 1126771.0714 | 2502056.189 | 1126763.5609 | 2502057.5397 | 1126757.9688 | 2502060.382 | 1126754.5206 | 2502065.6011 | 1126753.5857
122 | 2502054.5866 | 1126779.7635 | 2502057.4208 | 1126795.3305
123 | 2502062.8843 | 1126832.2725 | 2502062.2312 | 1126823.8446 | 2502057.8783 | 1126797.8435 | 2502057.4208 | 1126795.3305
124 | 2502062.8843 | 1126832.2725 | 2502045.3591 | 1126832.4345 | 2502040.9058 | 1126832.4468
125 | 2502062.8843 | 1126832.2725 | 2502063.9236 | 1126832.263
126 | 2502040.9058 | 1126832.4468 | 2502035.585 | 1126832.4615
127 | 2502078.2156 | 1126832.1325 | 2502063.9236 | 1126832.263
128 | 2502035.585 | 1126832.4615 | 2502035.5578 | 1126832.4615
129 | 2502078.2156 | 1126832.1325 | 2502086.4209 | 1126832.0575 | 2502089.8988 | 1126834.0579 | 2502091.173 | 1126835.4826
130 | 2501848.0563 | 1126812.3692 | 2501839.5705 | 1126812.4071
131 | 2501848.0563 | 1126812.3692 | 2501857.9367 | 1126812.335
132 | 2502091.5552 | 1126835.91 | 2502097.5671 | 1126830.1868 | 2502101.2325 | 1126823.7901 | 2502102.9511 | 1126821.3941 | 2502104.5017 | 1126821.0021 | 2502106.4666 | 1126821.4372
133 | 2502107.3302 | 1126826.682 | 2502107.764 | 1126824.9183 | 2502107.5807 | 1126823.1202 | 2502106.4666 | 1126821.4372
134 | 2502091.173 | 1126835.4826 | 2502091.5552 | 1126835.91
135 | 2502094.8187 | 1126902.1647 | 2502094.8506 | 1126896.5273 | 2502094.9445 | 1126878.8995
136 | 2502094.6321 | 1126935.8107 | 2502094.8187 | 1126902.1647
137 | 2502094.6321 | 1126935.8107 | 2502065.6189 | 1126935.6879
138 | 2502010.9719 | 1126899.6594 | 2502010.9527 | 1126911.8527 | 2502010.9437 | 1126917.6856
139 | 2502010.9719 | 1126899.6594 | 2502010.9807 | 1126894.108 | 2502011.0174 | 1126868.8766
140 | 2502010.9152 | 1126936.135 | 2502010.9437 | 1126917.6856
141 | 2502011.0398 | 1126850.8449 | 2502011.0257 | 1126863.1659 | 2502011.0174 | 1126868.8766
142 | 2502010.9152 | 1126936.135 | 2502048.4651 | 1126935.5034
143 | 2502010.9152 | 1126936.135 | 2502008.3032 | 1126936.6666 | 2502005.4084 | 1126937.8254 | 2502003.7094 | 1126938.6406
144 | 2502011.0679 | 1126832.5241 | 2502011.046 | 1126845.4213 | 2502011.0398 | 1126850.8449
145 | 2502048.4651 | 1126935.5034 | 2502064.7315 | 1126935.6842 | 2502065.6189 | 1126935.6879
146 | 2502048.4651 | 1126935.5034 | 2502048.345 | 1126917.162
147 | 2502003.7094 | 1126938.6406 | 2502002.2191 | 1126939.3558 | 2501997.2128 | 1126941.9609 | 2501993.5635 | 1126944.1214 | 2501991.1995 | 1126946.161 | 2501988.4952 | 1126948.8041
148 | 2502011.0679 | 1126832.5241 | 2501992.311 | 1126832.6711
149 | 2502011.0679 | 1126832.5241 | 2502015.654 | 1126832.5163 | 2502035.5578 | 1126832.4615
150 | 2502048.2277 | 1126899.1265 | 2502048.3087 | 1126911.6134 | 2502048.345 | 1126917.162
151 | 2502048.2277 | 1126899.1265 | 2502048.1956 | 1126894.1933 | 2502048.1593 | 1126888.9394
152 | 2502048.1442 | 1126886.7451 | 2502048.1593 | 1126888.9394
153 | 2501903.9632 | 1126903.7049 | 2501903.9838 | 1126890.5423 | 2501904.0295 | 1126875.8594
154 | 2501903.9632 | 1126903.7049 | 2501903.9414 | 1126917.6039
155 | 2501976.5432 | 1127062.7041 | 2501977.2842 | 1127063.715 | 2501977.3403 | 1127067.1717 | 2501974.7718 | 1127077.9757 | 2501972.6841 | 1127078.9879 | 2501972.4378 | 1127079.4927
156 | 2501995.362 | 1127088.6148 | 2501991.9954 | 1127088.6192
157 | 2502066.2506 | 1127101.5397 | 2502066.1769 | 1127092.7244 | 2502066.1445 | 1127089.3006
158 | 2502066.2506 | 1127101.5397 | 2502066.4977 | 1127109.1738 | 2502066.6036 | 1127112.374 | 2502068.3355 | 1127116.9821 | 2502071.6184 | 1127122.1765 | 2502074.8669 | 1127124.3171
159 | 2502066.1445 | 1127089.3006 | 2502090.0995 | 1127088.8119

## bus_geodata
| x | y | coords
0 | 2502276.6724 | 1127197.4891
1 | 2502261.0107 | 1127197.9892
2 | 2502228.7495 | 1127172.9069
3 | 2502148.4617 | 1127149.6816
4 | 2502184.3393 | 1127067.8055
5 | 2502231.9278 | 1127156.3481
6 | 2501787.2595 | 1127046.6466
7 | 2501787.0529 | 1127037.2663
8 | 2501801.0077 | 1127040.8194
9 | 2501704.3228 | 1127013.3861
10 | 2501790.1354 | 1127080.3428
11 | 2501803.3536 | 1127080.3168
12 | 2501778.3662 | 1127080.3676
13 | 2501790.1926 | 1127090.4926
14 | 2501845.4755 | 1127046.6448
15 | 2501868.0066 | 1127035.3606
16 | 2501867.9733 | 1127032.3593
17 | 2501845.3348 | 1127037.9861
18 | 2501822.8998 | 1127046.645
19 | 2501822.8726 | 1127042.1315
20 | 2501803.4185 | 1127090.4665
21 | 2501775.5261 | 1126842.8002
22 | 2501769.0835 | 1126843.3498
23 | 2501771.7019 | 1126849.7546
24 | 2501758.8897 | 1126838.5841
25 | 2501784.7864 | 1126816.9337
26 | 2501717.8801 | 1126744.4214
27 | 2501715.6021 | 1126764.5265
28 | 2501847.9588 | 1126723.4047
29 | 2501734.9162 | 1126764.39
30 | 2501864.395 | 1126723.0819
31 | 2501705.7097 | 1126948.5012
32 | 2501737.8317 | 1126916.9925
33 | 2501704.1608 | 1126967.8216
34 | 2501704.2391 | 1126989.8496
35 | 2501738.7564 | 1126900.8786
36 | 2501737.9232 | 1126910.34
37 | 2501741.127 | 1126896.4937
38 | 2501903.9166 | 1126941.4304
39 | 2501913.5526 | 1126941.5073
40 | 2501903.9184 | 1126932.2335
41 | 2502012.4918 | 1127164.3281
42 | 2502013.2899 | 1127104.7561
43 | 2502025.572 | 1127153.9095
44 | 2502067.7559 | 1127154.4257
45 | 2501970.798 | 1127140.3564
46 | 2501938.8897 | 1127117.1711
47 | 2501953.8866 | 1127134.1271
48 | 2501960.58 | 1127099.074
49 | 2501945.409 | 1127110.917
50 | 2501914.6986 | 1126961.2787
51 | 2501945.8392 | 1126968.5216
52 | 2501913.5837 | 1126918.8349
53 | 2502125.2545 | 1127153.0263
54 | 2502109.0531 | 1127154.9122
55 | 2502099.3569 | 1127140.1396
56 | 2502048.9312 | 1127153.7584
57 | 2502129.6366 | 1127138.0683
58 | 2502168.599 | 1126937.8802
59 | 2502176.9791 | 1126942.7475
60 | 2502140.9683 | 1126936.0148
61 | 2502198.1052 | 1126948.023
62 | 2502207.2563 | 1126950.4176
63 | 2502184.2791 | 1127064.0931
64 | 2502165.0177 | 1127065.122
65 | 2502171.424 | 1127062.9112
66 | 2501913.678 | 1126828.7245
67 | 2501904.011 | 1126830.5493
68 | 2501951.4431 | 1126828.5281
69 | 2501895.0939 | 1126830.6076
70 | 2501904.0848 | 1126850.4239
71 | 2501896.4085 | 1126727.9427
72 | 2501913.7634 | 1126736.2549
73 | 2501892.9797 | 1126751.1152
74 | 2501936.183 | 1126736.0574
75 | 2501913.8873 | 1126712.7154
76 | 2501951.9606 | 1126776.3485
77 | 2501963.5008 | 1126774.5267
78 | 2501952.4479 | 1126739.9069
79 | 2501950.6416 | 1126737.3899
80 | 2501810.4052 | 1126813.4595
81 | 2501794.2256 | 1126771.252
82 | 2501812.8946 | 1126830.0293
83 | 2501750.1692 | 1126816.484
84 | 2501843.5016 | 1126830.1213
85 | 2501738.8141 | 1126816.3365
86 | 2501734.7912 | 1126782.4724
87 | 2501745.3339 | 1126888.4787
88 | 2501796.5879 | 1126898.8286
89 | 2501789.3655 | 1126880.173
90 | 2501800.9953 | 1127039.5855
91 | 2501903.9206 | 1126930.8297
92 | 2502013.0414 | 1127097.8855
93 | 2502046.8577 | 1127101.7144
94 | 2501967.8002 | 1127088.6509
95 | 2501976.1866 | 1126961.9429
96 | 2501913.7134 | 1126884.7735
97 | 2502107.9216 | 1126935.9024
98 | 2502165.1909 | 1127066.3044
99 | 2501951.7289 | 1126828.5289
100 | 2501892.5659 | 1126830.6241
101 | 2501904.0412 | 1126872.103
102 | 2501913.9067 | 1126686.6908
103 | 2501892.8586 | 1126774.3981
104 | 2501953.5346 | 1126828.5347
105 | 2501810.3401 | 1126809.4581
106 | 2501827.9999 | 1126751.6798
107 | 2501739.1653 | 1126764.5098
108 | 2501848.0908 | 1126830.1351
109 | 2501772.975 | 1126870.292
110 | 2501756.2156 | 1126867.7741
111 | 2502057.5397 | 1126757.9688
112 | 2502060.382 | 1126754.5206
113 | 2502054.5866 | 1126779.7635
114 | 2502073.7603 | 1126757.1943
115 | 2502065.6011 | 1126753.5857
116 | 2502057.4208 | 1126795.3305
117 | 2502062.8843 | 1126832.2725
118 | 2502040.9058 | 1126832.4468
119 | 2502063.9236 | 1126832.263
120 | 2502035.585 | 1126832.4615
121 | 2502078.2156 | 1126832.1325
122 | 2501848.0563 | 1126812.3692
123 | 2501839.5705 | 1126812.4071
124 | 2501857.9367 | 1126812.335
125 | 2501892.7214 | 1126800.744
126 | 2502106.4666 | 1126821.4372
127 | 2502091.5552 | 1126835.91
128 | 2502107.3302 | 1126826.682
129 | 2502091.173 | 1126835.4826
130 | 2502094.9445 | 1126878.8995
131 | 2502094.8187 | 1126902.1647
132 | 2502094.6321 | 1126935.8107
133 | 2502010.9719 | 1126899.6594
134 | 2502010.9437 | 1126917.6856
135 | 2502011.0174 | 1126868.8766
136 | 2502010.9152 | 1126936.135
137 | 2502011.0398 | 1126850.8449
138 | 2502048.4651 | 1126935.5034
139 | 2502003.7094 | 1126938.6406
140 | 2502011.0679 | 1126832.5241
141 | 2502065.6189 | 1126935.6879
142 | 2502048.345 | 1126917.162
143 | 2501988.4952 | 1126948.8041
144 | 2501992.311 | 1126832.6711
145 | 2502035.5578 | 1126832.4615
146 | 2502048.2277 | 1126899.1265
147 | 2502048.1593 | 1126888.9394
148 | 2502048.1442 | 1126886.7451
149 | 2501904.0295 | 1126875.8594
150 | 2501903.9632 | 1126903.7049
151 | 2501903.9414 | 1126917.6039
152 | 2501976.5432 | 1127062.7041
153 | 2501972.4378 | 1127079.4927
154 | 2501991.9954 | 1127088.6192
155 | 2501995.362 | 1127088.6148
156 | 2502018.4697 | 1127095.2774
157 | 2502066.2506 | 1127101.5397
158 | 2502066.1445 | 1127089.3006
159 | 2502074.8669 | 1127124.3171
160 | 2502090.0995 | 1127088.8119
161 | 2501903.9166 | 1126941.4304

## line_std_types
| c_nf_per_km | r_ohm_per_km | x_ohm_per_km | max_i_ka | type | q_mm2 | alpha | voltage_rating
NAYY 4x50 SE | 210 | 0.642 | 0.083 | 0.142 | cs | 50 | 0.00403 | LV
NAYY 4x120 SE | 264 | 0.225 | 0.08 | 0.242 | cs | 120 | 0.00403 | LV
NAYY 4x150 SE | 261 | 0.208 | 0.08 | 0.27 | cs | 150 | 0.00403 | LV
NA2XS2Y 1x95 RM/25 12/20 kV | 216 | 0.313 | 0.132 | 0.252 | cs | 95 | 0.00403 | MV
NA2XS2Y 1x185 RM/25 12/20 kV | 273 | 0.161 | 0.117 | 0.362 | cs | 185 | 0.00403 | MV
NA2XS2Y 1x240 RM/25 12/20 kV | 304 | 0.122 | 0.112 | 0.421 | cs | 240 | 0.00403 | MV
NA2XS2Y 1x95 RM/25 6/10 kV | 315 | 0.313 | 0.123 | 0.249 | cs | 95 | 0.00403 | MV
NA2XS2Y 1x185 RM/25 6/10 kV | 406 | 0.161 | 0.11 | 0.358 | cs | 185 | 0.00403 | MV
NA2XS2Y 1x240 RM/25 6/10 kV | 456 | 0.122 | 0.105 | 0.416 | cs | 240 | 0.00403 | MV
NA2XS2Y 1x150 RM/25 12/20 kV | 250 | 0.206 | 0.116 | 0.319 | cs | 150 | 0.00403 | MV
NA2XS2Y 1x120 RM/25 12/20 kV | 230 | 0.253 | 0.119 | 0.283 | cs | 120 | 0.00403 | MV
NA2XS2Y 1x70 RM/25 12/20 kV | 190 | 0.443 | 0.132 | 0.22 | cs | 70 | 0.00403 | MV
NA2XS2Y 1x150 RM/25 6/10 kV | 360 | 0.206 | 0.11 | 0.315 | cs | 150 | 0.00403 | MV
NA2XS2Y 1x120 RM/25 6/10 kV | 340 | 0.253 | 0.113 | 0.28 | cs | 120 | 0.00403 | MV
NA2XS2Y 1x70 RM/25 6/10 kV | 280 | 0.443 | 0.123 | 0.217 | cs | 70 | 0.00403 | MV
N2XS(FL)2Y 1x120 RM/35 64/110 kV | 112 | 0.153 | 0.166 | 0.366 | cs | 120 | 0.00393 | HV
N2XS(FL)2Y 1x185 RM/35 64/110 kV | 125 | 0.099 | 0.156 | 0.457 | cs | 185 | 0.00393 | HV
N2XS(FL)2Y 1x240 RM/35 64/110 kV | 135 | 0.075 | 0.149 | 0.526 | cs | 240 | 0.00393 | HV
N2XS(FL)2Y 1x300 RM/35 64/110 kV | 144 | 0.06 | 0.144 | 0.588 | cs | 300 | 0.00393 | HV
15-AL1/3-ST1A 0.4 | 11 | 1.8769 | 0.35 | 0.105 | ol | 16 | 0.00403 | LV
24-AL1/4-ST1A 0.4 | 11.25 | 1.2012 | 0.335 | 0.14 | ol | 24 | 0.00403 | LV
48-AL1/8-ST1A 0.4 | 12.2 | 0.5939 | 0.3 | 0.21 | ol | 48 | 0.00403 | LV
94-AL1/15-ST1A 0.4 | 13.2 | 0.306 | 0.29 | 0.35 | ol | 94 | 0.00403 | LV
34-AL1/6-ST1A 10.0 | 9.7 | 0.8342 | 0.36 | 0.17 | ol | 34 | 0.00403 | MV
48-AL1/8-ST1A 10.0 | 10.1 | 0.5939 | 0.35 | 0.21 | ol | 48 | 0.00403 | MV
70-AL1/11-ST1A 10.0 | 10.4 | 0.4132 | 0.339 | 0.29 | ol | 70 | 0.00403 | MV
94-AL1/15-ST1A 10.0 | 10.75 | 0.306 | 0.33 | 0.35 | ol | 94 | 0.00403 | MV
122-AL1/20-ST1A 10.0 | 11.1 | 0.2376 | 0.323 | 0.41 | ol | 122 | 0.00403 | MV
149-AL1/24-ST1A 10.0 | 11.25 | 0.194 | 0.315 | 0.47 | ol | 149 | 0.00403 | MV
34-AL1/6-ST1A 20.0 | 9.15 | 0.8342 | 0.382 | 0.17 | ol | 34 | 0.00403 | MV
48-AL1/8-ST1A 20.0 | 9.5 | 0.5939 | 0.372 | 0.21 | ol | 48 | 0.00403 | MV
70-AL1/11-ST1A 20.0 | 9.7 | 0.4132 | 0.36 | 0.29 | ol | 70 | 0.00403 | MV
94-AL1/15-ST1A 20.0 | 10 | 0.306 | 0.35 | 0.35 | ol | 94 | 0.00403 | MV
122-AL1/20-ST1A 20.0 | 10.3 | 0.2376 | 0.344 | 0.41 | ol | 122 | 0.00403 | MV
149-AL1/24-ST1A 20.0 | 10.5 | 0.194 | 0.337 | 0.47 | ol | 149 | 0.00403 | MV
184-AL1/30-ST1A 20.0 | 10.75 | 0.1571 | 0.33 | 0.535 | ol | 184 | 0.00403 | MV
243-AL1/39-ST1A 20.0 | 11 | 0.1188 | 0.32 | 0.645 | ol | 243 | 0.00403 | MV
48-AL1/8-ST1A 110.0 | 8 | 0.5939 | 0.46 | 0.21 | ol | 48 | 0.00403 | HV
70-AL1/11-ST1A 110.0 | 8.4 | 0.4132 | 0.45 | 0.29 | ol | 70 | 0.00403 | HV
94-AL1/15-ST1A 110.0 | 8.65 | 0.306 | 0.44 | 0.35 | ol | 94 | 0.00403 | HV
122-AL1/20-ST1A 110.0 | 8.5 | 0.2376 | 0.43 | 0.41 | ol | 122 | 0.00403 | HV
149-AL1/24-ST1A 110.0 | 8.75 | 0.194 | 0.41 | 0.47 | ol | 149 | 0.00403 | HV
184-AL1/30-ST1A 110.0 | 8.8 | 0.1571 | 0.4 | 0.535 | ol | 184 | 0.00403 | HV
243-AL1/39-ST1A 110.0 | 9 | 0.1188 | 0.39 | 0.645 | ol | 243 | 0.00403 | HV
305-AL1/39-ST1A 110.0 | 9.2 | 0.0949 | 0.38 | 0.74 | ol | 305 | 0.00403 | HV
490-AL1/64-ST1A 110.0 | 9.75 | 0.059 | 0.37 | 0.96 | ol | 490 | 0.00403 | HV
679-AL1/86-ST1A 110.0 | 9.95 | 0.042 | 0.36 | 1.15 | ol | 679 | 0.00403 | HV
490-AL1/64-ST1A 220.0 | 10 | 0.059 | 0.285 | 0.96 | ol | 490 | 0.00403 | HV
679-AL1/86-ST1A 220.0 | 11.7 | 0.042 | 0.275 | 1.15 | ol | 679 | 0.00403 | HV
490-AL1/64-ST1A 380.0 | 11 | 0.059 | 0.253 | 0.96 | ol | 490 | 0.00403 | HV
679-AL1/86-ST1A 380.0 | 14.6 | 0.042 | 0.25 | 1.15 | ol | 679 | 0.00403 | HV

## trafo_std_types
| i0_percent | pfe_kw | vkr_percent | sn_mva | vn_lv_kv | vn_hv_kv | vk_percent | shift_degree | vector_group | tap_side | tap_neutral | tap_min | tap_max | tap_step_degree | tap_step_percent | tap_phase_shifter
160 MVA 380/110 kV | 0.06 | 60 | 0.25 | 160 | 110 | 380 | 12.2 | 0 | Yy0 | hv | 0 | -9 | 9 | 0 | 1.5 | FALSE
100 MVA 220/110 kV | 0.06 | 55 | 0.26 | 100 | 110 | 220 | 12 | 0 | Yy0 | hv | 0 | -9 | 9 | 0 | 1.5 | FALSE
63 MVA 110/20 kV | 0.04 | 22 | 0.32 | 63 | 20 | 110 | 18 | 150 | YNd5 | hv | 0 | -9 | 9 | 0 | 1.5 | FALSE
40 MVA 110/20 kV | 0.05 | 18 | 0.34 | 40 | 20 | 110 | 16.2 | 150 | YNd5 | hv | 0 | -9 | 9 | 0 | 1.5 | FALSE
25 MVA 110/20 kV | 0.07 | 14 | 0.41 | 25 | 20 | 110 | 12 | 150 | YNd5 | hv | 0 | -9 | 9 | 0 | 1.5 | FALSE
63 MVA 110/10 kV | 0.04 | 22 | 0.32 | 63 | 10 | 110 | 18 | 150 | YNd5 | hv | 0 | -9 | 9 | 0 | 1.5 | FALSE
40 MVA 110/10 kV | 0.05 | 18 | 0.34 | 40 | 10 | 110 | 16.2 | 150 | YNd5 | hv | 0 | -9 | 9 | 0 | 1.5 | FALSE
25 MVA 110/10 kV | 0.07 | 14 | 0.41 | 25 | 10 | 110 | 12 | 150 | YNd5 | hv | 0 | -9 | 9 | 0 | 1.5 | FALSE
0.25 MVA 20/0.4 kV | 0.32 | 0.8 | 1.44 | 0.25 | 0.4 | 20 | 6 | 150 | Yzn5 | hv | 0 | -2 | 2 | 0 | 2.5 | FALSE
0.4 MVA 20/0.4 kV | 0.3375 | 1.35 | 1.425 | 0.4 | 0.4 | 20 | 6 | 150 | Dyn5 | hv | 0 | -2 | 2 | 0 | 2.5 | FALSE
0.63 MVA 20/0.4 kV | 0.2619 | 1.65 | 1.206 | 0.63 | 0.4 | 20 | 6 | 150 | Dyn5 | hv | 0 | -2 | 2 | 0 | 2.5 | FALSE
0.25 MVA 10/0.4 kV | 0.24 | 0.6 | 1.2 | 0.25 | 0.4 | 10 | 4 | 150 | Dyn5 | hv | 0 | -2 | 2 | 0 | 2.5 | FALSE
0.4 MVA 10/0.4 kV | 0.2375 | 0.95 | 1.325 | 0.4 | 0.4 | 10 | 4 | 150 | Dyn5 | hv | 0 | -2 | 2 | 0 | 2.5 | FALSE
0.63 MVA 10/0.4 kV | 0.1873 | 1.18 | 1.0794 | 0.63 | 0.4 | 10 | 4 | 150 | Dyn5 | hv | 0 | -2 | 2 | 0 | 2.5 | FALSE

## trafo3w_std_types
| sn_hv_mva | sn_mv_mva | sn_lv_mva | vn_hv_kv | vn_mv_kv | vn_lv_kv | vk_hv_percent | vk_mv_percent | vk_lv_percent | vkr_hv_percent | vkr_mv_percent | vkr_lv_percent | pfe_kw | i0_percent | shift_mv_degree | shift_lv_degree | vector_group | tap_side | tap_neutral | tap_min | tap_max | tap_step_percent
63/25/38 MVA 110/20/10 kV | 63 | 25 | 38 | 110 | 20 | 10 | 10.4 | 10.4 | 10.4 | 0.28 | 0.32 | 0.35 | 35 | 0.89 | 0 | 0 | YN0yn0yn0 | hv | 0 | -10 | 10 | 1.2
63/25/38 MVA 110/10/10 kV | 63 | 25 | 38 | 110 | 10 | 10 | 10.4 | 10.4 | 10.4 | 0.28 | 0.32 | 0.35 | 35 | 0.89 | 0 | 0 | YN0yn0yn0 | hv | 0 | -10 | 10 | 1.2

## fuse_std_types
| fuse_type | i_rated_a | t_avg | t_min | t_total | x_avg | x_min | x_total
HV 100A | HV 100A | 100 | 0 | [10.0, 3.64, 0.854, 0.281, 0.1, 0.0531, 0.022, 0.01] | [10.0, 4.267, 1.21, 0.403, 0.1, 0.058, 0.022, 0.01] | 0 | [300.0, 350.0, 450.0, 550.0, 700.0, 850.0, 1200.0, 1752.0] | [600.0, 700.0, 900.0, 1150.0, 1665.0, 2000.0, 3000.0, 4313.0]
HV 10A | HV 10A | 10 | 0 | [10.0, 1675.0, 0.344, 0.156, 0.1, 0.0417, 0.0171, 0.01] | [10.0, 1.3, 0.3, 0.155, 0.1, 0.0555, 0.023, 0.01] | 0 | [30.0, 32.0, 35.0, 37.0, 39.0, 50.0, 70.0, 88.0] | [60.0, 70.0, 80.0, 87.0, 94.0, 110.0, 150.0, 216.0]
HV 125A | HV 125A | 125 | 0 | [10.0, 1.82, 0.344, 0.1, 0.0467, 0.0269, 0.01] | [10.0, 2.478, 0.426, 0.1, 0.0427, 0.0211, 0.01] | 0 | [375.0, 500.0, 700.0, 925.0, 1200.0, 1500.0, 2341.0] | [750.0, 1000.0, 1500.0, 2200.0, 3000.0, 4000.0, 5765.0]
HV 160A | HV 160A | 160 | 0 | [10.0, 4.15, 1.03, 0.198, 0.1, 0.051, 0.0172, 0.01] | [10.0, 2.3, 0.734, 0.274, 0.1, 0.046, 0.0177, 0.01] | 0 | [480.0, 550.0, 700.0, 1000.0, 1260.0, 1600.0, 2500.0, 3227.0] | [960.0, 1300.0, 1700.0, 2200.0, 2996.0, 4000.0, 6000.0, 7946.0]
HV 16A | HV 16A | 16 | 0 | [10.0, 0.352, 0.164, 0.1, 0.0649, 0.0342, 0.01] | [10.0, 2.34, 0.722, 0.181, 0.1, 0.055, 0.0296, 0.01] | 0 | [48.0, 60.0, 65.0, 71.0, 80.0, 100.0, 162.0] | [96.0, 110.0, 125.0, 150.0, 168.0, 200.0, 250.0, 398.0]
HV 200A | HV 200A | 200 | 0 | [10.0, 4.267, 1.21, 0.403, 0.1, 0.058, 0.022, 0.01] | [10.0, 3.73, 1.654, 0.328, 0.1, 0.0531, 0.019, 0.01] | 0 | [600.0, 700.0, 900.0, 1150.0, 1665.0, 2000.0, 3000.0, 4313.0] | [1200.0, 1500.0, 1800.0, 2700.0, 3960.0, 5000.0, 7500.0, 10620.0]
HV 20A | HV 20A | 20 | 0 | [10.0, 1.3, 0.3, 0.155, 0.1, 0.0555, 0.023, 0.01] | [10.0, 1.3, 0.161, 0.1, 0.0611, 0.0399, 0.0141, 0.01] | 0 | [60.0, 70.0, 80.0, 87.0, 94.0, 110.0, 150.0, 216.0] | [120.0, 150.0, 200.0, 223.0, 260.0, 300.0, 450.0, 532.0]
HV 25A | HV 25A | 25 | 0 | [10.0, 2.512, 0.833, 0.299, 0.1, 0.0372, 0.0223, 0.01] | [10.0, 3.125, 0.597, 0.198, 0.1, 0.0378, 0.022, 0.01] | 0 | [75.0, 82.0, 90.0, 100.0, 124.0, 170.0, 200.0, 289.0] | [150.0, 170.0, 210.0, 250.0, 294.0, 400.0, 500.0, 711.0]
HV 31.5A | HV 31.5A | 31.5 | 0 | [10.0, 2.34, 0.722, 0.181, 0.1, 0.055, 0.0296, 0.01] | [10.0, 2.84, 0.368, 0.164, 0.1, 0.0621, 0.0378, 0.0195, 0.01] | 0 | [95.0, 110.0, 125.0, 150.0, 165.0, 200.0, 250.0, 390.0] | [189.0, 220.0, 300.0, 350.0, 393.0, 450.0, 530.0, 700.0, 960.0]
HV 40A | HV 40A | 40 | 0 | [10.0, 1.3, 0.161, 0.1, 0.0611, 0.0399, 0.0141, 0.01] | [10.0, 2.05, 0.369, 0.198, 0.1, 0.051, 0.0298, 0.01] | 0 | [120.0, 150.0, 200.0, 223.0, 260.0, 300.0, 450.0, 532.0] | [240.0, 300.0, 400.0, 450.0, 530.0, 650.0, 800.0, 1311.0]
HV 50A | HV 50A | 50 | 0 | [10.0, 3.215, 0.597, 0.198, 0.1, 0.0378, 0.022, 0.01] | [10.0, 3.64, 0.854, 0.281, 0.1, 0.0531, 0.022, 0.01] | 0 | [150.0, 170.0, 210.0, 250.0, 294.0, 400.0, 500.0, 711.0] | [300.0, 350.0, 450.0, 550.0, 700.0, 850.0, 1200.0, 1752.0]
HV 6.3A | HV 6.3A | 6.3 | 0 | [10.0, 1.39, 0.344, 0.168, 0.1, 0.056, 0.0263, 0.01] | [10.0, 1.711, 0.516, 0.198, 0.1, 0.0634, 0.0303, 0.01] | 0 | [19.0, 19.5, 20.4, 20.8, 22.0, 25.0, 32.0, 48.0] | [38.0, 40.0, 43.0, 48.0, 53.0, 60.0, 75.0, 118.0]
HV 63A | HV 63A | 63 | 0 | [10.0, 2.84, 0.368, 0.164, 0.1, 0.0621, 0.0378, 0.0195, 0.01] | [10.0, 1.82, 0.344, 0.1, 0.0467, 0.0269, 0.01] | 0 | [189.0, 220.0, 300.0, 350.0, 393.0, 450.0, 530.0, 700.0, 961.0] | [378.0, 500.0, 700.0, 934.0, 1200.0, 1500.0, 2366.0]
HV 80A | HV 80A | 80 | 0 | [10.0, 2.05, 0.369, 0.198, 0.1, 0.051, 0.0298, 0.01] | [10.0, 4.15, 1.03, 0.198, 0.1, 0.051, 0.0172, 0.01] | 0 | [240.0, 300.0, 400.0, 450.0, 530.0, 650.0, 800.0, 1311.0] | [480.0, 550.0, 700.0, 1000.0, 1260.0, 1600.0, 2500.0, 3227.0]
Siemens NH-1-100 | Siemens NH-1-100 | 100 | [5400.0, 2000.0, 400.0, 20.0, 1.0, 0.2, 0.012, 0.004] | 0 | 0 | [150.0, 190.0, 250.0, 430.0, 900.0, 1250.0, 2700.0, 3600.0] | 0 | 0
Siemens NH-1-125 | Siemens NH-1-125 | 125 | [4800.0, 120.0, 7.0, 0.1, 0.004] | 0 | 0 | [180.0, 400.0, 740.0, 2000.0, 4250.0] | 0 | 0
Siemens NH-1-16 | Siemens NH-1-16 | 16 | [4000.0, 400.0, 2.0, 0.1, 0.04, 0.01] | 0 | 0 | [26.0, 35.0, 75.0, 150.0, 200.0, 300.0] | 0 | 0
Siemens NH-1-160 | Siemens NH-1-160 | 160 | [4800.0, 120.0, 7.0, 0.1, 0.004] | 0 | 0 | [210.0, 500.0, 900.0, 2300.0, 5000.0] | 0 | 0
Siemens NH-1-25 | Siemens NH-1-25 | 25 | [4000.0, 1000.0, 10.0, 0.2, 0.02, 0.01] | 0 | 0 | [40.0, 50.0, 100.0, 210.0, 400.0, 500.0] | 0 | 0
Siemens NH-1-50 | Siemens NH-1-50 | 50 | [4000.0, 40.0, 4.0, 1.0, 0.02, 0.01] | 0 | 0 | [86.0, 200.0, 300.0, 400.0, 1000.0, 1280.0] | 0 | 0
Siemens NH-1-63 | Siemens NH-1-63 | 63 | [4000.0, 100.0, 10.0, 2.0, 0.04, 0.01] | 0 | 0 | [100.0, 200.0, 300.0, 400.0, 1000.0, 1500.0] | 0 | 0
Siemens NH-1-80 | Siemens NH-1-80 | 80 | [4800.0, 120.0, 7.0, 0.1, 0.01] | 0 | 0 | [150.58, 250.0, 450.0, 1150.0, 2470.0] | 0 | 0
Siemens NH-2-1000 | Siemens NH-2-1000 | 1000 | [4800.0, 120.0, 7.0, 0.1, 0.004] | 0 | 0 | [1900.0, 3500.0, 8400.0, 24000.0, 52000.0] | 0 | 0
Siemens NH-2-200 | Siemens NH-2-200 | 200 | [4800.0, 120.0, 7.0, 0.1, 0.004] | 0 | 0 | [280.0, 650.0, 1200.0, 3000.0, 7000.0] | 0 | 0
Siemens NH-2-224 | Siemens NH-2-224 | 224 | [4800.0, 120.0, 7.0, 0.2, 0.04, 0.004] | 0 | 0 | [400.0, 750.0, 1453.0, 3025.0, 4315.0, 7600.0] | 0 | 0
Siemens NH-2-250 | Siemens NH-2-250 | 250 | [4800.0, 120.0, 7.0, 0.1, 0.004] | 0 | 0 | [450.0, 800.0, 1650.0, 4000.0, 8500.0] | 0 | 0
Siemens NH-2-315 | Siemens NH-2-315 | 315 | [4800.0, 120.0, 7.0, 0.1, 0.004] | 0 | 0 | [550.0, 920.0, 1900.0, 5000.0, 11000.0] | 0 | 0
Siemens NH-2-355 | Siemens NH-2-355 | 355 | [4800.0, 120.0, 6.0, 0.1, 0.004] | 0 | 0 | [650.0, 1116.27, 2350.0, 5840.0, 12790.0] | 0 | 0
Siemens NH-2-400 | Siemens NH-2-400 | 400 | [4800.0, 120.0, 7.0, 0.1, 0.004] | 0 | 0 | [720.0, 1350.0, 2800.0, 6500.0, 15000.0] | 0 | 0
Siemens NH-2-425 | Siemens NH-2-425 | 425 | [4800.0, 120.0, 7.0, 0.1, 0.004] | 0 | 0 | [850.0, 1500.0, 3050.0, 7500.0, 16500.0] | 0 | 0
Siemens NH-2-630 | Siemens NH-2-630 | 630 | [4800.0, 120.0, 7.0, 0.1, 0.004] | 0 | 0 | [1200.0, 2000.0, 4800.0, 12000.0, 26000.0] | 0 | 0

## dtypes
| element | column | dtype
0 | bus | name | object
1 | bus | vn_kv | float64
2 | bus | type | object
3 | bus | zone | object
4 | bus | in_service | bool
5 | load | name | object
6 | load | bus | uint32
7 | load | p_mw | float64
8 | load | q_mvar | float64
9 | load | const_z_percent | float64
10 | load | const_i_percent | float64
11 | load | sn_mva | float64
12 | load | scaling | float64
13 | load | in_service | bool
14 | load | type | object
15 | ext_grid | name | object
16 | ext_grid | bus | uint32
17 | ext_grid | vm_pu | float64
18 | ext_grid | va_degree | float64
19 | ext_grid | slack_weight | float64
20 | ext_grid | in_service | bool
21 | line | name | object
22 | line | std_type | object
23 | line | from_bus | uint32
24 | line | to_bus | uint32
25 | line | length_km | float64
26 | line | r_ohm_per_km | float64
27 | line | x_ohm_per_km | float64
28 | line | c_nf_per_km | float64
29 | line | g_us_per_km | float64
30 | line | max_i_ka | float64
31 | line | df | float64
32 | line | parallel | uint32
33 | line | type | object
34 | line | in_service | bool
35 | trafo | name | object
36 | trafo | std_type | object
37 | trafo | hv_bus | uint32
38 | trafo | lv_bus | uint32
39 | trafo | sn_mva | float64
40 | trafo | vn_hv_kv | float64
41 | trafo | vn_lv_kv | float64
42 | trafo | vk_percent | float64
43 | trafo | vkr_percent | float64
44 | trafo | pfe_kw | float64
45 | trafo | i0_percent | float64
46 | trafo | shift_degree | float64
47 | trafo | tap_side | object
48 | trafo | tap_neutral | int32
49 | trafo | tap_min | int32
50 | trafo | tap_max | int32
51 | trafo | tap_step_percent | float64
52 | trafo | tap_step_degree | float64
53 | trafo | tap_pos | int32
54 | trafo | tap_phase_shifter | bool
55 | trafo | parallel | uint32
56 | trafo | df | float64
57 | trafo | in_service | bool
58 | line_geodata | coords | object
59 | bus_geodata | x | float64
60 | bus_geodata | y | float64
61 | bus_geodata | coords | object

## parameters
| version | format_version | converged | OPF_converged | name | f_hz | sn_mva
0 | 2.14.6 | 2.14.0 | FALSE | FALSE |  | 50 | 1