## bus
| name | vn_kv | type | zone | in_service
0 | bus_LV_6645-10_0_3_node_0 | 0.4 | n |  | TRUE
1 | bus_LV_6645-10_0_3_node_1 | 0.4 | n |  | TRUE
2 | bus_LV_6645-10_0_3_node_2 | 0.4 | n |  | TRUE
3 | bus_LV_6645-10_0_3_node_3 | 0.4 | n |  | TRUE
4 | bus_LV_6645-10_0_3_node_4 | 0.4 | n |  | TRUE
5 | bus_LV_6645-10_0_3_node_5 | 0.4 | n |  | TRUE
6 | bus_LV_6645-10_0_3_node_6 | 0.4 | n |  | TRUE
7 | bus_LV_6645-10_0_3_node_7 | 0.4 | n |  | TRUE
8 | bus_LV_6645-10_0_3_node_8 | 0.4 | n |  | TRUE
9 | bus_LV_6645-10_0_3_node_19 | 0.4 | n |  | TRUE
10 | bus_LV_6645-10_0_3_node_61 | 0.4 | n |  | TRUE
11 | bus_LV_6645-10_0_3_node_26 | 0.4 | n |  | TRUE
12 | bus_LV_6645-10_0_3_node_20 | 0.4 | n |  | TRUE
13 | bus_LV_6645-10_0_3_node_62 | 0.4 | n |  | TRUE
14 | bus_LV_6645-10_0_3_node_27 | 0.4 | n |  | TRUE
15 | bus_LV_6645-10_0_3_node_9 | 0.4 | n |  | TRUE
16 | bus_LV_6645-10_0_3_node_10 | 0.4 | n |  | TRUE
17 | bus_LV_6645-10_0_3_node_11 | 0.4 | n |  | TRUE
18 | bus_LV_6645-10_0_3_node_12 | 0.4 | n |  | TRUE
19 | bus_LV_6645-10_0_3_node_13 | 0.4 | n |  | TRUE
20 | bus_LV_6645-10_0_3_node_14 | 0.4 | n |  | TRUE
21 | bus_LV_6645-10_0_3_node_15 | 0.4 | n |  | TRUE
22 | bus_LV_6645-10_0_3_node_16 | 0.4 | n |  | TRUE
23 | bus_LV_6645-10_0_3_node_17 | 0.4 | n |  | TRUE
24 | bus_LV_6645-10_0_3_node_18 | 0.4 | n |  | TRUE
25 | bus_LV_6645-10_0_3_node_56 | 0.4 | n |  | TRUE
26 | bus_LV_6645-10_0_3_node_68 | 0.4 | n |  | TRUE
27 | bus_LV_6645-10_0_3_node_59 | 0.4 | n |  | TRUE
28 | bus_LV_6645-10_0_3_node_72 | 0.4 | n |  | TRUE
29 | bus_LV_6645-10_0_3_node_58 | 0.4 | n |  | TRUE
30 | bus_LV_6645-10_0_3_node_60 | 0.4 | n |  | TRUE
31 | bus_LV_6645-10_0_3_node_71 | 0.4 | n |  | TRUE
32 | bus_LV_6645-10_0_3_node_24 | 0.4 | n |  | TRUE
33 | bus_LV_6645-10_0_3_node_67 | 0.4 | n |  | TRUE
34 | bus_LV_6645-10_0_3_node_37 | 0.4 | n |  | TRUE
35 | bus_LV_6645-10_0_3_node_21 | 0.4 | n |  | TRUE
36 | bus_LV_6645-10_0_3_node_22 | 0.4 | n |  | TRUE
37 | bus_LV_6645-10_0_3_node_23 | 0.4 | n |  | TRUE
38 | bus_LV_6645-10_0_3_node_25 | 0.4 | n |  | TRUE
39 | bus_LV_6645-10_0_3_node_34 | 0.4 | n |  | TRUE
40 | bus_LV_6645-10_0_3_node_28 | 0.4 | n |  | TRUE
41 | bus_LV_6645-10_0_3_node_29 | 0.4 | n |  | TRUE
42 | bus_LV_6645-10_0_3_node_85 | 0.4 | n |  | TRUE
43 | bus_LV_6645-10_0_3_node_86 | 0.4 | n |  | TRUE
44 | bus_LV_6645-10_0_3_node_87 | 0.4 | n |  | TRUE
45 | bus_LV_6645-10_0_3_node_82 | 0.4 | n |  | TRUE
46 | bus_LV_6645-10_0_3_node_30 | 0.4 | n |  | TRUE
47 | bus_LV_6645-10_0_3_node_79 | 0.4 | n |  | TRUE
48 | bus_LV_6645-10_0_3_node_88 | 0.4 | n |  | TRUE
49 | bus_LV_6645-10_0_3_node_80 | 0.4 | n |  | TRUE
50 | bus_LV_6645-10_0_3_node_31 | 0.4 | n |  | TRUE
51 | bus_LV_6645-10_0_3_node_32 | 0.4 | n |  | TRUE
52 | bus_LV_6645-10_0_3_node_33 | 0.4 | n |  | TRUE
53 | bus_LV_6645-10_0_3_node_35 | 0.4 | n |  | TRUE
54 | bus_LV_6645-10_0_3_node_36 | 0.4 | n |  | TRUE
55 | bus_LV_6645-10_0_3_node_38 | 0.4 | n |  | TRUE
56 | bus_LV_6645-10_0_3_node_51 | 0.4 | n |  | TRUE
57 | bus_LV_6645-10_0_3_node_57 | 0.4 | n |  | TRUE
58 | bus_LV_6645-10_0_3_node_49 | 0.4 | n |  | TRUE
59 | bus_LV_6645-10_0_3_node_74 | 0.4 | n |  | TRUE
60 | bus_LV_6645-10_0_3_node_39 | 0.4 | n |  | TRUE
61 | bus_LV_6645-10_0_3_node_40 | 0.4 | n |  | TRUE
62 | bus_LV_6645-10_0_3_node_41 | 0.4 | n |  | TRUE
63 | bus_LV_6645-10_0_3_node_42 | 0.4 | n |  | TRUE
64 | bus_LV_6645-10_0_3_node_43 | 0.4 | n |  | TRUE
65 | bus_LV_6645-10_0_3_node_44 | 0.4 | n |  | TRUE
66 | bus_LV_6645-10_0_3_node_70 | 0.4 | n |  | TRUE
67 | bus_LV_6645-10_0_3_node_69 | 0.4 | n |  | TRUE
68 | bus_LV_6645-10_0_3_node_45 | 0.4 | n |  | TRUE
69 | bus_LV_6645-10_0_3_node_46 | 0.4 | n |  | TRUE
70 | bus_LV_6645-10_0_3_node_47 | 0.4 | n |  | TRUE
71 | bus_LV_6645-10_0_3_node_48 | 0.4 | n |  | TRUE
72 | bus_LV_6645-10_0_3_node_50 | 0.4 | n |  | TRUE
73 | bus_LV_6645-10_0_3_node_52 | 0.4 | n |  | TRUE
74 | bus_LV_6645-10_0_3_node_53 | 0.4 | n |  | TRUE
75 | bus_LV_6645-10_0_3_node_54 | 0.4 | n |  | TRUE
76 | bus_LV_6645-10_0_3_node_55 | 0.4 | n |  | TRUE
77 | bus_LV_6645-10_0_3_node_65 | 0.4 | n |  | TRUE
78 | bus_LV_6645-10_0_3_node_230 | 0.4 | n |  | TRUE
79 | bus_LV_6645-10_0_3_node_66 | 0.4 | n |  | TRUE
80 | bus_LV_6645-10_0_3_node_166 | 0.4 | n |  | TRUE
81 | bus_LV_6645-10_0_3_node_75 | 0.4 | n |  | TRUE
82 | bus_LV_6645-10_0_3_node_73 | 0.4 | n |  | TRUE
83 | bus_LV_6645-10_0_3_node_63 | 0.4 | n |  | TRUE
84 | bus_LV_6645-10_0_3_node_64 | 0.4 | n |  | TRUE
85 | bus_LV_6645-10_0_3_node_78 | 0.4 | n |  | TRUE
86 | bus_LV_6645-10_0_3_node_265 | 0.4 | n |  | TRUE
87 | bus_LV_6645-10_0_3_node_206 | 0.4 | n |  | TRUE
88 | bus_LV_6645-10_0_3_node_76 | 0.4 | n |  | TRUE
89 | bus_LV_6645-10_0_3_node_77 | 0.4 | n |  | TRUE
90 | bus_LV_6645-10_0_3_node_266 | 0.4 | n |  | TRUE
91 | bus_LV_6645-10_0_3_node_204 | 0.4 | n |  | TRUE
92 | bus_LV_6645-10_0_3_node_81 | 0.4 | n |  | TRUE
93 | bus_LV_6645-10_0_3_node_83 | 0.4 | n |  | TRUE
94 | bus_LV_6645-10_0_3_node_84 | 0.4 | n |  | TRUE
95 | bus_LV_6645-10_0_3_node_91 | 0.4 | n |  | TRUE
96 | bus_LV_6645-10_0_3_node_96 | 0.4 | n |  | TRUE
97 | bus_LV_6645-10_0_3_node_93 | 0.4 | n |  | TRUE
98 | bus_LV_6645-10_0_3_node_89 | 0.4 | n |  | TRUE
99 | bus_LV_6645-10_0_3_node_97 | 0.4 | n |  | TRUE
100 | bus_LV_6645-10_0_3_node_99 | 0.4 | n |  | TRUE
101 | bus_LV_6645-10_0_3_node_267 | 0.4 | n |  | TRUE
102 | bus_LV_6645-10_0_3_node_284 | 0.4 | n |  | TRUE
103 | bus_LV_6645-10_0_3_node_103 | 0.4 | n |  | TRUE
104 | bus_LV_6645-10_0_3_node_101 | 0.4 | n |  | TRUE
105 | bus_LV_6645-10_0_3_node_109 | 0.4 | n |  | TRUE
106 | bus_LV_6645-10_0_3_node_105 | 0.4 | n |  | TRUE
107 | bus_LV_6645-10_0_3_node_102 | 0.4 | n |  | TRUE
108 | bus_LV_6645-10_0_3_node_134 | 0.4 | n |  | TRUE
109 | bus_LV_6645-10_0_3_node_255 | 0.4 | n |  | TRUE
110 | bus_LV_6645-10_0_3_node_131 | 0.4 | n |  | TRUE
111 | bus_LV_6645-10_0_3_node_104 | 0.4 | n |  | TRUE
112 | bus_LV_6645-10_0_3_node_118 | 0.4 | n |  | TRUE
113 | bus_LV_6645-10_0_3_node_130 | 0.4 | n |  | TRUE
114 | bus_LV_6645-10_0_3_node_129 | 0.4 | n |  | TRUE
115 | bus_LV_6645-10_0_3_node_140 | 0.4 | n |  | TRUE
116 | bus_LV_6645-10_0_3_node_116 | 0.4 | n |  | TRUE
117 | bus_LV_6645-10_0_3_node_122 | 0.4 | n |  | TRUE
118 | bus_LV_6645-10_0_3_node_119 | 0.4 | n |  | TRUE
119 | bus_LV_6645-10_0_3_node_90 | 0.4 | n |  | TRUE
120 | bus_LV_6645-10_0_3_node_92 | 0.4 | n |  | TRUE
121 | bus_LV_6645-10_0_3_node_94 | 0.4 | n |  | TRUE
122 | bus_LV_6645-10_0_3_node_95 | 0.4 | n |  | TRUE
123 | bus_LV_6645-10_0_3_node_253 | 0.4 | n |  | TRUE
124 | bus_LV_6645-10_0_3_node_263 | 0.4 | n |  | TRUE
125 | bus_LV_6645-10_0_3_node_254 | 0.4 | n |  | TRUE
126 | bus_LV_6645-10_0_3_node_252 | 0.4 | n |  | TRUE
127 | bus_LV_6645-10_0_3_node_264 | 0.4 | n |  | TRUE
128 | bus_LV_6645-10_0_3_node_138 | 0.4 | n |  | TRUE
129 | bus_LV_6645-10_0_3_node_136 | 0.4 | n |  | TRUE
130 | bus_LV_6645-10_0_3_node_137 | 0.4 | n |  | TRUE
131 | bus_LV_6645-10_0_3_node_135 | 0.4 | n |  | TRUE
132 | bus_LV_6645-10_0_3_node_121 | 0.4 | n |  | TRUE
133 | bus_LV_6645-10_0_3_node_120 | 0.4 | n |  | TRUE
134 | bus_LV_6645-10_0_3_node_147 | 0.4 | n |  | TRUE
135 | bus_LV_6645-10_0_3_node_133 | 0.4 | n |  | TRUE
136 | bus_LV_6645-10_0_3_node_205 | 0.4 | n |  | TRUE
137 | bus_LV_6645-10_0_3_node_141 | 0.4 | n |  | TRUE
138 | bus_LV_6645-10_0_3_node_142 | 0.4 | n |  | TRUE
139 | bus_LV_6645-10_0_3_node_146 | 0.4 | n |  | TRUE
140 | bus_LV_6645-10_0_3_node_143 | 0.4 | n |  | TRUE
141 | bus_LV_6645-10_0_3_node_144 | 0.4 | n |  | TRUE
142 | bus_LV_6645-10_0_3_node_145 | 0.4 | n |  | TRUE
143 | bus_LV_6645-10_0_3_node_161 | 0.4 | n |  | TRUE
144 | bus_LV_6645-10_0_3_node_162 | 0.4 | n |  | TRUE
145 | bus_LV_6645-10_0_3_node_164 | 0.4 | n |  | TRUE
146 | bus_LV_6645-10_0_3_node_201 | 0.4 | n |  | TRUE
147 | bus_LV_6645-10_0_3_node_202 | 0.4 | n |  | TRUE
148 | bus_LV_6645-10_0_3_node_203 | 0.4 | n |  | TRUE
149 | bus_LV_6645-10_0_3_node_215 | 0.4 | n |  | TRUE
150 | bus_LV_6645-10_0_3_node_270 | 0.4 | n |  | TRUE
151 | bus_LV_6645-10_0_3_node_272 | 0.4 | n |  | TRUE
152 | bus_LV_6645-10_0_3_node_268 | 0.4 | n |  | TRUE
153 | bus_LV_6645-10_0_3_node_243 | 0.4 | n |  | TRUE
154 | bus_LV_6645-10_0_3_node_244 | 0.4 | n |  | TRUE
155 | bus_LV_6645-10_0_3_node_245 | 0.4 | n |  | TRUE
156 | bus_LV_6645-10_0_3_node_246 | 0.4 | n |  | TRUE
157 | bus_LV_6645-10_0_3_node_247 | 0.4 | n |  | TRUE
158 | bus_LV_6645-10_0_3_node_248 | 0.4 | n |  | TRUE
159 | bus_LV_6645-10_0_3_node_249 | 0.4 | n |  | TRUE
160 | bus_LV_6645-10_0_3_node_250 | 0.4 | n |  | TRUE
161 | bus_LV_6645-10_0_3_node_261 | 0.4 | n |  | TRUE
162 | bus_LV_6645-10_0_3_node_251 | 0.4 | n |  | TRUE
163 | bus_LV_6645-10_0_3_node_262 | 0.4 | n |  | TRUE
164 | bus_LV_6645-10_0_3_node_257 | 0.4 | n |  | TRUE
165 | bus_LV_6645-10_0_3_node_256 | 0.4 | n |  | TRUE
166 | bus_LV_6645-10_0_3_node_258 | 0.4 | n |  | TRUE
167 | bus_LV_6645-10_0_3_node_259 | 0.4 | n |  | TRUE
168 | bus_LV_6645-10_0_3_node_260 | 0.4 | n |  | TRUE
169 | bus_LV_6645-10_0_3_node_269 | 0.4 | n |  | TRUE
170 | bus_LV_6645-10_0_3_node_271 | 0.4 | n |  | TRUE
171 | bus_MV_460_0_node_31 | 20 | n |  | TRUE

## load
| name | bus | p_mw | q_mvar | const_z_percent | const_i_percent | sn_mva | scaling | in_service | type
0 | LV_6645-10_0_3_load_0 | 0 | 0.0018997 | 0.00047611 | 0 | 0 |  | 1 | TRUE | wye
1 | LV_6645-10_0_3_load_3 | 3 | 0.0025141 | 0.00063008 | 0 | 0 |  | 1 | TRUE | wye
2 | LV_6645-10_0_3_load_4 | 4 | 0.0021491 | 0.0005386 | 0 | 0 |  | 1 | TRUE | wye
3 | LV_6645-10_0_3_load_5 | 5 | 0.001293 | 0.00032406 | 0 | 0 |  | 1 | TRUE | wye
4 | LV_6645-10_0_3_load_6 | 6 | 0.0012493 | 0.00031311 | 0 | 0 |  | 1 | TRUE | wye
5 | LV_6645-10_0_3_load_7 | 7 | 0.0014919 | 0.0003739 | 0 | 0 |  | 1 | TRUE | wye
6 | LV_6645-10_0_3_load_8 | 8 | 0.0049663 | 0.0012447 | 0 | 0 |  | 1 | TRUE | wye
7 | LV_6645-10_0_3_load_19 | 9 | 0.00095554 | 0.00023948 | 0 | 0 |  | 1 | TRUE | wye
8 | LV_6645-10_0_3_load_61 | 10 | 0.0010687 | 0.00026784 | 0 | 0 |  | 1 | TRUE | wye
9 | LV_6645-10_0_3_load_26 | 11 | 0.0031298 | 0.00078439 | 0 | 0 |  | 1 | TRUE | wye
10 | LV_6645-10_0_3_load_20 | 12 | 0.0016549 | 0.00041476 | 0 | 0 |  | 1 | TRUE | wye
11 | LV_6645-10_0_3_load_62 | 13 | 0.0026083 | 0.0006537 | 0 | 0 |  | 1 | TRUE | wye
12 | LV_6645-10_0_3_load_9 | 15 | 0.0016499 | 0.0004135 | 0 | 0 |  | 1 | TRUE | wye
13 | LV_6645-10_0_3_load_10 | 16 | 0.0024959 | 0.00062554 | 0 | 0 |  | 1 | TRUE | wye
14 | LV_6645-10_0_3_load_12 | 18 | 0.00094393 | 0.00023657 | 0 | 0 |  | 1 | TRUE | wye
15 | LV_6645-10_0_3_load_14 | 20 | 0.00082359 | 0.00020641 | 0 | 0 |  | 1 | TRUE | wye
16 | LV_6645-10_0_3_load_15 | 21 | 0.0023616 | 0.00059188 | 0 | 0 |  | 1 | TRUE | wye
17 | LV_6645-10_0_3_load_16 | 22 | 0.0018855 | 0.00047256 | 0 | 0 |  | 1 | TRUE | wye
18 | LV_6645-10_0_3_load_56 | 25 | 0.0021412 | 0.00053664 | 0 | 0 |  | 1 | TRUE | wye
19 | LV_6645-10_0_3_load_68 | 26 | 0.0021781 | 0.00054589 | 0 | 0 |  | 1 | TRUE | wye
20 | LV_6645-10_0_3_load_59 | 27 | 0.002036 | 0.00051026 | 0 | 0 |  | 1 | TRUE | wye
21 | LV_6645-10_0_3_load_72 | 28 | 0.0046644 | 0.001169 | 0 | 0 |  | 1 | TRUE | wye
22 | LV_6645-10_0_3_load_60 | 30 | 0.0038452 | 0.00096371 | 0 | 0 |  | 1 | TRUE | wye
23 | LV_6645-10_0_3_load_71 | 31 | 0.00095367 | 0.00023901 | 0 | 0 |  | 1 | TRUE | wye
24 | LV_6645-10_0_3_load_24 | 32 | 0.001149 | 0.00028796 | 0 | 0 |  | 1 | TRUE | wye
25 | LV_6645-10_0_3_load_67 | 33 | 0.00067435 | 0.00016901 | 0 | 0 |  | 1 | TRUE | wye
26 | LV_6645-10_0_3_load_21 | 35 | 0.00081143 | 0.00020336 | 0 | 0 |  | 1 | TRUE | wye
27 | LV_6645-10_0_3_load_22 | 36 | 0.0008647 | 0.00021671 | 0 | 0 |  | 1 | TRUE | wye
28 | LV_6645-10_0_3_load_25 | 38 | 0.0013029 | 0.00032654 | 0 | 0 |  | 1 | TRUE | wye
29 | LV_6645-10_0_3_load_85 | 42 | 0.0078258 | 0.0019613 | 0 | 0 |  | 1 | TRUE | wye
30 | LV_6645-10_0_3_load_86 | 43 | 0.044564 | 0.011169 | 0 | 0 |  | 1 | TRUE | wye
31 | LV_6645-10_0_3_load_87 | 44 | 0.0066158 | 0.0016581 | 0 | 0 |  | 1 | TRUE | wye
32 | LV_6645-10_0_3_load_82 | 45 | 0.0041589 | 0.0010423 | 0 | 0 |  | 1 | TRUE | wye
33 | LV_6645-10_0_3_load_79 | 47 | 0.0027804 | 0.00069684 | 0 | 0 |  | 1 | TRUE | wye
34 | LV_6645-10_0_3_load_80 | 49 | 0.0032151 | 0.00080577 | 0 | 0 |  | 1 | TRUE | wye
35 | LV_6645-10_0_3_load_31 | 50 | 0.0020506 | 0.00051393 | 0 | 0 |  | 1 | TRUE | wye
36 | LV_6645-10_0_3_load_32 | 51 | 0.0054081 | 0.0013554 | 0 | 0 |  | 1 | TRUE | wye
37 | LV_6645-10_0_3_load_33 | 52 | 0.0013417 | 0.00033627 | 0 | 0 |  | 1 | TRUE | wye
38 | LV_6645-10_0_3_load_36 | 54 | 0.0021314 | 0.00053418 | 0 | 0 |  | 1 | TRUE | wye
39 | LV_6645-10_0_3_load_38 | 55 | 0.0018051 | 0.00045241 | 0 | 0 |  | 1 | TRUE | wye
40 | LV_6645-10_0_3_load_51 | 56 | 0.0027426 | 0.00068736 | 0 | 0 |  | 1 | TRUE | wye
41 | LV_6645-10_0_3_load_57 | 57 | 0.0019891 | 0.00049851 | 0 | 0 |  | 1 | TRUE | wye
42 | LV_6645-10_0_3_load_49 | 58 | 0.0050029 | 0.0012538 | 0 | 0 |  | 1 | TRUE | wye
43 | LV_6645-10_0_3_load_74 | 59 | 0.0031783 | 0.00079655 | 0 | 0 |  | 1 | TRUE | wye
44 | LV_6645-10_0_3_load_39 | 60 | 0.00084107 | 0.00021079 | 0 | 0 |  | 1 | TRUE | wye
45 | LV_6645-10_0_3_load_41 | 62 | 0.0012478 | 0.00031272 | 0 | 0 |  | 1 | TRUE | wye
46 | LV_6645-10_0_3_load_42 | 63 | 0.0011259 | 0.00028218 | 0 | 0 |  | 1 | TRUE | wye
47 | LV_6645-10_0_3_load_43 | 64 | 0.00085467 | 0.0002142 | 0 | 0 |  | 1 | TRUE | wye
48 | LV_6645-10_0_3_load_44 | 65 | 0.00082058 | 0.00020566 | 0 | 0 |  | 1 | TRUE | wye
49 | LV_6645-10_0_3_load_70 | 66 | 0.00077505 | 0.00019425 | 0 | 0 |  | 1 | TRUE | wye
50 | LV_6645-10_0_3_load_69 | 67 | 0.0029109 | 0.00072954 | 0 | 0 |  | 1 | TRUE | wye
51 | LV_6645-10_0_3_load_45 | 68 | 0.0013148 | 0.00032952 | 0 | 0 |  | 1 | TRUE | wye
52 | LV_6645-10_0_3_load_46 | 69 | 0.0018157 | 0.00045507 | 0 | 0 |  | 1 | TRUE | wye
53 | LV_6645-10_0_3_load_47 | 70 | 0.0034152 | 0.00085593 | 0 | 0 |  | 1 | TRUE | wye
54 | LV_6645-10_0_3_load_48 | 71 | 0.0013306 | 0.00033347 | 0 | 0 |  | 1 | TRUE | wye
55 | LV_6645-10_0_3_load_52 | 73 | 0.00098224 | 0.00024617 | 0 | 0 |  | 1 | TRUE | wye
56 | LV_6645-10_0_3_load_53 | 74 | 0.0031127 | 0.00078012 | 0 | 0 |  | 1 | TRUE | wye
57 | LV_6645-10_0_3_load_54 | 75 | 0.00037142 | 9.3087e-05 | 0 | 0 |  | 1 | TRUE | wye
58 | LV_6645-10_0_3_load_55 | 76 | 0.0023862 | 0.00059805 | 0 | 0 |  | 1 | TRUE | wye
59 | LV_6645-10_0_3_load_65 | 77 | 0.00019413 | 4.8654e-05 | 0 | 0 |  | 1 | TRUE | wye
60 | LV_6645-10_0_3_load_230 | 78 | 0.0027286 | 0.00068386 | 0 | 0 |  | 1 | TRUE | wye
61 | LV_6645-10_0_3_load_66 | 79 | 0.00018596 | 4.6606e-05 | 0 | 0 |  | 1 | TRUE | wye
62 | LV_6645-10_0_3_load_166 | 80 | 0.0027246 | 0.00068285 | 0 | 0 |  | 1 | TRUE | wye
63 | LV_6645-10_0_3_load_75 | 81 | 0.0016062 | 0.00040254 | 0 | 0 |  | 1 | TRUE | wye
64 | LV_6645-10_0_3_load_73 | 82 | 0.00065126 | 0.00016322 | 0 | 0 |  | 1 | TRUE | wye
65 | LV_6645-10_0_3_load_63 | 83 | 0.0027877 | 0.00069866 | 0 | 0 |  | 1 | TRUE | wye
66 | LV_6645-10_0_3_load_64 | 84 | 0.0016375 | 0.0004104 | 0 | 0 |  | 1 | TRUE | wye
67 | LV_6645-10_0_3_load_265 | 86 | 0.00024472 | 6.1333e-05 | 0 | 0 |  | 1 | TRUE | wye
68 | LV_6645-10_0_3_load_206 | 87 | 0.0025938 | 0.00065007 | 0 | 0 |  | 1 | TRUE | wye
69 | LV_6645-10_0_3_load_76 | 88 | 0.0030362 | 0.00076093 | 0 | 0 |  | 1 | TRUE | wye
70 | LV_6645-10_0_3_load_77 | 89 | 0.0048427 | 0.0012137 | 0 | 0 |  | 1 | TRUE | wye
71 | LV_6645-10_0_3_load_83 | 93 | 0.0032122 | 0.00080505 | 0 | 0 |  | 1 | TRUE | wye
72 | LV_6645-10_0_3_load_84 | 94 | 0.0020921 | 0.00052434 | 0 | 0 |  | 1 | TRUE | wye
73 | LV_6645-10_0_3_load_96 | 96 | 0.0021905 | 0.00054899 | 0 | 0 |  | 1 | TRUE | wye
74 | LV_6645-10_0_3_load_93 | 97 | 0.0015288 | 0.00038316 | 0 | 0 |  | 1 | TRUE | wye
75 | LV_6645-10_0_3_load_89 | 98 | 0.0042928 | 0.0010759 | 0 | 0 |  | 1 | TRUE | wye
76 | LV_6645-10_0_3_load_267 | 101 | 0.025058 | 0.0062802 | 0 | 0 |  | 1 | TRUE | wye
77 | LV_6645-10_0_3_load_284 | 102 | 0.0024694 | 0.00061888 | 0 | 0 |  | 1 | TRUE | wye
78 | LV_6645-10_0_3_load_134 | 108 | 0.00063994 | 0.00016039 | 0 | 0 |  | 1 | TRUE | wye
79 | LV_6645-10_0_3_load_131 | 110 | 0.0044186 | 0.0011074 | 0 | 0 |  | 1 | TRUE | wye
80 | LV_6645-10_0_3_load_118 | 112 | 0.0020534 | 0.00051463 | 0 | 0 |  | 1 | TRUE | wye
81 | LV_6645-10_0_3_load_130 | 113 | 0.0020561 | 0.00051531 | 0 | 0 |  | 1 | TRUE | wye
82 | LV_6645-10_0_3_load_129 | 114 | 0.0010544 | 0.00026425 | 0 | 0 |  | 1 | TRUE | wye
83 | LV_6645-10_0_3_load_140 | 115 | 0.019617 | 0.0049165 | 0 | 0 |  | 1 | TRUE | wye
84 | LV_6645-10_0_3_load_122 | 117 | 0.0050599 | 0.0012681 | 0 | 0 |  | 1 | TRUE | wye
85 | LV_6645-10_0_3_load_90 | 119 | 0.0017262 | 0.00043264 | 0 | 0 |  | 1 | TRUE | wye
86 | LV_6645-10_0_3_load_92 | 120 | 0.001778 | 0.0004456 | 0 | 0 |  | 1 | TRUE | wye
87 | LV_6645-10_0_3_load_94 | 121 | 0.0012833 | 0.00032162 | 0 | 0 |  | 1 | TRUE | wye
88 | LV_6645-10_0_3_load_95 | 122 | 0.0014957 | 0.00037486 | 0 | 0 |  | 1 | TRUE | wye
89 | LV_6645-10_0_3_load_263 | 124 | 0.0012888 | 0.00032301 | 0 | 0 |  | 1 | TRUE | wye
90 | LV_6645-10_0_3_load_254 | 125 | 0.0019188 | 0.00048089 | 0 | 0 |  | 1 | TRUE | wye
91 | LV_6645-10_0_3_load_252 | 126 | 0.00097043 | 0.00024321 | 0 | 0 |  | 1 | TRUE | wye
92 | LV_6645-10_0_3_load_264 | 127 | 0.0015127 | 0.00037912 | 0 | 0 |  | 1 | TRUE | wye
93 | LV_6645-10_0_3_load_138 | 128 | 0.0058588 | 0.0014684 | 0 | 0 |  | 1 | TRUE | wye
94 | LV_6645-10_0_3_load_137 | 130 | 0.0046353 | 0.0011617 | 0 | 0 |  | 1 | TRUE | wye
95 | LV_6645-10_0_3_load_135 | 131 | 0.003858 | 0.00096692 | 0 | 0 |  | 1 | TRUE | wye
96 | LV_6645-10_0_3_load_121 | 132 | 0.024382 | 0.0061107 | 0 | 0 |  | 1 | TRUE | wye
97 | LV_6645-10_0_3_load_120 | 133 | 0.016582 | 0.004156 | 0 | 0 |  | 1 | TRUE | wye
98 | LV_6645-10_0_3_load_147 | 134 | 0.00057304 | 0.00014362 | 0 | 0 |  | 1 | TRUE | wye
99 | LV_6645-10_0_3_load_133 | 135 | 0.0014885 | 0.00037305 | 0 | 0 |  | 1 | TRUE | wye
100 | LV_6645-10_0_3_load_205 | 136 | 0.049713 | 0.012459 | 0 | 0 |  | 1 | TRUE | wye
101 | LV_6645-10_0_3_load_141 | 137 | 0.001514 | 0.00037943 | 0 | 0 |  | 1 | TRUE | wye
102 | LV_6645-10_0_3_load_142 | 138 | 0.0006581 | 0.00016493 | 0 | 0 |  | 1 | TRUE | wye
103 | LV_6645-10_0_3_load_146 | 139 | 0.00058582 | 0.00014682 | 0 | 0 |  | 1 | TRUE | wye
104 | LV_6645-10_0_3_load_143 | 140 | 0.0011192 | 0.00028049 | 0 | 0 |  | 1 | TRUE | wye
105 | LV_6645-10_0_3_load_144 | 141 | 0.00063486 | 0.00015911 | 0 | 0 |  | 1 | TRUE | wye
106 | LV_6645-10_0_3_load_145 | 142 | 0.00082678 | 0.00020721 | 0 | 0 |  | 1 | TRUE | wye
107 | LV_6645-10_0_3_load_161 | 143 | 0.002737 | 0.00068595 | 0 | 0 |  | 1 | TRUE | wye
108 | LV_6645-10_0_3_load_162 | 144 | 0.0023388 | 0.00058616 | 0 | 0 |  | 1 | TRUE | wye
109 | LV_6645-10_0_3_load_164 | 145 | 0.0026876 | 0.00067357 | 0 | 0 |  | 1 | TRUE | wye
110 | LV_6645-10_0_3_load_201 | 146 | 0.00026232 | 6.5743e-05 | 0 | 0 |  | 1 | TRUE | wye
111 | LV_6645-10_0_3_load_202 | 147 | 0.00067936 | 0.00017026 | 0 | 0 |  | 1 | TRUE | wye
112 | LV_6645-10_0_3_load_203 | 148 | 0.00024549 | 6.1525e-05 | 0 | 0 |  | 1 | TRUE | wye
113 | LV_6645-10_0_3_load_215 | 149 | 0.0003783 | 9.481e-05 | 0 | 0 |  | 1 | TRUE | wye
114 | LV_6645-10_0_3_load_272 | 151 | 0.00023013 | 5.7677e-05 | 0 | 0 |  | 1 | TRUE | wye
115 | LV_6645-10_0_3_load_268 | 152 | 0.00032041 | 8.0302e-05 | 0 | 0 |  | 1 | TRUE | wye
116 | LV_6645-10_0_3_load_243 | 153 | 0.0012722 | 0.00031885 | 0 | 0 |  | 1 | TRUE | wye
117 | LV_6645-10_0_3_load_244 | 154 | 0.001525 | 0.00038221 | 0 | 0 |  | 1 | TRUE | wye
118 | LV_6645-10_0_3_load_245 | 155 | 0.0015383 | 0.00038553 | 0 | 0 |  | 1 | TRUE | wye
119 | LV_6645-10_0_3_load_246 | 156 | 0.0021568 | 0.00054053 | 0 | 0 |  | 1 | TRUE | wye
120 | LV_6645-10_0_3_load_247 | 157 | 0.0023539 | 0.00058994 | 0 | 0 |  | 1 | TRUE | wye
121 | LV_6645-10_0_3_load_248 | 158 | 0.0024967 | 0.00062573 | 0 | 0 |  | 1 | TRUE | wye
122 | LV_6645-10_0_3_load_249 | 159 | 0.0012868 | 0.00032249 | 0 | 0 |  | 1 | TRUE | wye
123 | LV_6645-10_0_3_load_261 | 161 | 0.001508 | 0.00037794 | 0 | 0 |  | 1 | TRUE | wye
124 | LV_6645-10_0_3_load_262 | 163 | 0.0022145 | 0.00055501 | 0 | 0 |  | 1 | TRUE | wye
125 | LV_6645-10_0_3_load_257 | 164 | 0.00093141 | 0.00023343 | 0 | 0 |  | 1 | TRUE | wye
126 | LV_6645-10_0_3_load_256 | 165 | 0.0016316 | 0.00040891 | 0 | 0 |  | 1 | TRUE | wye
127 | LV_6645-10_0_3_load_258 | 166 | 0.0035632 | 0.00089302 | 0 | 0 |  | 1 | TRUE | wye
128 | LV_6645-10_0_3_load_259 | 167 | 0.0018496 | 0.00046355 | 0 | 0 |  | 1 | TRUE | wye
129 | LV_6645-10_0_3_load_260 | 168 | 0.0035232 | 0.000883 | 0 | 0 |  | 1 | TRUE | wye
130 | LV_6645-10_0_3_load_269 | 169 | 0.00023032 | 5.7725e-05 | 0 | 0 |  | 1 | TRUE | wye
131 | LV_6645-10_0_3_load_271 | 170 | 0.00036885 | 9.2442e-05 | 0 | 0 |  | 1 | TRUE | wye

## ext_grid
| name | bus | vm_pu | va_degree | slack_weight | in_service
0 |  | 43 | 1 | 0 | 1 | TRUE

## line
| name | std_type | from_bus | to_bus | length_km | r_ohm_per_km | x_ohm_per_km | c_nf_per_km | g_us_per_km | max_i_ka | df | parallel | type | in_service
0 | LV_6645-10_0_3_line_0 |  | 0 | 1 | 0.023608 | 0.125 | 0.08 | 261 | 0 | 0.364 | 1 | 3 | cs | TRUE
1 | LV_6645-10_0_3_line_1 |  | 0 | 2 | 0.017169 | 0.125 | 0.08 | 261 | 0 | 0.364 | 1 | 3 | cs | TRUE
2 | LV_6645-10_0_3_line_2 |  | 1 | 3 | 0.043401 | 0.125 | 0.08 | 261 | 0 | 0.364 | 1 | 3 | cs | TRUE
3 | LV_6645-10_0_3_line_3 |  | 1 | 4 | 0.028365 | 0.125 | 0.08 | 261 | 0 | 0.364 | 1 | 1 | cs | TRUE
4 | LV_6645-10_0_3_line_4 |  | 2 | 5 | 0.02118 | 0.125 | 0.08 | 261 | 0 | 0.364 | 1 | 3 | cs | TRUE
5 | LV_6645-10_0_3_line_5 |  | 3 | 6 | 0.011964 | 0.125 | 0.08 | 261 | 0 | 0.364 | 1 | 3 | cs | TRUE
6 | LV_6645-10_0_3_line_6 |  | 4 | 7 | 0.014879 | 0.125 | 0.08 | 261 | 0 | 0.364 | 1 | 1 | cs | TRUE
7 | LV_6645-10_0_3_line_7 |  | 5 | 8 | 0.043937 | 0.125 | 0.08 | 261 | 0 | 0.364 | 1 | 3 | cs | TRUE
8 | LV_6645-10_0_3_line_8 |  | 6 | 9 | 0.028385 | 0.125 | 0.08 | 261 | 0 | 0.364 | 1 | 3 | cs | TRUE
9 | LV_6645-10_0_3_line_9 |  | 7 | 10 | 0.020192 | 0.125 | 0.08 | 261 | 0 | 0.364 | 1 | 1 | cs | TRUE
10 | LV_6645-10_0_3_line_10 |  | 8 | 11 | 0.00048652 | 0.125 | 0.08 | 261 | 0 | 0.364 | 1 | 3 | cs | TRUE
11 | LV_6645-10_0_3_line_11 |  | 9 | 12 | 0.022246 | 0.125 | 0.08 | 261 | 0 | 0.364 | 1 | 3 | cs | TRUE
12 | LV_6645-10_0_3_line_12 |  | 10 | 13 | 0.0023649 | 0.125 | 0.08 | 261 | 0 | 0.364 | 1 | 1 | cs | TRUE
13 | LV_6645-10_0_3_line_13 |  | 11 | 14 | 0.02644 | 0.125 | 0.08 | 261 | 0 | 0.364 | 1 | 3 | cs | TRUE
14 | LV_6645-10_0_3_line_14 |  | 12 | 33 | 0.011559 | 0.125 | 0.08 | 261 | 0 | 0.364 | 1 | 3 | cs | TRUE
15 | LV_6645-10_0_3_line_15 |  | 13 | 83 | 0.02249 | 0.125 | 0.08 | 261 | 0 | 0.364 | 1 | 1 | cs | TRUE
16 | LV_6645-10_0_3_line_16 |  | 14 | 40 | 0.027257 | 0.125 | 0.08 | 261 | 0 | 0.364 | 1 | 3 | cs | TRUE
17 | LV_6645-10_0_3_line_17 |  | 14 | 41 | 0.014773 | 0.125 | 0.08 | 261 | 0 | 0.364 | 1 | 1 | cs | TRUE
18 | LV_6645-10_0_3_line_18 |  | 15 | 16 | 0.0096273 | 0.125 | 0.08 | 261 | 0 | 0.364 | 1 | 1 | cs | TRUE
19 | LV_6645-10_0_3_line_19 |  | 15 | 17 | 0.018686 | 0.125 | 0.08 | 261 | 0 | 0.364 | 1 | 1 | cs | TRUE
20 | LV_6645-10_0_3_line_20 |  | 16 | 18 | 0.024002 | 0.125 | 0.08 | 261 | 0 | 0.364 | 1 | 1 | cs | TRUE
21 | LV_6645-10_0_3_line_21 |  | 17 | 19 | 0.006743 | 0.125 | 0.08 | 261 | 0 | 0.364 | 1 | 1 | cs | TRUE
22 | LV_6645-10_0_3_line_22 |  | 17 | 20 | 0.028308 | 0.125 | 0.08 | 261 | 0 | 0.364 | 1 | 1 | cs | TRUE
23 | LV_6645-10_0_3_line_23 |  | 18 | 21 | 0.015876 | 0.125 | 0.08 | 261 | 0 | 0.364 | 1 | 1 | cs | TRUE
24 | LV_6645-10_0_3_line_24 |  | 19 | 22 | 0.022001 | 0.125 | 0.08 | 261 | 0 | 0.364 | 1 | 1 | cs | TRUE
25 | LV_6645-10_0_3_line_25 |  | 19 | 23 | 0.046017 | 0.125 | 0.08 | 261 | 0 | 0.364 | 1 | 1 | cs | TRUE
26 | LV_6645-10_0_3_line_26 |  | 20 | 24 | 0.000157 | 0.125 | 0.08 | 261 | 0 | 0.364 | 1 | 1 | cs | TRUE
27 | LV_6645-10_0_3_line_27 |  | 21 | 25 | 0.0096854 | 0.125 | 0.08 | 261 | 0 | 0.364 | 1 | 1 | cs | TRUE
28 | LV_6645-10_0_3_line_28 |  | 22 | 26 | 0.040582 | 0.125 | 0.08 | 261 | 0 | 0.364 | 1 | 1 | cs | TRUE
29 | LV_6645-10_0_3_line_29 |  | 23 | 27 | 0.085019 | 0.125 | 0.08 | 261 | 0 | 0.364 | 1 | 1 | cs | TRUE
30 | LV_6645-10_0_3_line_30 |  | 24 | 28 | 0.021245 | 0.125 | 0.08 | 261 | 0 | 0.364 | 1 | 1 | cs | TRUE
31 | LV_6645-10_0_3_line_31 |  | 24 | 29 | 0.003724 | 0.125 | 0.08 | 261 | 0 | 0.364 | 1 | 1 | cs | TRUE
32 | LV_6645-10_0_3_line_32 |  | 27 | 30 | 0.007612 | 0.125 | 0.08 | 261 | 0 | 0.364 | 1 | 1 | cs | TRUE
33 | LV_6645-10_0_3_line_33 |  | 29 | 31 | 0.042058 | 0.125 | 0.08 | 261 | 0 | 0.364 | 1 | 1 | cs | TRUE
34 | LV_6645-10_0_3_line_34 |  | 29 | 32 | 0.036776 | 0.125 | 0.08 | 261 | 0 | 0.364 | 1 | 1 | cs | TRUE
35 | LV_6645-10_0_3_line_35 |  | 31 | 82 | 0.040005 | 0.125 | 0.08 | 261 | 0 | 0.364 | 1 | 1 | cs | TRUE
36 | LV_6645-10_0_3_line_36 |  | 32 | 37 | 0.016361 | 0.125 | 0.08 | 261 | 0 | 0.364 | 1 | 1 | cs | TRUE
37 | LV_6645-10_0_3_line_37 |  | 33 | 34 | 0.029749 | 0.125 | 0.08 | 261 | 0 | 0.364 | 1 | 3 | cs | TRUE
38 | LV_6645-10_0_3_line_38 |  | 34 | 39 | 0.060385 | 0.125 | 0.08 | 261 | 0 | 0.364 | 1 | 3 | cs | TRUE
39 | LV_6645-10_0_3_line_39 |  | 34 | 38 | 0.003888 | 0.125 | 0.08 | 261 | 0 | 0.364 | 1 | 1 | cs | TRUE
40 | LV_6645-10_0_3_line_40 |  | 35 | 36 | 0.032879 | 0.125 | 0.08 | 261 | 0 | 0.364 | 1 | 1 | cs | TRUE
41 | LV_6645-10_0_3_line_41 |  | 36 | 37 | 0.057225 | 0.125 | 0.08 | 261 | 0 | 0.364 | 1 | 1 | cs | TRUE
42 | LV_6645-10_0_3_line_42 |  | 37 | 38 | 0.041293 | 0.125 | 0.08 | 261 | 0 | 0.364 | 1 | 1 | cs | TRUE
43 | LV_6645-10_0_3_line_43 |  | 39 | 54 | 0.0099198 | 0.125 | 0.08 | 261 | 0 | 0.364 | 1 | 3 | cs | TRUE
44 | LV_6645-10_0_3_line_44 |  | 39 | 51 | 0.072306 | 0.125 | 0.08 | 261 | 0 | 0.364 | 1 | 1 | cs | TRUE
45 | LV_6645-10_0_3_line_45 |  | 40 | 42 | 0.04276 | 0.125 | 0.08 | 261 | 0 | 0.364 | 1 | 3 | cs | TRUE
46 | LV_6645-10_0_3_line_46 |  | 40 | 43 | 0.0176 | 0.125 | 0.08 | 261 | 0 | 0.364 | 1 | 3 | cs | TRUE
47 | LV_6645-10_0_3_line_47 |  | 41 | 44 | 0.00421 | 0.125 | 0.08 | 261 | 0 | 0.364 | 1 | 1 | cs | TRUE
48 | LV_6645-10_0_3_line_48 |  | 41 | 45 | 0.0061021 | 0.125 | 0.08 | 261 | 0 | 0.364 | 1 | 1 | cs | TRUE
49 | LV_6645-10_0_3_line_49 |  | 42 | 48 | 0.023799 | 0.125 | 0.08 | 261 | 0 | 0.364 | 1 | 2 | cs | TRUE
50 | LV_6645-10_0_3_line_50 |  | 45 | 46 | 0.0069046 | 0.125 | 0.08 | 261 | 0 | 0.364 | 1 | 1 | cs | TRUE
51 | LV_6645-10_0_3_line_51 |  | 46 | 47 | 0.024231 | 0.125 | 0.08 | 261 | 0 | 0.364 | 1 | 1 | cs | TRUE
52 | LV_6645-10_0_3_line_52 |  | 47 | 49 | 0.047511 | 0.125 | 0.08 | 261 | 0 | 0.364 | 1 | 1 | cs | TRUE
53 | LV_6645-10_0_3_line_53 |  | 48 | 99 | 0.04207 | 0.125 | 0.08 | 261 | 0 | 0.364 | 1 | 1 | cs | TRUE
54 | LV_6645-10_0_3_line_54 |  | 48 | 100 | 0.032603 | 0.125 | 0.08 | 261 | 0 | 0.364 | 1 | 1 | cs | TRUE
55 | LV_6645-10_0_3_line_55 |  | 49 | 92 | 0.0077838 | 0.125 | 0.08 | 261 | 0 | 0.364 | 1 | 1 | cs | TRUE
56 | LV_6645-10_0_3_line_56 |  | 50 | 51 | 0.025661 | 0.125 | 0.08 | 261 | 0 | 0.364 | 1 | 1 | cs | TRUE
57 | LV_6645-10_0_3_line_57 |  | 50 | 52 | 0.026467 | 0.125 | 0.08 | 261 | 0 | 0.364 | 1 | 1 | cs | TRUE
58 | LV_6645-10_0_3_line_58 |  | 52 | 53 | 0.019563 | 0.125 | 0.08 | 261 | 0 | 0.364 | 1 | 1 | cs | TRUE
59 | LV_6645-10_0_3_line_59 |  | 53 | 55 | 0.026985 | 0.125 | 0.08 | 261 | 0 | 0.364 | 1 | 1 | cs | TRUE
60 | LV_6645-10_0_3_line_60 |  | 54 | 56 | 0.017721 | 0.125 | 0.08 | 261 | 0 | 0.364 | 1 | 3 | cs | TRUE
61 | LV_6645-10_0_3_line_61 |  | 55 | 57 | 0.015565 | 0.125 | 0.08 | 261 | 0 | 0.364 | 1 | 1 | cs | TRUE
62 | LV_6645-10_0_3_line_62 |  | 56 | 58 | 0.01844 | 0.125 | 0.08 | 261 | 0 | 0.364 | 1 | 3 | cs | TRUE
63 | LV_6645-10_0_3_line_63 |  | 57 | 59 | 5.4528e-05 | 0.125 | 0.08 | 261 | 0 | 0.364 | 1 | 1 | cs | TRUE
64 | LV_6645-10_0_3_line_64 |  | 58 | 70 | 0.026273 | 0.125 | 0.08 | 261 | 0 | 0.364 | 1 | 3 | cs | TRUE
65 | LV_6645-10_0_3_line_65 |  | 59 | 81 | 0.0047654 | 0.125 | 0.08 | 261 | 0 | 0.364 | 1 | 1 | cs | TRUE
66 | LV_6645-10_0_3_line_66 |  | 60 | 61 | 0.040412 | 0.125 | 0.08 | 261 | 0 | 0.364 | 1 | 1 | cs | TRUE
67 | LV_6645-10_0_3_line_67 |  | 61 | 62 | 0.029804 | 0.125 | 0.08 | 261 | 0 | 0.364 | 1 | 1 | cs | TRUE
68 | LV_6645-10_0_3_line_68 |  | 61 | 63 | 0.023901 | 0.125 | 0.08 | 261 | 0 | 0.364 | 1 | 1 | cs | TRUE
69 | LV_6645-10_0_3_line_69 |  | 62 | 64 | 0.00047777 | 0.125 | 0.08 | 261 | 0 | 0.364 | 1 | 1 | cs | TRUE
70 | LV_6645-10_0_3_line_70 |  | 63 | 65 | 0.0060977 | 0.125 | 0.08 | 261 | 0 | 0.364 | 1 | 1 | cs | TRUE
71 | LV_6645-10_0_3_line_71 |  | 64 | 66 | 0.024052 | 0.125 | 0.08 | 261 | 0 | 0.364 | 1 | 1 | cs | TRUE
72 | LV_6645-10_0_3_line_72 |  | 66 | 67 | 0.0058202 | 0.125 | 0.08 | 261 | 0 | 0.364 | 1 | 1 | cs | TRUE
73 | LV_6645-10_0_3_line_73 |  | 67 | 84 | 0.019589 | 0.125 | 0.08 | 261 | 0 | 0.364 | 1 | 1 | cs | TRUE
74 | LV_6645-10_0_3_line_74 |  | 68 | 69 | 0.012114 | 0.125 | 0.08 | 261 | 0 | 0.364 | 1 | 3 | cs | TRUE
75 | LV_6645-10_0_3_line_75 |  | 68 | 70 | 0.013563 | 0.125 | 0.08 | 261 | 0 | 0.364 | 1 | 3 | cs | TRUE
76 | LV_6645-10_0_3_line_76 |  | 69 | 71 | 0.0091455 | 0.125 | 0.08 | 261 | 0 | 0.364 | 1 | 3 | cs | TRUE
77 | LV_6645-10_0_3_line_77 |  | 71 | 72 | 0.029941 | 0.125 | 0.08 | 261 | 0 | 0.364 | 1 | 3 | cs | TRUE
78 | LV_6645-10_0_3_line_78 |  | 72 | 73 | 0.014877 | 0.125 | 0.08 | 261 | 0 | 0.364 | 1 | 3 | cs | TRUE
79 | LV_6645-10_0_3_line_79 |  | 72 | 74 | 0.045753 | 0.125 | 0.08 | 261 | 0 | 0.364 | 1 | 1 | cs | TRUE
80 | LV_6645-10_0_3_line_80 |  | 73 | 75 | 0.03776 | 0.125 | 0.08 | 261 | 0 | 0.364 | 1 | 3 | cs | TRUE
81 | LV_6645-10_0_3_line_81 |  | 74 | 76 | 0.048592 | 0.125 | 0.08 | 261 | 0 | 0.364 | 1 | 1 | cs | TRUE
82 | LV_6645-10_0_3_line_82 |  | 75 | 77 | 0.014452 | 0.125 | 0.08 | 261 | 0 | 0.364 | 1 | 3 | cs | TRUE
83 | LV_6645-10_0_3_line_83 |  | 76 | 78 | 0.0028173 | 0.125 | 0.08 | 261 | 0 | 0.364 | 1 | 1 | cs | TRUE
84 | LV_6645-10_0_3_line_84 |  | 77 | 79 | 0.0058578 | 0.125 | 0.08 | 261 | 0 | 0.364 | 1 | 3 | cs | TRUE
85 | LV_6645-10_0_3_line_85 |  | 78 | 80 | 0.028728 | 0.125 | 0.08 | 261 | 0 | 0.364 | 1 | 1 | cs | TRUE
86 | LV_6645-10_0_3_line_86 |  | 79 | 85 | 0.021971 | 0.125 | 0.08 | 261 | 0 | 0.364 | 1 | 3 | cs | TRUE
87 | LV_6645-10_0_3_line_87 |  | 80 | 145 | 0.0059621 | 0.125 | 0.08 | 261 | 0 | 0.364 | 1 | 1 | cs | TRUE
88 | LV_6645-10_0_3_line_88 |  | 81 | 88 | 0.026107 | 0.125 | 0.08 | 261 | 0 | 0.364 | 1 | 1 | cs | TRUE
89 | LV_6645-10_0_3_line_89 |  | 83 | 84 | 0.0033294 | 0.125 | 0.08 | 261 | 0 | 0.364 | 1 | 1 | cs | TRUE
90 | LV_6645-10_0_3_line_90 |  | 85 | 86 | 0.024572 | 0.125 | 0.08 | 261 | 0 | 0.364 | 1 | 1 | cs | TRUE
91 | LV_6645-10_0_3_line_91 |  | 85 | 87 | 0.018634 | 0.125 | 0.08 | 261 | 0 | 0.364 | 1 | 3 | cs | TRUE
92 | LV_6645-10_0_3_line_92 |  | 86 | 90 | 0.013147 | 0.125 | 0.08 | 261 | 0 | 0.364 | 1 | 1 | cs | TRUE
93 | LV_6645-10_0_3_line_93 |  | 87 | 91 | 0.038404 | 0.125 | 0.08 | 261 | 0 | 0.364 | 1 | 3 | cs | TRUE
94 | LV_6645-10_0_3_line_94 |  | 88 | 89 | 0.0067131 | 0.125 | 0.08 | 261 | 0 | 0.364 | 1 | 1 | cs | TRUE
95 | LV_6645-10_0_3_line_95 |  | 90 | 152 | 0.022205 | 0.125 | 0.08 | 261 | 0 | 0.364 | 1 | 1 | cs | TRUE
96 | LV_6645-10_0_3_line_96 |  | 90 | 169 | 0.022178 | 0.125 | 0.08 | 261 | 0 | 0.364 | 1 | 1 | cs | TRUE
97 | LV_6645-10_0_3_line_97 |  | 91 | 136 | 0.033955 | 0.125 | 0.08 | 261 | 0 | 0.364 | 1 | 2 | cs | TRUE
98 | LV_6645-10_0_3_line_98 |  | 91 | 148 | 0.012881 | 0.125 | 0.08 | 261 | 0 | 0.364 | 1 | 1 | cs | TRUE
99 | LV_6645-10_0_3_line_99 |  | 92 | 93 | 0.03697 | 0.125 | 0.08 | 261 | 0 | 0.364 | 1 | 1 | cs | TRUE
100 | LV_6645-10_0_3_line_100 |  | 92 | 94 | 0.00789 | 0.125 | 0.08 | 261 | 0 | 0.364 | 1 | 1 | cs | TRUE
101 | LV_6645-10_0_3_line_101 |  | 93 | 95 | 0.02922 | 0.125 | 0.08 | 261 | 0 | 0.364 | 1 | 1 | cs | TRUE
102 | LV_6645-10_0_3_line_102 |  | 94 | 96 | 0.03074 | 0.125 | 0.08 | 261 | 0 | 0.364 | 1 | 1 | cs | TRUE
103 | LV_6645-10_0_3_line_103 |  | 95 | 97 | 0.018129 | 0.125 | 0.08 | 261 | 0 | 0.364 | 1 | 1 | cs | TRUE
104 | LV_6645-10_0_3_line_104 |  | 95 | 98 | 0.028057 | 0.125 | 0.08 | 261 | 0 | 0.364 | 1 | 1 | cs | TRUE
105 | LV_6645-10_0_3_line_105 |  | 97 | 122 | 0.008794 | 0.125 | 0.08 | 261 | 0 | 0.364 | 1 | 1 | cs | TRUE
106 | LV_6645-10_0_3_line_106 |  | 98 | 119 | 0.0071476 | 0.125 | 0.08 | 261 | 0 | 0.364 | 1 | 1 | cs | TRUE
107 | LV_6645-10_0_3_line_107 |  | 99 | 101 | 0.0039786 | 0.125 | 0.08 | 261 | 0 | 0.364 | 1 | 1 | cs | TRUE
108 | LV_6645-10_0_3_line_108 |  | 100 | 102 | 0.020917 | 0.125 | 0.08 | 261 | 0 | 0.364 | 1 | 1 | cs | TRUE
109 | LV_6645-10_0_3_line_109 |  | 100 | 103 | 0.03516 | 0.125 | 0.08 | 261 | 0 | 0.364 | 1 | 1 | cs | TRUE
110 | LV_6645-10_0_3_line_110 |  | 103 | 110 | 0.025197 | 0.125 | 0.08 | 261 | 0 | 0.364 | 1 | 1 | cs | TRUE
111 | LV_6645-10_0_3_line_111 |  | 104 | 105 | 0.002231 | 0.125 | 0.08 | 261 | 0 | 0.364 | 1 | 1 | cs | TRUE
112 | LV_6645-10_0_3_line_112 |  | 104 | 106 | 0.086367 | 0.125 | 0.08 | 261 | 0 | 0.364 | 1 | 1 | cs | TRUE
113 | LV_6645-10_0_3_line_113 |  | 105 | 115 | 0.015567 | 0.125 | 0.08 | 261 | 0 | 0.364 | 1 | 1 | cs | TRUE
114 | LV_6645-10_0_3_line_114 |  | 105 | 111 | 0.023176 | 0.125 | 0.08 | 261 | 0 | 0.364 | 1 | 1 | cs | TRUE
115 | LV_6645-10_0_3_line_115 |  | 106 | 113 | 0.025864 | 0.125 | 0.08 | 261 | 0 | 0.364 | 1 | 1 | cs | TRUE
116 | LV_6645-10_0_3_line_116 |  | 106 | 110 | 0.043732 | 0.125 | 0.08 | 261 | 0 | 0.364 | 1 | 1 | cs | TRUE
117 | LV_6645-10_0_3_line_117 |  | 106 | 114 | 0.031821 | 0.125 | 0.08 | 261 | 0 | 0.364 | 1 | 1 | cs | TRUE
118 | LV_6645-10_0_3_line_118 |  | 107 | 108 | 0.065063 | 0.125 | 0.08 | 261 | 0 | 0.364 | 1 | 1 | cs | TRUE
119 | LV_6645-10_0_3_line_119 |  | 107 | 109 | 0.005964 | 0.125 | 0.08 | 261 | 0 | 0.364 | 1 | 1 | cs | TRUE
120 | LV_6645-10_0_3_line_120 |  | 108 | 134 | 0.0044915 | 0.125 | 0.08 | 261 | 0 | 0.364 | 1 | 1 | cs | TRUE
121 | LV_6645-10_0_3_line_121 |  | 109 | 123 | 0.017643 | 0.125 | 0.08 | 261 | 0 | 0.364 | 1 | 1 | cs | TRUE
122 | LV_6645-10_0_3_line_122 |  | 111 | 112 | 0.023961 | 0.125 | 0.08 | 261 | 0 | 0.364 | 1 | 1 | cs | TRUE
123 | LV_6645-10_0_3_line_123 |  | 112 | 118 | 0.025795 | 0.125 | 0.08 | 261 | 0 | 0.364 | 1 | 1 | cs | TRUE
124 | LV_6645-10_0_3_line_124 |  | 113 | 135 | 0.022058 | 0.125 | 0.08 | 261 | 0 | 0.364 | 1 | 1 | cs | TRUE
125 | LV_6645-10_0_3_line_125 |  | 116 | 117 | 0.017712 | 0.125 | 0.08 | 261 | 0 | 0.364 | 1 | 1 | cs | TRUE
126 | LV_6645-10_0_3_line_126 |  | 116 | 118 | 0.019839 | 0.125 | 0.08 | 261 | 0 | 0.364 | 1 | 1 | cs | TRUE
127 | LV_6645-10_0_3_line_127 |  | 117 | 130 | 0.056562 | 0.125 | 0.08 | 261 | 0 | 0.364 | 1 | 1 | cs | TRUE
128 | LV_6645-10_0_3_line_128 |  | 118 | 133 | 0.0093937 | 0.125 | 0.08 | 261 | 0 | 0.364 | 1 | 1 | cs | TRUE
129 | LV_6645-10_0_3_line_129 |  | 119 | 120 | 7.9998e-05 | 0.125 | 0.08 | 261 | 0 | 0.364 | 1 | 1 | cs | TRUE
130 | LV_6645-10_0_3_line_130 |  | 120 | 121 | 0.00057677 | 0.125 | 0.08 | 261 | 0 | 0.364 | 1 | 1 | cs | TRUE
131 | LV_6645-10_0_3_line_131 |  | 121 | 123 | 0.051286 | 0.125 | 0.08 | 261 | 0 | 0.364 | 1 | 1 | cs | TRUE
132 | LV_6645-10_0_3_line_132 |  | 122 | 124 | 0.0041349 | 0.125 | 0.08 | 261 | 0 | 0.364 | 1 | 1 | cs | TRUE
133 | LV_6645-10_0_3_line_133 |  | 123 | 125 | 0.028476 | 0.125 | 0.08 | 261 | 0 | 0.364 | 1 | 1 | cs | TRUE
134 | LV_6645-10_0_3_line_134 |  | 123 | 126 | 0.038974 | 0.125 | 0.08 | 261 | 0 | 0.364 | 1 | 1 | cs | TRUE
135 | LV_6645-10_0_3_line_135 |  | 124 | 127 | 0.0040514 | 0.125 | 0.08 | 261 | 0 | 0.364 | 1 | 1 | cs | TRUE
136 | LV_6645-10_0_3_line_136 |  | 125 | 165 | 0.02033 | 0.125 | 0.08 | 261 | 0 | 0.364 | 1 | 1 | cs | TRUE
137 | LV_6645-10_0_3_line_137 |  | 127 | 163 | 0.0036878 | 0.125 | 0.08 | 261 | 0 | 0.364 | 1 | 1 | cs | TRUE
138 | LV_6645-10_0_3_line_138 |  | 128 | 129 | 0.027579 | 0.125 | 0.08 | 261 | 0 | 0.364 | 1 | 1 | cs | TRUE
139 | LV_6645-10_0_3_line_139 |  | 129 | 130 | 0.008745 | 0.125 | 0.08 | 261 | 0 | 0.364 | 1 | 1 | cs | TRUE
140 | LV_6645-10_0_3_line_140 |  | 129 | 131 | 0.013647 | 0.125 | 0.08 | 261 | 0 | 0.364 | 1 | 1 | cs | TRUE
141 | LV_6645-10_0_3_line_141 |  | 132 | 133 | 0.017006 | 0.125 | 0.08 | 261 | 0 | 0.364 | 1 | 1 | cs | TRUE
142 | LV_6645-10_0_3_line_142 |  | 134 | 139 | 0.0052153 | 0.125 | 0.08 | 261 | 0 | 0.364 | 1 | 1 | cs | TRUE
143 | LV_6645-10_0_3_line_143 |  | 135 | 137 | 0.0082171 | 0.125 | 0.08 | 261 | 0 | 0.364 | 1 | 1 | cs | TRUE
144 | LV_6645-10_0_3_line_144 |  | 137 | 138 | 0.021123 | 0.125 | 0.08 | 261 | 0 | 0.364 | 1 | 1 | cs | TRUE
145 | LV_6645-10_0_3_line_145 |  | 138 | 140 | 0.022007 | 0.125 | 0.08 | 261 | 0 | 0.364 | 1 | 1 | cs | TRUE
146 | LV_6645-10_0_3_line_146 |  | 139 | 142 | 0.024289 | 0.125 | 0.08 | 261 | 0 | 0.364 | 1 | 1 | cs | TRUE
147 | LV_6645-10_0_3_line_147 |  | 141 | 142 | 0.0009096 | 0.125 | 0.08 | 261 | 0 | 0.364 | 1 | 1 | cs | TRUE
148 | LV_6645-10_0_3_line_148 |  | 143 | 144 | 0.0032621 | 0.125 | 0.08 | 261 | 0 | 0.364 | 1 | 1 | cs | TRUE
149 | LV_6645-10_0_3_line_149 |  | 144 | 145 | 0.018928 | 0.125 | 0.08 | 261 | 0 | 0.364 | 1 | 1 | cs | TRUE
150 | LV_6645-10_0_3_line_150 |  | 146 | 147 | 0.039777 | 0.125 | 0.08 | 261 | 0 | 0.364 | 1 | 1 | cs | TRUE
151 | LV_6645-10_0_3_line_151 |  | 146 | 148 | 0.023254 | 0.125 | 0.08 | 261 | 0 | 0.364 | 1 | 1 | cs | TRUE
152 | LV_6645-10_0_3_line_152 |  | 149 | 150 | 0.021188 | 0.125 | 0.08 | 261 | 0 | 0.364 | 1 | 1 | cs | TRUE
153 | LV_6645-10_0_3_line_153 |  | 150 | 151 | 0.024541 | 0.125 | 0.08 | 261 | 0 | 0.364 | 1 | 1 | cs | TRUE
154 | LV_6645-10_0_3_line_154 |  | 150 | 152 | 0.013194 | 0.125 | 0.08 | 261 | 0 | 0.364 | 1 | 1 | cs | TRUE
155 | LV_6645-10_0_3_line_155 |  | 153 | 154 | 0.0085076 | 0.125 | 0.08 | 261 | 0 | 0.364 | 1 | 1 | cs | TRUE
156 | LV_6645-10_0_3_line_156 |  | 153 | 155 | 0.00025854 | 0.125 | 0.08 | 261 | 0 | 0.364 | 1 | 1 | cs | TRUE
157 | LV_6645-10_0_3_line_157 |  | 154 | 156 | 0.024236 | 0.125 | 0.08 | 261 | 0 | 0.364 | 1 | 1 | cs | TRUE
158 | LV_6645-10_0_3_line_158 |  | 155 | 157 | 0.00027785 | 0.125 | 0.08 | 261 | 0 | 0.364 | 1 | 1 | cs | TRUE
159 | LV_6645-10_0_3_line_159 |  | 156 | 158 | 0.00085489 | 0.125 | 0.08 | 261 | 0 | 0.364 | 1 | 1 | cs | TRUE
160 | LV_6645-10_0_3_line_160 |  | 157 | 159 | 0.0038528 | 0.125 | 0.08 | 261 | 0 | 0.364 | 1 | 1 | cs | TRUE
161 | LV_6645-10_0_3_line_161 |  | 158 | 160 | 0.1119 | 0.125 | 0.08 | 261 | 0 | 0.364 | 1 | 1 | cs | TRUE
162 | LV_6645-10_0_3_line_162 |  | 159 | 161 | 0.0041017 | 0.125 | 0.08 | 261 | 0 | 0.364 | 1 | 1 | cs | TRUE
163 | LV_6645-10_0_3_line_163 |  | 160 | 162 | 0.068749 | 0.125 | 0.08 | 261 | 0 | 0.364 | 1 | 1 | cs | TRUE
164 | LV_6645-10_0_3_line_164 |  | 161 | 163 | 0.0049889 | 0.125 | 0.08 | 261 | 0 | 0.364 | 1 | 1 | cs | TRUE
165 | LV_6645-10_0_3_line_165 |  | 162 | 164 | 0.049191 | 0.125 | 0.08 | 261 | 0 | 0.364 | 1 | 1 | cs | TRUE
166 | LV_6645-10_0_3_line_166 |  | 165 | 166 | 0.0024171 | 0.125 | 0.08 | 261 | 0 | 0.364 | 1 | 1 | cs | TRUE
167 | LV_6645-10_0_3_line_167 |  | 166 | 167 | 0.018095 | 0.125 | 0.08 | 261 | 0 | 0.364 | 1 | 1 | cs | TRUE
168 | LV_6645-10_0_3_line_168 |  | 167 | 168 | 0.0096615 | 0.125 | 0.08 | 261 | 0 | 0.364 | 1 | 1 | cs | TRUE
169 | LV_6645-10_0_3_line_169 |  | 169 | 170 | 0.0042042 | 0.125 | 0.08 | 261 | 0 | 0.364 | 1 | 1 | cs | TRUE

## trafo
| name | std_type | hv_bus | lv_bus | sn_mva | vn_hv_kv | vn_lv_kv | vk_percent | vkr_percent | pfe_kw | i0_percent | shift_degree | tap_side | tap_neutral | tap_min | tap_max | tap_step_percent | tap_step_degree | tap_pos | tap_phase_shifter | parallel | df | in_service
0 | LV_6645-10_0_3_trafo_86 | 0.63 MVA 20/0.4 kV | 171 | 43 | 0.63 | 20 | 0.4 | 6 | 1.206 | 1.65 | 0.2619 | 150 | hv | 0 | -2 | 2 | 2.5 | 0 | 0 | FALSE | 1 | 1 | TRUE

## line_geodata
| x0 | y0 | x1 | y1 | x2 | y2 | x3 | y3 | x4 | y4 | x5 | y5 | x6 | y6 | x7 | y7 | x8 | y8
0 | 2502580.6234 | 1113894.5071 | 2502595.2863 | 1113886.9553 | 2502601.7028 | 1113883.882
1 | 2502617.4264 | 1113876.9929 | 2502604.822 | 1113882.3879 | 2502601.7028 | 1113883.882
2 | 2502580.6234 | 1113894.5071 | 2502558.5832 | 1113907.3031 | 2502543.9261 | 1113917.6062
3 | 2502580.6234 | 1113894.5071 | 2502576.8295 | 1113878.1246 | 2502574.2202 | 1113866.8739
4 | 2502617.4264 | 1113876.9929 | 2502630.9873 | 1113871.5158 | 2502637.0623 | 1113869.0537
5 | 2502543.9261 | 1113917.6062 | 2502542.1693 | 1113918.8411 | 2502534.1339 | 1113924.4807
6 | 2502570.8585 | 1113852.3795 | 2502574.2202 | 1113866.8739
7 | 2502677.7943 | 1113852.581 | 2502673.5188 | 1113854.2768 | 2502644.6708 | 1113865.9701 | 2502637.0623 | 1113869.0537
8 | 2502534.1339 | 1113924.4807 | 2502534.1112 | 1113924.4966 | 2502520.4617 | 1113935.4898 | 2502512.0243 | 1113942.2812
9 | 2502570.8585 | 1113852.3795 | 2502566.2964 | 1113832.7094
10 | 2502678.2466 | 1113852.4017 | 2502677.7943 | 1113852.581
11 | 2502512.0243 | 1113942.2812 | 2502498.7978 | 1113952.9273 | 2502494.8416 | 1113956.4048
12 | 2502566.2964 | 1113832.7094 | 2502566.0218 | 1113831.5252 | 2502565.7624 | 1113830.4056
13 | 2502702.8239 | 1113842.654 | 2502678.2466 | 1113852.4017
14 | 2502486.1596 | 1113964.0363 | 2502494.8416 | 1113956.4048
15 | 2502560.6853 | 1113808.4966 | 2502565.7624 | 1113830.4056
16 | 2502728.1336 | 1113832.352 | 2502702.8239 | 1113842.654
17 | 2502703.3126 | 1113827.8926 | 2502702.8239 | 1113842.654
18 | 2502405.7474 | 1113930.63 | 2502413.2611 | 1113924.6109
19 | 2502390.6097 | 1113941.3859 | 2502394.2538 | 1113939.8373 | 2502405.7474 | 1113930.63
20 | 2502431.994 | 1113909.6043 | 2502413.2611 | 1113924.6109
21 | 2502387.7612 | 1113935.2725 | 2502390.6097 | 1113941.3859
22 | 2502390.6097 | 1113941.3859 | 2502403.3239 | 1113966.6775
23 | 2502431.994 | 1113909.6043 | 2502444.3844 | 1113899.6786
24 | 2502387.7612 | 1113935.2725 | 2502369.61 | 1113947.7047
25 | 2502366.9461 | 1113894.2382 | 2502370.6944 | 1113901.0598 | 2502387.7612 | 1113935.2725
26 | 2502403.3239 | 1113966.6775 | 2502403.3944 | 1113966.8178
27 | 2502451.9435 | 1113893.6231 | 2502444.3844 | 1113899.6786
28 | 2502336.1284 | 1113970.6369 | 2502369.61 | 1113947.7047
29 | 2502366.9461 | 1113894.2382 | 2502378.2673 | 1113887.8406 | 2502436.247 | 1113845.126
30 | 2502403.3944 | 1113966.8178 | 2502387.6732 | 1113981.1079
31 | 2502404.9169 | 1113970.2176 | 2502403.3944 | 1113966.8178
32 | 2502442.3755 | 1113840.6111 | 2502436.247 | 1113845.126
33 | 2502404.9169 | 1113970.2176 | 2502380.0502 | 1113992.588 | 2502373.8619 | 1113998.5732
34 | 2502404.9169 | 1113970.2176 | 2502418.4618 | 1113998.2499 | 2502421.5999 | 1114002.9392
35 | 2502344.7399 | 1114025.9991 | 2502366.4895 | 1114005.7037 | 2502373.8619 | 1113998.5732
36 | 2502431.8655 | 1114015.6224 | 2502425.1896 | 1114008.3033 | 2502421.5999 | 1114002.9392
37 | 2502463.8156 | 1113983.6766 | 2502486.1596 | 1113964.0363
38 | 2502463.8156 | 1113983.6766 | 2502482.6576 | 1113979.5149 | 2502497.053 | 1113976.47 | 2502522.4191 | 1113969.2459
39 | 2502463.8156 | 1113983.6766 | 2502461.0662 | 1113986.4257
40 | 2502392.2645 | 1114056.9321 | 2502369.5115 | 1114080.6668
41 | 2502431.8655 | 1114015.6224 | 2502392.2645 | 1114056.9321
42 | 2502431.8655 | 1114015.6224 | 2502461.0662 | 1113986.4257
43 | 2502522.4191 | 1113969.2459 | 2502532.2572 | 1113967.9753
44 | 2502522.4191 | 1113969.2459 | 2502573.3226 | 1114020.5974
45 | 2502728.1336 | 1113832.352 | 2502733.4212 | 1113830.199 | 2502767.7869 | 1113816.3512
46 | 2502728.1336 | 1113832.352 | 2502733.7829 | 1113843.5682 | 2502738.5076 | 1113845.3267
47 | 2502707.2508 | 1113826.3728 | 2502703.3126 | 1113827.8926
48 | 2502703.3126 | 1113827.8926 | 2502697.6184 | 1113830.0862
49 | 2502789.8616 | 1113807.4561 | 2502767.7869 | 1113816.3512
50 | 2502691.1754 | 1113832.5683 | 2502697.6184 | 1113830.0862
51 | 2502691.1754 | 1113832.5683 | 2502685.9394 | 1113835.0429 | 2502677.0512 | 1113818.8869
52 | 2502667.5161 | 1113772.8195 | 2502670.1668 | 1113781.3187 | 2502672.74 | 1113789.538 | 2502676.1703 | 1113801.5792 | 2502677.7178 | 1113809.904 | 2502677.0512 | 1113818.8869
53 | 2502827.7419 | 1113815.5863 | 2502823.5867 | 1113811.7729 | 2502819.719 | 1113809.5114 | 2502814.3632 | 1113807.8963 | 2502809.6846 | 1113807.0932 | 2502805.1808 | 1113807.0655 | 2502804.2714 | 1113804.7898 | 2502789.8616 | 1113807.4561
54 | 2502789.8616 | 1113807.4561 | 2502802.1704 | 1113799.5091 | 2502801.1888 | 1113797.0678 | 2502804.4454 | 1113793.5022 | 2502806.1513 | 1113790.0616 | 2502807.0806 | 1113786.8447 | 2502807.128 | 1113783.5419
55 | 2502665.1985 | 1113765.3887 | 2502667.5161 | 1113772.8195
56 | 2502591.3879 | 1114038.8216 | 2502573.3226 | 1114020.5974
57 | 2502610.0212 | 1114057.6181 | 2502598.4408 | 1114045.9365 | 2502591.3879 | 1114038.8216
58 | 2502623.7939 | 1114071.5111 | 2502610.0212 | 1114057.6181
59 | 2502623.7939 | 1114071.5111 | 2502634.7077 | 1114082.5202 | 2502643.2535 | 1114074.8505
60 | 2502549.8318 | 1113965.7053 | 2502532.2572 | 1113967.9753
61 | 2502654.8372 | 1114064.4543 | 2502643.2535 | 1114074.8505
62 | 2502549.8318 | 1113965.7053 | 2502568.1195 | 1113963.3433
63 | 2502654.8372 | 1114064.4543 | 2502654.8778 | 1114064.4179
64 | 2502568.1195 | 1113963.3433 | 2502594.1763 | 1113959.9778
65 | 2502654.8778 | 1114064.4179 | 2502654.8778 | 1114064.4179 | 2502658.2752 | 1114067.7595
66 | 2502541.923 | 1113727.5708 | 2502516.4243 | 1113728.5487 | 2502501.5301 | 1113728.4554
67 | 2502541.923 | 1113727.5708 | 2502548.6571 | 1113756.6042
68 | 2502541.923 | 1113727.5708 | 2502559.0566 | 1113710.9066
69 | 2502548.6571 | 1113756.6042 | 2502548.7651 | 1113757.0696
70 | 2502563.4278 | 1113706.6551 | 2502559.0566 | 1113710.9066
71 | 2502548.7651 | 1113757.0696 | 2502550.7969 | 1113765.8295 | 2502554.2014 | 1113780.4991
72 | 2502555.5135 | 1113786.1695 | 2502554.3496 | 1113781.1374 | 2502554.2014 | 1113780.4991
73 | 2502559.9337 | 1113805.2531 | 2502556.5913 | 1113790.8295 | 2502555.5135 | 1113786.1695
74 | 2502619.4919 | 1113955.6929 | 2502607.5513 | 1113957.734
75 | 2502594.1763 | 1113959.9778 | 2502595.1931 | 1113959.8465 | 2502607.5513 | 1113957.734
76 | 2502619.4919 | 1113955.6929 | 2502628.5066 | 1113954.1519
77 | 2502658.02 | 1113949.107 | 2502628.5066 | 1113954.1519
78 | 2502658.02 | 1113949.107 | 2502672.7187 | 1113946.8104
79 | 2502658.02 | 1113949.107 | 2502687.2295 | 1113984.3224
80 | 2502672.7187 | 1113946.8104 | 2502692.1299 | 1113943.7775 | 2502710.026 | 1113940.9792
81 | 2502718.7476 | 1114021.3054 | 2502689.7804 | 1113987.3979 | 2502687.2295 | 1113984.3224
82 | 2502724.3048 | 1113938.7465 | 2502710.026 | 1113940.9792
83 | 2502718.7476 | 1114021.3054 | 2502720.5775 | 1114023.4475 | 2502720.5775 | 1114023.4475
84 | 2502730.0923 | 1113937.8415 | 2502724.3048 | 1113938.7465
85 | 2502720.5775 | 1114023.4475 | 2502724.5621 | 1114027.6972 | 2502730.926 | 1114031.0081 | 2502745.9981 | 1114035.5063
86 | 2502752.0327 | 1113939.0008 | 2502730.0923 | 1113937.8415 | 2502730.0923 | 1113937.8415
87 | 2502751.7112 | 1114037.2113 | 2502745.9981 | 1114035.5063
88 | 2502676.8877 | 1114086.0662 | 2502658.2752 | 1114067.7595
89 | 2502560.6853 | 1113808.4966 | 2502559.9337 | 1113805.2531
90 | 2502752.0327 | 1113939.0008 | 2502770.6274 | 1113955.0634
91 | 2502752.0327 | 1113939.0008 | 2502763.6567 | 1113940.3705 | 2502770.5614 | 1113940.9517
92 | 2502780.5765 | 1113963.6576 | 2502770.6274 | 1113955.0634
93 | 2502807.8052 | 1113935.3251 | 2502799.9908 | 1113938.8527 | 2502792.7743 | 1113941.1367 | 2502786.6726 | 1113941.6461 | 2502778.0744 | 1113941.5841 | 2502770.5614 | 1113940.9517
94 | 2502676.8877 | 1114086.0662 | 2502681.6738 | 1114090.7736
95 | 2502780.5765 | 1113963.6576 | 2502797.3804 | 1113978.1725
96 | 2502780.5765 | 1113963.6576 | 2502765.7378 | 1113980.1399
97 | 2502807.8052 | 1113935.3251 | 2502813.7236 | 1113929.6487 | 2502821.0806 | 1113923.1266 | 2502833.5891 | 1113913.2738
98 | 2502807.8052 | 1113935.3251 | 2502812.6919 | 1113946.2089 | 2502813.4086 | 1113946.8327
99 | 2502665.1985 | 1113765.3887 | 2502656.6293 | 1113740.2554 | 2502654.1384 | 1113732.8353 | 2502653.3005 | 1113730.3854
100 | 2502665.1985 | 1113765.3887 | 2502672.3258 | 1113768.7732
101 | 2502643.8438 | 1113702.7377 | 2502653.3005 | 1113730.3854
102 | 2502672.3258 | 1113768.7732 | 2502676.9291 | 1113770.9591 | 2502702.1649 | 1113774.3 | 2502702.3469 | 1113774.347
103 | 2502643.8438 | 1113702.7377 | 2502637.9699 | 1113685.5866
104 | 2502643.8438 | 1113702.7377 | 2502670.4006 | 1113693.6863
105 | 2502637.9699 | 1113685.5866 | 2502635.1206 | 1113677.267
106 | 2502677.1661 | 1113691.3804 | 2502670.4006 | 1113693.6863
107 | 2502827.7419 | 1113815.5863 | 2502830.2998 | 1113818.6337
108 | 2502807.128 | 1113783.5419 | 2502805.914 | 1113778.6583 | 2502802.9059 | 1113772.2026 | 2502798.2292 | 1113764.7842
109 | 2502807.128 | 1113783.5419 | 2502809.8343 | 1113781.3081 | 2502814.9266 | 1113777.0904 | 2502816.7954 | 1113775.6151 | 2502820.352 | 1113777.7482 | 2502824.9433 | 1113779.8536 | 2502829.8858 | 1113781.2195 | 2502834.089 | 1113781.7635 | 2502838.1828 | 1113781.7533
110 | 2502838.1828 | 1113781.7533 | 2502842.4659 | 1113781.0175 | 2502846.0248 | 1113779.9264 | 2502861.9162 | 1113773.5352
111 | 2502931.677 | 1113795.9623 | 2502933.1486 | 1113794.2821
112 | 2502902.4899 | 1113757.2175 | 2502904.0821 | 1113761.1277 | 2502884.6523 | 1113769.1554 | 2502888.1343 | 1113772.4127 | 2502896.0289 | 1113779.635 | 2502908.2579 | 1113773.9242 | 2502931.677 | 1113795.9623
113 | 2502933.1486 | 1113794.2821 | 2502944.7025 | 1113804.7478
114 | 2502933.1486 | 1113794.2821 | 2502943.1012 | 1113782.9377 | 2502949.2901 | 1113777.7353
115 | 2502902.4899 | 1113757.2175 | 2502892.5126 | 1113733.3549
116 | 2502902.4899 | 1113757.2175 | 2502861.9162 | 1113773.5352
117 | 2502902.4899 | 1113757.2175 | 2502932.083 | 1113745.5192
118 | 2502810.3579 | 1113660.9918 | 2502748.9852 | 1113683.1022
119 | 2502745.3938 | 1113678.3348 | 2502748.9852 | 1113683.1022
120 | 2502810.3579 | 1113660.9918 | 2502812.0351 | 1113665.1584
121 | 2502745.3938 | 1113678.3348 | 2502727.9786 | 1113681.4609
122 | 2502949.2901 | 1113777.7353 | 2502961.1022 | 1113780.7033 | 2502969.6582 | 1113788.8035
123 | 2502988.3901 | 1113806.5375 | 2502969.6582 | 1113788.8035
124 | 2502892.5126 | 1113733.3549 | 2502884.0036 | 1113713.0037
125 | 2503002.7354 | 1113793.0993 | 2503015.6812 | 1113805.1866
126 | 2503002.7354 | 1113793.0993 | 2502999.3548 | 1113794.7211 | 2502988.3901 | 1113806.5375
127 | 2503015.6812 | 1113805.1866 | 2503048.6259 | 1113835.9463 | 2503046.0729 | 1113847.1486
128 | 2502988.3901 | 1113806.5375 | 2502982.0003 | 1113813.4232
129 | 2502677.1661 | 1113691.3804 | 2502677.2418 | 1113691.3546
130 | 2502677.2418 | 1113691.3546 | 2502677.7878 | 1113691.1685
131 | 2502727.9786 | 1113681.4609 | 2502690.1311 | 1113686.9615 | 2502677.7878 | 1113691.1685
132 | 2502633.7809 | 1113673.3551 | 2502635.1206 | 1113677.267
133 | 2502727.9786 | 1113681.4609 | 2502737.5476 | 1113708.2808
134 | 2502727.9786 | 1113681.4609 | 2502720.9097 | 1113660.2725 | 2502718.7267 | 1113653.7369 | 2502713.2056 | 1113645.7049
135 | 2502633.7809 | 1113673.3551 | 2502632.4682 | 1113669.5223
136 | 2502744.3794 | 1113727.4287 | 2502737.5476 | 1113708.2808
137 | 2502631.2733 | 1113666.0334 | 2502632.4682 | 1113669.5223
138 | 2503044.1298 | 1113855.6749 | 2503060.0248 | 1113878.2121
139 | 2503044.1298 | 1113855.6749 | 2503046.0729 | 1113847.1486
140 | 2503044.1298 | 1113855.6749 | 2503034.9679 | 1113865.7898
141 | 2502982.0003 | 1113813.4232 | 2502970.4328 | 1113825.8884
142 | 2502812.0351 | 1113665.1584 | 2502813.9825 | 1113669.9965
143 | 2502880.8338 | 1113705.4226 | 2502884.0036 | 1113713.0037
144 | 2502880.8338 | 1113705.4226 | 2502872.6856 | 1113685.9343
145 | 2502864.1963 | 1113665.6306 | 2502872.6856 | 1113685.9343
146 | 2502813.9825 | 1113669.9965 | 2502819.7312 | 1113684.278 | 2502828.0238 | 1113681.0625
147 | 2502828.8719 | 1113680.7337 | 2502828.0238 | 1113681.0625
148 | 2502763.4479 | 1114051.4183 | 2502764.9406 | 1114054.3189
149 | 2502751.7112 | 1114037.2113 | 2502751.7112 | 1114037.2113 | 2502755.9602 | 1114039.6557 | 2502759.7092 | 1114044.1538 | 2502763.4479 | 1114051.4183
150 | 2502830.9495 | 1113962.0994 | 2502860.9539 | 1113988.2138
151 | 2502813.4086 | 1113946.8327 | 2502830.9495 | 1113962.0994
152 | 2502807.3654 | 1113986.7974 | 2502823.3994 | 1114000.6484
153 | 2502807.3654 | 1113986.7974 | 2502790.8811 | 1114004.9776
154 | 2502807.3654 | 1113986.7974 | 2502797.3804 | 1113978.1725
155 | 2502626.9058 | 1113653.2808 | 2502624.1493 | 1113645.2322
156 | 2502626.9058 | 1113653.2808 | 2502626.9896 | 1113653.5254
157 | 2502624.1493 | 1113645.2322 | 2502623.0125 | 1113641.9128 | 2502619.0558 | 1113621.5666
158 | 2502626.9896 | 1113653.5254 | 2502627.0796 | 1113653.7883
159 | 2502618.8926 | 1113620.7274 | 2502619.0558 | 1113621.5666
160 | 2502627.0796 | 1113653.7883 | 2502628.3279 | 1113657.4332
161 | 2502609.7229 | 1113509.2776 | 2502616.7382 | 1113609.6493 | 2502618.8926 | 1113620.7274
162 | 2502628.3279 | 1113657.4332 | 2502629.6569 | 1113661.3136
163 | 2502609.7229 | 1113509.2776 | 2502631.7735 | 1113513.8257 | 2502640.2269 | 1113515.413 | 2502648.6491 | 1113516.5005 | 2502647.727 | 1113521.1293 | 2502651.6746 | 1113522.0997 | 2502657.4573 | 1113527.1766 | 2502660.7114 | 1113533.0612 | 2502666.6019 | 1113533.8003
164 | 2502631.2733 | 1113666.0334 | 2502629.6569 | 1113661.3136
165 | 2502666.6019 | 1113533.8003 | 2502668.4025 | 1113541.0425 | 2502670.6575 | 1113549.1669 | 2502675.8351 | 1113565.138 | 2502679.7565 | 1113575.5258 | 2502681.9642 | 1113580.4585
166 | 2502745.1917 | 1113729.7053 | 2502744.3794 | 1113727.4287
167 | 2502745.1917 | 1113729.7053 | 2502751.2723 | 1113746.7476
168 | 2502754.5189 | 1113755.8473 | 2502751.2723 | 1113746.7476
169 | 2502762.9248 | 1113983.2644 | 2502765.7378 | 1113980.1399

## bus_geodata
| x | y | coords
0 | 2502601.7028 | 1113883.882
1 | 2502580.6234 | 1113894.5071
2 | 2502617.4264 | 1113876.9929
3 | 2502543.9261 | 1113917.6062
4 | 2502574.2202 | 1113866.8739
5 | 2502637.0623 | 1113869.0537
6 | 2502534.1339 | 1113924.4806
7 | 2502570.8585 | 1113852.3795
8 | 2502677.7943 | 1113852.581
9 | 2502512.0243 | 1113942.2812
10 | 2502566.2964 | 1113832.7094
11 | 2502678.2466 | 1113852.4017
12 | 2502494.8416 | 1113956.4048
13 | 2502565.7624 | 1113830.4056
14 | 2502702.8239 | 1113842.654
15 | 2502405.7474 | 1113930.63
16 | 2502413.2611 | 1113924.6109
17 | 2502390.6097 | 1113941.3859
18 | 2502431.994 | 1113909.6043
19 | 2502387.7612 | 1113935.2725
20 | 2502403.3239 | 1113966.6775
21 | 2502444.3844 | 1113899.6786
22 | 2502369.61 | 1113947.7047
23 | 2502366.9461 | 1113894.2382
24 | 2502403.3944 | 1113966.8178
25 | 2502451.9435 | 1113893.6231
26 | 2502336.1284 | 1113970.6369
27 | 2502436.247 | 1113845.126
28 | 2502387.6732 | 1113981.1079
29 | 2502404.9169 | 1113970.2176
30 | 2502442.3755 | 1113840.6111
31 | 2502373.8619 | 1113998.5732
32 | 2502421.5999 | 1114002.9392
33 | 2502486.1596 | 1113964.0363
34 | 2502463.8156 | 1113983.6766
35 | 2502369.5115 | 1114080.6668
36 | 2502392.2645 | 1114056.9321
37 | 2502431.8655 | 1114015.6224
38 | 2502461.0662 | 1113986.4257
39 | 2502522.4191 | 1113969.2459
40 | 2502728.1336 | 1113832.352
41 | 2502703.3126 | 1113827.8926
42 | 2502767.7869 | 1113816.3512
43 | 2502738.5076 | 1113845.3267
44 | 2502707.2508 | 1113826.3728
45 | 2502697.6184 | 1113830.0862
46 | 2502691.1754 | 1113832.5683
47 | 2502677.0512 | 1113818.8869
48 | 2502789.8616 | 1113807.4561
49 | 2502667.5161 | 1113772.8195
50 | 2502591.3879 | 1114038.8216
51 | 2502573.3226 | 1114020.5974
52 | 2502610.0212 | 1114057.6181
53 | 2502623.7939 | 1114071.5111
54 | 2502532.2572 | 1113967.9753
55 | 2502643.2535 | 1114074.8505
56 | 2502549.8318 | 1113965.7053
57 | 2502654.8372 | 1114064.4543
58 | 2502568.1195 | 1113963.3433
59 | 2502654.8778 | 1114064.4179
60 | 2502501.5301 | 1113728.4554
61 | 2502541.923 | 1113727.5708
62 | 2502548.6571 | 1113756.6042
63 | 2502559.0566 | 1113710.9066
64 | 2502548.7651 | 1113757.0696
65 | 2502563.4278 | 1113706.6551
66 | 2502554.2014 | 1113780.4991
67 | 2502555.5135 | 1113786.1695
68 | 2502607.5513 | 1113957.734
69 | 2502619.4919 | 1113955.6929
70 | 2502594.1763 | 1113959.9778
71 | 2502628.5066 | 1113954.1519
72 | 2502658.02 | 1113949.107
73 | 2502672.7187 | 1113946.8104
74 | 2502687.2295 | 1113984.3224
75 | 2502710.026 | 1113940.9792
76 | 2502718.7476 | 1114021.3054
77 | 2502724.3048 | 1113938.7465
78 | 2502720.5775 | 1114023.4475
79 | 2502730.0923 | 1113937.8415
80 | 2502745.9981 | 1114035.5063
81 | 2502658.2752 | 1114067.7595
82 | 2502344.7399 | 1114025.9991
83 | 2502560.6853 | 1113808.4966
84 | 2502559.9337 | 1113805.2531
85 | 2502752.0327 | 1113939.0008
86 | 2502770.6274 | 1113955.0634
87 | 2502770.5614 | 1113940.9517
88 | 2502676.8877 | 1114086.0662
89 | 2502681.6738 | 1114090.7736
90 | 2502780.5765 | 1113963.6576
91 | 2502807.8052 | 1113935.3251
92 | 2502665.1985 | 1113765.3887
93 | 2502653.3005 | 1113730.3854
94 | 2502672.3258 | 1113768.7732
95 | 2502643.8438 | 1113702.7377
96 | 2502702.3469 | 1113774.347
97 | 2502637.9699 | 1113685.5866
98 | 2502670.4006 | 1113693.6863
99 | 2502827.7419 | 1113815.5863
100 | 2502807.128 | 1113783.5419
101 | 2502830.2998 | 1113818.6337
102 | 2502798.2292 | 1113764.7842
103 | 2502838.1828 | 1113781.7533
104 | 2502931.677 | 1113795.9623
105 | 2502933.1486 | 1113794.2821
106 | 2502902.4899 | 1113757.2175
107 | 2502748.9852 | 1113683.1022
108 | 2502810.3579 | 1113660.9918
109 | 2502745.3938 | 1113678.3348
110 | 2502861.9162 | 1113773.5352
111 | 2502949.2901 | 1113777.7353
112 | 2502969.6582 | 1113788.8035
113 | 2502892.5126 | 1113733.3549
114 | 2502932.083 | 1113745.5192
115 | 2502944.7025 | 1113804.7478
116 | 2503002.7354 | 1113793.0993
117 | 2503015.6812 | 1113805.1866
118 | 2502988.3901 | 1113806.5375
119 | 2502677.1661 | 1113691.3804
120 | 2502677.2418 | 1113691.3546
121 | 2502677.7878 | 1113691.1685
122 | 2502635.1206 | 1113677.267
123 | 2502727.9786 | 1113681.4609
124 | 2502633.7809 | 1113673.3551
125 | 2502737.5476 | 1113708.2808
126 | 2502713.2056 | 1113645.7049
127 | 2502632.4682 | 1113669.5223
128 | 2503060.0248 | 1113878.2121
129 | 2503044.1298 | 1113855.6749
130 | 2503046.0729 | 1113847.1486
131 | 2503034.9679 | 1113865.7898
132 | 2502970.4328 | 1113825.8884
133 | 2502982.0003 | 1113813.4232
134 | 2502812.0351 | 1113665.1584
135 | 2502884.0036 | 1113713.0037
136 | 2502833.5891 | 1113913.2738
137 | 2502880.8338 | 1113705.4226
138 | 2502872.6856 | 1113685.9343
139 | 2502813.9825 | 1113669.9965
140 | 2502864.1963 | 1113665.6306
141 | 2502828.8719 | 1113680.7337
142 | 2502828.0238 | 1113681.0625
143 | 2502764.9406 | 1114054.3189
144 | 2502763.4479 | 1114051.4183
145 | 2502751.7112 | 1114037.2113
146 | 2502830.9495 | 1113962.0994
147 | 2502860.9539 | 1113988.2138
148 | 2502813.4086 | 1113946.8327
149 | 2502823.3994 | 1114000.6484
150 | 2502807.3654 | 1113986.7974
151 | 2502790.8811 | 1114004.9776
152 | 2502797.3804 | 1113978.1725
153 | 2502626.9058 | 1113653.2808
154 | 2502624.1493 | 1113645.2322
155 | 2502626.9896 | 1113653.5254
156 | 2502619.0558 | 1113621.5666
157 | 2502627.0796 | 1113653.7883
158 | 2502618.8926 | 1113620.7274
159 | 2502628.3279 | 1113657.4332
160 | 2502609.7229 | 1113509.2776
161 | 2502629.6569 | 1113661.3136
162 | 2502666.6019 | 1113533.8003
163 | 2502631.2733 | 1113666.0334
164 | 2502681.9642 | 1113580.4585
165 | 2502744.3794 | 1113727.4287
166 | 2502745.1917 | 1113729.7052
167 | 2502751.2723 | 1113746.7476
168 | 2502754.5189 | 1113755.8473
169 | 2502765.7378 | 1113980.1399
170 | 2502762.9248 | 1113983.2644
171 | 2502749.3455 | 1113845.3526

## line_std_types
| c_nf_per_km | r_ohm_per_km | x_ohm_per_km | max_i_ka | type | q_mm2 | alpha | voltage_rating
NAYY 4x50 SE | 210 | 0.642 | 0.083 | 0.142 | cs | 50 | 0.00403 | LV
NAYY 4x120 SE | 264 | 0.225 | 0.08 | 0.242 | cs | 120 | 0.00403 | LV
NAYY 4x150 SE | 261 | 0.208 | 0.08 | 0.27 | cs | 150 | 0.00403 | LV
NA2XS2Y 1x95 RM/25 12/20 kV | 216 | 0.313 | 0.132 | 0.252 | cs | 95 | 0.00403 | MV
NA2XS2Y 1x185 RM/25 12/20 kV | 273 | 0.161 | 0.117 | 0.362 | cs | 185 | 0.00403 | MV
NA2XS2Y 1x240 RM/25 12/20 kV | 304 | 0.122 | 0.112 | 0.421 | cs | 240 | 0.00403 | MV
NA2XS2Y 1x95 RM/25 6/10 kV | 315 | 0.313 | 0.123 | 0.249 | cs | 95 | 0.00403 | MV
NA2XS2Y 1x185 RM/25 6/10 kV | 406 | 0.161 | 0.11 | 0.358 | cs | 185 | 0.00403 | MV
NA2XS2Y 1x240 RM/25 6/10 kV | 456 | 0.122 | 0.105 | 0.416 | cs | 240 | 0.00403 | MV
NA2XS2Y 1x150 RM/25 12/20 kV | 250 | 0.206 | 0.116 | 0.319 | cs | 150 | 0.00403 | MV
NA2XS2Y 1x120 RM/25 12/20 kV | 230 | 0.253 | 0.119 | 0.283 | cs | 120 | 0.00403 | MV
NA2XS2Y 1x70 RM/25 12/20 kV | 190 | 0.443 | 0.132 | 0.22 | cs | 70 | 0.00403 | MV
NA2XS2Y 1x150 RM/25 6/10 kV | 360 | 0.206 | 0.11 | 0.315 | cs | 150 | 0.00403 | MV
NA2XS2Y 1x120 RM/25 6/10 kV | 340 | 0.253 | 0.113 | 0.28 | cs | 120 | 0.00403 | MV
NA2XS2Y 1x70 RM/25 6/10 kV | 280 | 0.443 | 0.123 | 0.217 | cs | 70 | 0.00403 | MV
N2XS(FL)2Y 1x120 RM/35 64/110 kV | 112 | 0.153 | 0.166 | 0.366 | cs | 120 | 0.00393 | HV
N2XS(FL)2Y 1x185 RM/35 64/110 kV | 125 | 0.099 | 0.156 | 0.457 | cs | 185 | 0.00393 | HV
N2XS(FL)2Y 1x240 RM/35 64/110 kV | 135 | 0.075 | 0.149 | 0.526 | cs | 240 | 0.00393 | HV
N2XS(FL)2Y 1x300 RM/35 64/110 kV | 144 | 0.06 | 0.144 | 0.588 | cs | 300 | 0.00393 | HV
15-AL1/3-ST1A 0.4 | 11 | 1.8769 | 0.35 | 0.105 | ol | 16 | 0.00403 | LV
24-AL1/4-ST1A 0.4 | 11.25 | 1.2012 | 0.335 | 0.14 | ol | 24 | 0.00403 | LV
48-AL1/8-ST1A 0.4 | 12.2 | 0.5939 | 0.3 | 0.21 | ol | 48 | 0.00403 | LV
94-AL1/15-ST1A 0.4 | 13.2 | 0.306 | 0.29 | 0.35 | ol | 94 | 0.00403 | LV
34-AL1/6-ST1A 10.0 | 9.7 | 0.8342 | 0.36 | 0.17 | ol | 34 | 0.00403 | MV
48-AL1/8-ST1A 10.0 | 10.1 | 0.5939 | 0.35 | 0.21 | ol | 48 | 0.00403 | MV
70-AL1/11-ST1A 10.0 | 10.4 | 0.4132 | 0.339 | 0.29 | ol | 70 | 0.00403 | MV
94-AL1/15-ST1A 10.0 | 10.75 | 0.306 | 0.33 | 0.35 | ol | 94 | 0.00403 | MV
122-AL1/20-ST1A 10.0 | 11.1 | 0.2376 | 0.323 | 0.41 | ol | 122 | 0.00403 | MV
149-AL1/24-ST1A 10.0 | 11.25 | 0.194 | 0.315 | 0.47 | ol | 149 | 0.00403 | MV
34-AL1/6-ST1A 20.0 | 9.15 | 0.8342 | 0.382 | 0.17 | ol | 34 | 0.00403 | MV
48-AL1/8-ST1A 20.0 | 9.5 | 0.5939 | 0.372 | 0.21 | ol | 48 | 0.00403 | MV
70-AL1/11-ST1A 20.0 | 9.7 | 0.4132 | 0.36 | 0.29 | ol | 70 | 0.00403 | MV
94-AL1/15-ST1A 20.0 | 10 | 0.306 | 0.35 | 0.35 | ol | 94 | 0.00403 | MV
122-AL1/20-ST1A 20.0 | 10.3 | 0.2376 | 0.344 | 0.41 | ol | 122 | 0.00403 | MV
149-AL1/24-ST1A 20.0 | 10.5 | 0.194 | 0.337 | 0.47 | ol | 149 | 0.00403 | MV
184-AL1/30-ST1A 20.0 | 10.75 | 0.1571 | 0.33 | 0.535 | ol | 184 | 0.00403 | MV
243-AL1/39-ST1A 20.0 | 11 | 0.1188 | 0.32 | 0.645 | ol | 243 | 0.00403 | MV
48-AL1/8-ST1A 110.0 | 8 | 0.5939 | 0.46 | 0.21 | ol | 48 | 0.00403 | HV
70-AL1/11-ST1A 110.0 | 8.4 | 0.4132 | 0.45 | 0.29 | ol | 70 | 0.00403 | HV
94-AL1/15-ST1A 110.0 | 8.65 | 0.306 | 0.44 | 0.35 | ol | 94 | 0.00403 | HV
122-AL1/20-ST1A 110.0 | 8.5 | 0.2376 | 0.43 | 0.41 | ol | 122 | 0.00403 | HV
149-AL1/24-ST1A 110.0 | 8.75 | 0.194 | 0.41 | 0.47 | ol | 149 | 0.00403 | HV
184-AL1/30-ST1A 110.0 | 8.8 | 0.1571 | 0.4 | 0.535 | ol | 184 | 0.00403 | HV
243-AL1/39-ST1A 110.0 | 9 | 0.1188 | 0.39 | 0.645 | ol | 243 | 0.00403 | HV
305-AL1/39-ST1A 110.0 | 9.2 | 0.0949 | 0.38 | 0.74 | ol | 305 | 0.00403 | HV
490-AL1/64-ST1A 110.0 | 9.75 | 0.059 | 0.37 | 0.96 | ol | 490 | 0.00403 | HV
679-AL1/86-ST1A 110.0 | 9.95 | 0.042 | 0.36 | 1.15 | ol | 679 | 0.00403 | HV
490-AL1/64-ST1A 220.0 | 10 | 0.059 | 0.285 | 0.96 | ol | 490 | 0.00403 | HV
679-AL1/86-ST1A 220.0 | 11.7 | 0.042 | 0.275 | 1.15 | ol | 679 | 0.00403 | HV
490-AL1/64-ST1A 380.0 | 11 | 0.059 | 0.253 | 0.96 | ol | 490 | 0.00403 | HV
679-AL1/86-ST1A 380.0 | 14.6 | 0.042 | 0.25 | 1.15 | ol | 679 | 0.00403 | HV

## trafo_std_types
| i0_percent | pfe_kw | vkr_percent | sn_mva | vn_lv_kv | vn_hv_kv | vk_percent | shift_degree | vector_group | tap_side | tap_neutral | tap_min | tap_max | tap_step_degree | tap_step_percent | tap_phase_shifter
160 MVA 380/110 kV | 0.06 | 60 | 0.25 | 160 | 110 | 380 | 12.2 | 0 | Yy0 | hv | 0 | -9 | 9 | 0 | 1.5 | FALSE
100 MVA 220/110 kV | 0.06 | 55 | 0.26 | 100 | 110 | 220 | 12 | 0 | Yy0 | hv | 0 | -9 | 9 | 0 | 1.5 | FALSE
63 MVA 110/20 kV | 0.04 | 22 | 0.32 | 63 | 20 | 110 | 18 | 150 | YNd5 | hv | 0 | -9 | 9 | 0 | 1.5 | FALSE
40 MVA 110/20 kV | 0.05 | 18 | 0.34 | 40 | 20 | 110 | 16.2 | 150 | YNd5 | hv | 0 | -9 | 9 | 0 | 1.5 | FALSE
25 MVA 110/20 kV | 0.07 | 14 | 0.41 | 25 | 20 | 110 | 12 | 150 | YNd5 | hv | 0 | -9 | 9 | 0 | 1.5 | FALSE
63 MVA 110/10 kV | 0.04 | 22 | 0.32 | 63 | 10 | 110 | 18 | 150 | YNd5 | hv | 0 | -9 | 9 | 0 | 1.5 | FALSE
40 MVA 110/10 kV | 0.05 | 18 | 0.34 | 40 | 10 | 110 | 16.2 | 150 | YNd5 | hv | 0 | -9 | 9 | 0 | 1.5 | FALSE
25 MVA 110/10 kV | 0.07 | 14 | 0.41 | 25 | 10 | 110 | 12 | 150 | YNd5 | hv | 0 | -9 | 9 | 0 | 1.5 | FALSE
0.25 MVA 20/0.4 kV | 0.32 | 0.8 | 1.44 | 0.25 | 0.4 | 20 | 6 | 150 | Yzn5 | hv | 0 | -2 | 2 | 0 | 2.5 | FALSE
0.4 MVA 20/0.4 kV | 0.3375 | 1.35 | 1.425 | 0.4 | 0.4 | 20 | 6 | 150 | Dyn5 | hv | 0 | -2 | 2 | 0 | 2.5 | FALSE
0.63 MVA 20/0.4 kV | 0.2619 | 1.65 | 1.206 | 0.63 | 0.4 | 20 | 6 | 150 | Dyn5 | hv | 0 | -2 | 2 | 0 | 2.5 | FALSE
0.25 MVA 10/0.4 kV | 0.24 | 0.6 | 1.2 | 0.25 | 0.4 | 10 | 4 | 150 | Dyn5 | hv | 0 | -2 | 2 | 0 | 2.5 | FALSE
0.4 MVA 10/0.4 kV | 0.2375 | 0.95 | 1.325 | 0.4 | 0.4 | 10 | 4 | 150 | Dyn5 | hv | 0 | -2 | 2 | 0 | 2.5 | FALSE
0.63 MVA 10/0.4 kV | 0.1873 | 1.18 | 1.0794 | 0.63 | 0.4 | 10 | 4 | 150 | Dyn5 | hv | 0 | -2 | 2 | 0 | 2.5 | FALSE

## trafo3w_std_types
| sn_hv_mva | sn_mv_mva | sn_lv_mva | vn_hv_kv | vn_mv_kv | vn_lv_kv | vk_hv_percent | vk_mv_percent | vk_lv_percent | vkr_hv_percent | vkr_mv_percent | vkr_lv_percent | pfe_kw | i0_percent | shift_mv_degree | shift_lv_degree | vector_group | tap_side | tap_neutral | tap_min | tap_max | tap_step_percent
63/25/38 MVA 110/20/10 kV | 63 | 25 | 38 | 110 | 20 | 10 | 10.4 | 10.4 | 10.4 | 0.28 | 0.32 | 0.35 | 35 | 0.89 | 0 | 0 | YN0yn0yn0 | hv | 0 | -10 | 10 | 1.2
63/25/38 MVA 110/10/10 kV | 63 | 25 | 38 | 110 | 10 | 10 | 10.4 | 10.4 | 10.4 | 0.28 | 0.32 | 0.35 | 35 | 0.89 | 0 | 0 | YN0yn0yn0 | hv | 0 | -10 | 10 | 1.2

## fuse_std_types
| fuse_type | i_rated_a | t_avg | t_min | t_total | x_avg | x_min | x_total
HV 100A | HV 100A | 100 | 0 | [10.0, 3.64, 0.854, 0.281, 0.1, 0.0531, 0.022, 0.01] | [10.0, 4.267, 1.21, 0.403, 0.1, 0.058, 0.022, 0.01] | 0 | [300.0, 350.0, 450.0, 550.0, 700.0, 850.0, 1200.0, 1752.0] | [600.0, 700.0, 900.0, 1150.0, 1665.0, 2000.0, 3000.0, 4313.0]
HV 10A | HV 10A | 10 | 0 | [10.0, 1675.0, 0.344, 0.156, 0.1, 0.0417, 0.0171, 0.01] | [10.0, 1.3, 0.3, 0.155, 0.1, 0.0555, 0.023, 0.01] | 0 | [30.0, 32.0, 35.0, 37.0, 39.0, 50.0, 70.0, 88.0] | [60.0, 70.0, 80.0, 87.0, 94.0, 110.0, 150.0, 216.0]
HV 125A | HV 125A | 125 | 0 | [10.0, 1.82, 0.344, 0.1, 0.0467, 0.0269, 0.01] | [10.0, 2.478, 0.426, 0.1, 0.0427, 0.0211, 0.01] | 0 | [375.0, 500.0, 700.0, 925.0, 1200.0, 1500.0, 2341.0] | [750.0, 1000.0, 1500.0, 2200.0, 3000.0, 4000.0, 5765.0]
HV 160A | HV 160A | 160 | 0 | [10.0, 4.15, 1.03, 0.198, 0.1, 0.051, 0.0172, 0.01] | [10.0, 2.3, 0.734, 0.274, 0.1, 0.046, 0.0177, 0.01] | 0 | [480.0, 550.0, 700.0, 1000.0, 1260.0, 1600.0, 2500.0, 3227.0] | [960.0, 1300.0, 1700.0, 2200.0, 2996.0, 4000.0, 6000.0, 7946.0]
HV 16A | HV 16A | 16 | 0 | [10.0, 0.352, 0.164, 0.1, 0.0649, 0.0342, 0.01] | [10.0, 2.34, 0.722, 0.181, 0.1, 0.055, 0.0296, 0.01] | 0 | [48.0, 60.0, 65.0, 71.0, 80.0, 100.0, 162.0] | [96.0, 110.0, 125.0, 150.0, 168.0, 200.0, 250.0, 398.0]
HV 200A | HV 200A | 200 | 0 | [10.0, 4.267, 1.21, 0.403, 0.1, 0.058, 0.022, 0.01] | [10.0, 3.73, 1.654, 0.328, 0.1, 0.0531, 0.019, 0.01] | 0 | [600.0, 700.0, 900.0, 1150.0, 1665.0, 2000.0, 3000.0, 4313.0] | [1200.0, 1500.0, 1800.0, 2700.0, 3960.0, 5000.0, 7500.0, 10620.0]
HV 20A | HV 20A | 20 | 0 | [10.0, 1.3, 0.3, 0.155, 0.1, 0.0555, 0.023, 0.01] | [10.0, 1.3, 0.161, 0.1, 0.0611, 0.0399, 0.0141, 0.01] | 0 | [60.0, 70.0, 80.0, 87.0, 94.0, 110.0, 150.0, 216.0] | [120.0, 150.0, 200.0, 223.0, 260.0, 300.0, 450.0, 532.0]
HV 25A | HV 25A | 25 | 0 | [10.0, 2.512, 0.833, 0.299, 0.1, 0.0372, 0.0223, 0.01] | [10.0, 3.125, 0.597, 0.198, 0.1, 0.0378, 0.022, 0.01] | 0 | [75.0, 82.0, 90.0, 100.0, 124.0, 170.0, 200.0, 289.0] | [150.0, 170.0, 210.0, 250.0, 294.0, 400.0, 500.0, 711.0]
HV 31.5A | HV 31.5A | 31.5 | 0 | [10.0, 2.34, 0.722, 0.181, 0.1, 0.055, 0.0296, 0.01] | [10.0, 2.84, 0.368, 0.164, 0.1, 0.0621, 0.0378, 0.0195, 0.01] | 0 | [95.0, 110.0, 125.0, 150.0, 165.0, 200.0, 250.0, 390.0] | [189.0, 220.0, 300.0, 350.0, 393.0, 450.0, 530.0, 700.0, 960.0]
HV 40A | HV 40A | 40 | 0 | [10.0, 1.3, 0.161, 0.1, 0.0611, 0.0399, 0.0141, 0.01] | [10.0, 2.05, 0.369, 0.198, 0.1, 0.051, 0.0298, 0.01] | 0 | [120.0, 150.0, 200.0, 223.0, 260.0, 300.0, 450.0, 532.0] | [240.0, 300.0, 400.0, 450.0, 530.0, 650.0, 800.0, 1311.0]
HV 50A | HV 50A | 50 | 0 | [10.0, 3.215, 0.597, 0.198, 0.1, 0.0378, 0.022, 0.01] | [10.0, 3.64, 0.854, 0.281, 0.1, 0.0531, 0.022, 0.01] | 0 | [150.0, 170.0, 210.0, 250.0, 294.0, 400.0, 500.0, 711.0] | [300.0, 350.0, 450.0, 550.0, 700.0, 850.0, 1200.0, 1752.0]
HV 6.3A | HV 6.3A | 6.3 | 0 | [10.0, 1.39, 0.344, 0.168, 0.1, 0.056, 0.0263, 0.01] | [10.0, 1.711, 0.516, 0.198, 0.1, 0.0634, 0.0303, 0.01] | 0 | [19.0, 19.5, 20.4, 20.8, 22.0, 25.0, 32.0, 48.0] | [38.0, 40.0, 43.0, 48.0, 53.0, 60.0, 75.0, 118.0]
HV 63A | HV 63A | 63 | 0 | [10.0, 2.84, 0.368, 0.164, 0.1, 0.0621, 0.0378, 0.0195, 0.01] | [10.0, 1.82, 0.344, 0.1, 0.0467, 0.0269, 0.01] | 0 | [189.0, 220.0, 300.0, 350.0, 393.0, 450.0, 530.0, 700.0, 961.0] | [378.0, 500.0, 700.0, 934.0, 1200.0, 1500.0, 2366.0]
HV 80A | HV 80A | 80 | 0 | [10.0, 2.05, 0.369, 0.198, 0.1, 0.051, 0.0298, 0.01] | [10.0, 4.15, 1.03, 0.198, 0.1, 0.051, 0.0172, 0.01] | 0 | [240.0, 300.0, 400.0, 450.0, 530.0, 650.0, 800.0, 1311.0] | [480.0, 550.0, 700.0, 1000.0, 1260.0, 1600.0, 2500.0, 3227.0]
Siemens NH-1-100 | Siemens NH-1-100 | 100 | [5400.0, 2000.0, 400.0, 20.0, 1.0, 0.2, 0.012, 0.004] | 0 | 0 | [150.0, 190.0, 250.0, 430.0, 900.0, 1250.0, 2700.0, 3600.0] | 0 | 0
Siemens NH-1-125 | Siemens NH-1-125 | 125 | [4800.0, 120.0, 7.0, 0.1, 0.004] | 0 | 0 | [180.0, 400.0, 740.0, 2000.0, 4250.0] | 0 | 0
Siemens NH-1-16 | Siemens NH-1-16 | 16 | [4000.0, 400.0, 2.0, 0.1, 0.04, 0.01] | 0 | 0 | [26.0, 35.0, 75.0, 150.0, 200.0, 300.0] | 0 | 0
Siemens NH-1-160 | Siemens NH-1-160 | 160 | [4800.0, 120.0, 7.0, 0.1, 0.004] | 0 | 0 | [210.0, 500.0, 900.0, 2300.0, 5000.0] | 0 | 0
Siemens NH-1-25 | Siemens NH-1-25 | 25 | [4000.0, 1000.0, 10.0, 0.2, 0.02, 0.01] | 0 | 0 | [40.0, 50.0, 100.0, 210.0, 400.0, 500.0] | 0 | 0
Siemens NH-1-50 | Siemens NH-1-50 | 50 | [4000.0, 40.0, 4.0, 1.0, 0.02, 0.01] | 0 | 0 | [86.0, 200.0, 300.0, 400.0, 1000.0, 1280.0] | 0 | 0
Siemens NH-1-63 | Siemens NH-1-63 | 63 | [4000.0, 100.0, 10.0, 2.0, 0.04, 0.01] | 0 | 0 | [100.0, 200.0, 300.0, 400.0, 1000.0, 1500.0] | 0 | 0
Siemens NH-1-80 | Siemens NH-1-80 | 80 | [4800.0, 120.0, 7.0, 0.1, 0.01] | 0 | 0 | [150.58, 250.0, 450.0, 1150.0, 2470.0] | 0 | 0
Siemens NH-2-1000 | Siemens NH-2-1000 | 1000 | [4800.0, 120.0, 7.0, 0.1, 0.004] | 0 | 0 | [1900.0, 3500.0, 8400.0, 24000.0, 52000.0] | 0 | 0
Siemens NH-2-200 | Siemens NH-2-200 | 200 | [4800.0, 120.0, 7.0, 0.1, 0.004] | 0 | 0 | [280.0, 650.0, 1200.0, 3000.0, 7000.0] | 0 | 0
Siemens NH-2-224 | Siemens NH-2-224 | 224 | [4800.0, 120.0, 7.0, 0.2, 0.04, 0.004] | 0 | 0 | [400.0, 750.0, 1453.0, 3025.0, 4315.0, 7600.0] | 0 | 0
Siemens NH-2-250 | Siemens NH-2-250 | 250 | [4800.0, 120.0, 7.0, 0.1, 0.004] | 0 | 0 | [450.0, 800.0, 1650.0, 4000.0, 8500.0] | 0 | 0
Siemens NH-2-315 | Siemens NH-2-315 | 315 | [4800.0, 120.0, 7.0, 0.1, 0.004] | 0 | 0 | [550.0, 920.0, 1900.0, 5000.0, 11000.0] | 0 | 0
Siemens NH-2-355 | Siemens NH-2-355 | 355 | [4800.0, 120.0, 6.0, 0.1, 0.004] | 0 | 0 | [650.0, 1116.27, 2350.0, 5840.0, 12790.0] | 0 | 0
Siemens NH-2-400 | Siemens NH-2-400 | 400 | [4800.0, 120.0, 7.0, 0.1, 0.004] | 0 | 0 | [720.0, 1350.0, 2800.0, 6500.0, 15000.0] | 0 | 0
Siemens NH-2-425 | Siemens NH-2-425 | 425 | [4800.0, 120.0, 7.0, 0.1, 0.004] | 0 | 0 | [850.0, 1500.0, 3050.0, 7500.0, 16500.0] | 0 | 0
Siemens NH-2-630 | Siemens NH-2-630 | 630 | [4800.0, 120.0, 7.0, 0.1, 0.004] | 0 | 0 | [1200.0, 2000.0, 4800.0, 12000.0, 26000.0] | 0 | 0

## dtypes
| element | column | dtype
0 | bus | name | object
1 | bus | vn_kv | float64
2 | bus | type | object
3 | bus | zone | object
4 | bus | in_service | bool
5 | load | name | object
6 | load | bus | uint32
7 | load | p_mw | float64
8 | load | q_mvar | float64
9 | load | const_z_percent | float64
10 | load | const_i_percent | float64
11 | load | sn_mva | float64
12 | load | scaling | float64
13 | load | in_service | bool
14 | load | type | object
15 | ext_grid | name | object
16 | ext_grid | bus | uint32
17 | ext_grid | vm_pu | float64
18 | ext_grid | va_degree | float64
19 | ext_grid | slack_weight | float64
20 | ext_grid | in_service | bool
21 | line | name | object
22 | line | std_type | object
23 | line | from_bus | uint32
24 | line | to_bus | uint32
25 | line | length_km | float64
26 | line | r_ohm_per_km | float64
27 | line | x_ohm_per_km | float64
28 | line | c_nf_per_km | float64
29 | line | g_us_per_km | float64
30 | line | max_i_ka | float64
31 | line | df | float64
32 | line | parallel | uint32
33 | line | type | object
34 | line | in_service | bool
35 | trafo | name | object
36 | trafo | std_type | object
37 | trafo | hv_bus | uint32
38 | trafo | lv_bus | uint32
39 | trafo | sn_mva | float64
40 | trafo | vn_hv_kv | float64
41 | trafo | vn_lv_kv | float64
42 | trafo | vk_percent | float64
43 | trafo | vkr_percent | float64
44 | trafo | pfe_kw | float64
45 | trafo | i0_percent | float64
46 | trafo | shift_degree | float64
47 | trafo | tap_side | object
48 | trafo | tap_neutral | int32
49 | trafo | tap_min | int32
50 | trafo | tap_max | int32
51 | trafo | tap_step_percent | float64
52 | trafo | tap_step_degree | float64
53 | trafo | tap_pos | int32
54 | trafo | tap_phase_shifter | bool
55 | trafo | parallel | uint32
56 | trafo | df | float64
57 | trafo | in_service | bool
58 | line_geodata | coords | object
59 | bus_geodata | x | float64
60 | bus_geodata | y | float64
61 | bus_geodata | coords | object

## parameters
| version | format_version | converged | OPF_converged | name | f_hz | sn_mva
0 | 2.14.6 | 2.14.0 | FALSE | FALSE |  | 50 | 1