## bus
| name | vn_kv | type | zone | in_service
0 | bus_LV_6645-11_0_3_node_0 | 0.4 | n |  | TRUE
1 | bus_LV_6645-11_0_3_node_1 | 0.4 | n |  | TRUE
2 | bus_LV_6645-11_0_3_node_2 | 0.4 | n |  | TRUE
3 | bus_LV_6645-11_0_3_node_3 | 0.4 | n |  | TRUE
4 | bus_LV_6645-11_0_3_node_4 | 0.4 | n |  | TRUE
5 | bus_LV_6645-11_0_3_node_5 | 0.4 | n |  | TRUE
6 | bus_LV_6645-11_0_3_node_6 | 0.4 | n |  | TRUE
7 | bus_LV_6645-11_0_3_node_7 | 0.4 | n |  | TRUE
8 | bus_LV_6645-11_0_3_node_8 | 0.4 | n |  | TRUE
9 | bus_LV_6645-11_0_3_node_22 | 0.4 | n |  | TRUE
10 | bus_LV_6645-11_0_3_node_19 | 0.4 | n |  | TRUE
11 | bus_LV_6645-11_0_3_node_23 | 0.4 | n |  | TRUE
12 | bus_LV_6645-11_0_3_node_27 | 0.4 | n |  | TRUE
13 | bus_LV_6645-11_0_3_node_17 | 0.4 | n |  | TRUE
14 | bus_LV_6645-11_0_3_node_10 | 0.4 | n |  | TRUE
15 | bus_LV_6645-11_0_3_node_11 | 0.4 | n |  | TRUE
16 | bus_LV_6645-11_0_3_node_12 | 0.4 | n |  | TRUE
17 | bus_LV_6645-11_0_3_node_13 | 0.4 | n |  | TRUE
18 | bus_LV_6645-11_0_3_node_14 | 0.4 | n |  | TRUE
19 | bus_LV_6645-11_0_3_node_15 | 0.4 | n |  | TRUE
20 | bus_LV_6645-11_0_3_node_16 | 0.4 | n |  | TRUE
21 | bus_LV_6645-11_0_3_node_24 | 0.4 | n |  | TRUE
22 | bus_LV_6645-11_0_3_node_25 | 0.4 | n |  | TRUE
23 | bus_LV_6645-11_0_3_node_18 | 0.4 | n |  | TRUE
24 | bus_LV_6645-11_0_3_node_20 | 0.4 | n |  | TRUE
25 | bus_LV_6645-11_0_3_node_21 | 0.4 | n |  | TRUE
26 | bus_LV_6645-11_0_3_node_83 | 0.4 | n |  | TRUE
27 | bus_LV_6645-11_0_3_node_77 | 0.4 | n |  | TRUE
28 | bus_LV_6645-11_0_3_node_92 | 0.4 | n |  | TRUE
29 | bus_LV_6645-11_0_3_node_79 | 0.4 | n |  | TRUE
30 | bus_LV_6645-11_0_3_node_75 | 0.4 | n |  | TRUE
31 | bus_LV_6645-11_0_3_node_26 | 0.4 | n |  | TRUE
32 | bus_LV_6645-11_0_3_node_199 | 0.4 | n |  | TRUE
33 | bus_LV_6645-11_0_3_node_198 | 0.4 | n |  | TRUE
34 | bus_LV_6645-11_0_3_node_84 | 0.4 | n |  | TRUE
35 | bus_LV_6645-11_0_3_node_85 | 0.4 | n |  | TRUE
36 | bus_LV_6645-11_0_3_node_28 | 0.4 | n |  | TRUE
37 | bus_LV_6645-11_0_3_node_29 | 0.4 | n |  | TRUE
38 | bus_LV_6645-11_0_3_node_30 | 0.4 | n |  | TRUE
39 | bus_LV_6645-11_0_3_node_31 | 0.4 | n |  | TRUE
40 | bus_LV_6645-11_0_3_node_32 | 0.4 | n |  | TRUE
41 | bus_LV_6645-11_0_3_node_33 | 0.4 | n |  | TRUE
42 | bus_LV_6645-11_0_3_node_150 | 0.4 | n |  | TRUE
43 | bus_LV_6645-11_0_3_node_122 | 0.4 | n |  | TRUE
44 | bus_LV_6645-11_0_3_node_152 | 0.4 | n |  | TRUE
45 | bus_LV_6645-11_0_3_node_106 | 0.4 | n |  | TRUE
46 | bus_LV_6645-11_0_3_node_36 | 0.4 | n |  | TRUE
47 | bus_LV_6645-11_0_3_node_181 | 0.4 | n |  | TRUE
48 | bus_LV_6645-11_0_3_node_39 | 0.4 | n |  | TRUE
49 | bus_LV_6645-11_0_3_node_40 | 0.4 | n |  | TRUE
50 | bus_LV_6645-11_0_3_node_41 | 0.4 | n |  | TRUE
51 | bus_LV_6645-11_0_3_node_42 | 0.4 | n |  | TRUE
52 | bus_LV_6645-11_0_3_node_156 | 0.4 | n |  | TRUE
53 | bus_LV_6645-11_0_3_node_155 | 0.4 | n |  | TRUE
54 | bus_LV_6645-11_0_3_node_43 | 0.4 | n |  | TRUE
55 | bus_LV_6645-11_0_3_node_44 | 0.4 | n |  | TRUE
56 | bus_LV_6645-11_0_3_node_45 | 0.4 | n |  | TRUE
57 | bus_LV_6645-11_0_3_node_46 | 0.4 | n |  | TRUE
58 | bus_LV_6645-11_0_3_node_47 | 0.4 | n |  | TRUE
59 | bus_LV_6645-11_0_3_node_48 | 0.4 | n |  | TRUE
60 | bus_LV_6645-11_0_3_node_49 | 0.4 | n |  | TRUE
61 | bus_LV_6645-11_0_3_node_175 | 0.4 | n |  | TRUE
62 | bus_LV_6645-11_0_3_node_215 | 0.4 | n |  | TRUE
63 | bus_LV_6645-11_0_3_node_174 | 0.4 | n |  | TRUE
64 | bus_LV_6645-11_0_3_node_50 | 0.4 | n |  | TRUE
65 | bus_LV_6645-11_0_3_node_51 | 0.4 | n |  | TRUE
66 | bus_LV_6645-11_0_3_node_52 | 0.4 | n |  | TRUE
67 | bus_LV_6645-11_0_3_node_53 | 0.4 | n |  | TRUE
68 | bus_LV_6645-11_0_3_node_54 | 0.4 | n |  | TRUE
69 | bus_LV_6645-11_0_3_node_55 | 0.4 | n |  | TRUE
70 | bus_LV_6645-11_0_3_node_56 | 0.4 | n |  | TRUE
71 | bus_LV_6645-11_0_3_node_57 | 0.4 | n |  | TRUE
72 | bus_LV_6645-11_0_3_node_58 | 0.4 | n |  | TRUE
73 | bus_LV_6645-11_0_3_node_59 | 0.4 | n |  | TRUE
74 | bus_LV_6645-11_0_3_node_60 | 0.4 | n |  | TRUE
75 | bus_LV_6645-11_0_3_node_61 | 0.4 | n |  | TRUE
76 | bus_LV_6645-11_0_3_node_62 | 0.4 | n |  | TRUE
77 | bus_LV_6645-11_0_3_node_129 | 0.4 | n |  | TRUE
78 | bus_LV_6645-11_0_3_node_66 | 0.4 | n |  | TRUE
79 | bus_LV_6645-11_0_3_node_63 | 0.4 | n |  | TRUE
80 | bus_LV_6645-11_0_3_node_172 | 0.4 | n |  | TRUE
81 | bus_LV_6645-11_0_3_node_120 | 0.4 | n |  | TRUE
82 | bus_LV_6645-11_0_3_node_178 | 0.4 | n |  | TRUE
83 | bus_LV_6645-11_0_3_node_228 | 0.4 | n |  | TRUE
84 | bus_LV_6645-11_0_3_node_130 | 0.4 | n |  | TRUE
85 | bus_LV_6645-11_0_3_node_67 | 0.4 | n |  | TRUE
86 | bus_LV_6645-11_0_3_node_64 | 0.4 | n |  | TRUE
87 | bus_LV_6645-11_0_3_node_173 | 0.4 | n |  | TRUE
88 | bus_LV_6645-11_0_3_node_114 | 0.4 | n |  | TRUE
89 | bus_LV_6645-11_0_3_node_180 | 0.4 | n |  | TRUE
90 | bus_LV_6645-11_0_3_node_176 | 0.4 | n |  | TRUE
91 | bus_LV_6645-11_0_3_node_229 | 0.4 | n |  | TRUE
92 | bus_LV_6645-11_0_3_node_65 | 0.4 | n |  | TRUE
93 | bus_LV_6645-11_0_3_node_154 | 0.4 | n |  | TRUE
94 | bus_LV_6645-11_0_3_node_153 | 0.4 | n |  | TRUE
95 | bus_LV_6645-11_0_3_node_68 | 0.4 | n |  | TRUE
96 | bus_LV_6645-11_0_3_node_69 | 0.4 | n |  | TRUE
97 | bus_LV_6645-11_0_3_node_70 | 0.4 | n |  | TRUE
98 | bus_LV_6645-11_0_3_node_71 | 0.4 | n |  | TRUE
99 | bus_LV_6645-11_0_3_node_72 | 0.4 | n |  | TRUE
100 | bus_LV_6645-11_0_3_node_74 | 0.4 | n |  | TRUE
101 | bus_LV_6645-11_0_3_node_73 | 0.4 | n |  | TRUE
102 | bus_LV_6645-11_0_3_node_115 | 0.4 | n |  | TRUE
103 | bus_LV_6645-11_0_3_node_108 | 0.4 | n |  | TRUE
104 | bus_LV_6645-11_0_3_node_117 | 0.4 | n |  | TRUE
105 | bus_LV_6645-11_0_3_node_109 | 0.4 | n |  | TRUE
106 | bus_LV_6645-11_0_3_node_76 | 0.4 | n |  | TRUE
107 | bus_LV_6645-11_0_3_node_78 | 0.4 | n |  | TRUE
108 | bus_LV_6645-11_0_3_node_80 | 0.4 | n |  | TRUE
109 | bus_LV_6645-11_0_3_node_81 | 0.4 | n |  | TRUE
110 | bus_LV_6645-11_0_3_node_82 | 0.4 | n |  | TRUE
111 | bus_LV_6645-11_0_3_node_216 | 0.4 | n |  | TRUE
112 | bus_LV_6645-11_0_3_node_231 | 0.4 | n |  | TRUE
113 | bus_LV_6645-11_0_3_node_166 | 0.4 | n |  | TRUE
114 | bus_LV_6645-11_0_3_node_183 | 0.4 | n |  | TRUE
115 | bus_LV_6645-11_0_3_node_184 | 0.4 | n |  | TRUE
116 | bus_LV_6645-11_0_3_node_185 | 0.4 | n |  | TRUE
117 | bus_LV_6645-11_0_3_node_186 | 0.4 | n |  | TRUE
118 | bus_LV_6645-11_0_3_node_187 | 0.4 | n |  | TRUE
119 | bus_LV_6645-11_0_3_node_188 | 0.4 | n |  | TRUE
120 | bus_LV_6645-11_0_3_node_213 | 0.4 | n |  | TRUE
121 | bus_LV_6645-11_0_3_node_167 | 0.4 | n |  | TRUE
122 | bus_LV_6645-11_0_3_node_90 | 0.4 | n |  | TRUE
123 | bus_LV_6645-11_0_3_node_86 | 0.4 | n |  | TRUE
124 | bus_LV_6645-11_0_3_node_200 | 0.4 | n |  | TRUE
125 | bus_LV_6645-11_0_3_node_87 | 0.4 | n |  | TRUE
126 | bus_LV_6645-11_0_3_node_121 | 0.4 | n |  | TRUE
127 | bus_LV_6645-11_0_3_node_88 | 0.4 | n |  | TRUE
128 | bus_LV_6645-11_0_3_node_89 | 0.4 | n |  | TRUE
129 | bus_LV_6645-11_0_3_node_91 | 0.4 | n |  | TRUE
130 | bus_LV_6645-11_0_3_node_93 | 0.4 | n |  | TRUE
131 | bus_LV_6645-11_0_3_node_94 | 0.4 | n |  | TRUE
132 | bus_LV_6645-11_0_3_node_95 | 0.4 | n |  | TRUE
133 | bus_LV_6645-11_0_3_node_96 | 0.4 | n |  | TRUE
134 | bus_LV_6645-11_0_3_node_97 | 0.4 | n |  | TRUE
135 | bus_LV_6645-11_0_3_node_98 | 0.4 | n |  | TRUE
136 | bus_LV_6645-11_0_3_node_99 | 0.4 | n |  | TRUE
137 | bus_LV_6645-11_0_3_node_118 | 0.4 | n |  | TRUE
138 | bus_LV_6645-11_0_3_node_119 | 0.4 | n |  | TRUE
139 | bus_LV_6645-11_0_3_node_214 | 0.4 | n |  | TRUE
140 | bus_LV_6645-11_0_3_node_101 | 0.4 | n |  | TRUE
141 | bus_LV_6645-11_0_3_node_102 | 0.4 | n |  | TRUE
142 | bus_LV_6645-11_0_3_node_103 | 0.4 | n |  | TRUE
143 | bus_LV_6645-11_0_3_node_104 | 0.4 | n |  | TRUE
144 | bus_LV_6645-11_0_3_node_105 | 0.4 | n |  | TRUE
145 | bus_LV_6645-11_0_3_node_107 | 0.4 | n |  | TRUE
146 | bus_LV_6645-11_0_3_node_110 | 0.4 | n |  | TRUE
147 | bus_LV_6645-11_0_3_node_111 | 0.4 | n |  | TRUE
148 | bus_LV_6645-11_0_3_node_112 | 0.4 | n |  | TRUE
149 | bus_LV_6645-11_0_3_node_113 | 0.4 | n |  | TRUE
150 | bus_LV_6645-11_0_3_node_145 | 0.4 | n |  | TRUE
151 | bus_LV_6645-11_0_3_node_143 | 0.4 | n |  | TRUE
152 | bus_LV_6645-11_0_3_node_197 | 0.4 | n |  | TRUE
153 | bus_LV_6645-11_0_3_node_196 | 0.4 | n |  | TRUE
154 | bus_LV_6645-11_0_3_node_131 | 0.4 | n |  | TRUE
155 | bus_LV_6645-11_0_3_node_132 | 0.4 | n |  | TRUE
156 | bus_LV_6645-11_0_3_node_164 | 0.4 | n |  | TRUE
157 | bus_LV_6645-11_0_3_node_137 | 0.4 | n |  | TRUE
158 | bus_LV_6645-11_0_3_node_138 | 0.4 | n |  | TRUE
159 | bus_LV_6645-11_0_3_node_139 | 0.4 | n |  | TRUE
160 | bus_LV_6645-11_0_3_node_140 | 0.4 | n |  | TRUE
161 | bus_LV_6645-11_0_3_node_141 | 0.4 | n |  | TRUE
162 | bus_LV_6645-11_0_3_node_142 | 0.4 | n |  | TRUE
163 | bus_LV_6645-11_0_3_node_148 | 0.4 | n |  | TRUE
164 | bus_LV_6645-11_0_3_node_149 | 0.4 | n |  | TRUE
165 | bus_LV_6645-11_0_3_node_144 | 0.4 | n |  | TRUE
166 | bus_LV_6645-11_0_3_node_146 | 0.4 | n |  | TRUE
167 | bus_LV_6645-11_0_3_node_147 | 0.4 | n |  | TRUE
168 | bus_LV_6645-11_0_3_node_201 | 0.4 | n |  | TRUE
169 | bus_LV_6645-11_0_3_node_202 | 0.4 | n |  | TRUE
170 | bus_LV_6645-11_0_3_node_204 | 0.4 | n |  | TRUE
171 | bus_LV_6645-11_0_3_node_212 | 0.4 | n |  | TRUE
172 | bus_LV_6645-11_0_3_node_168 | 0.4 | n |  | TRUE
173 | bus_LV_6645-11_0_3_node_219 | 0.4 | n |  | TRUE
174 | bus_LV_6645-11_0_3_node_177 | 0.4 | n |  | TRUE
175 | bus_LV_6645-11_0_3_node_179 | 0.4 | n |  | TRUE
176 | bus_LV_6645-11_0_3_node_182 | 0.4 | n |  | TRUE
177 | bus_LV_6645-11_0_3_node_194 | 0.4 | n |  | TRUE
178 | bus_LV_6645-11_0_3_node_191 | 0.4 | n |  | TRUE
179 | bus_LV_6645-11_0_3_node_192 | 0.4 | n |  | TRUE
180 | bus_LV_6645-11_0_3_node_193 | 0.4 | n |  | TRUE
181 | bus_LV_6645-11_0_3_node_195 | 0.4 | n |  | TRUE
182 | bus_LV_6645-11_0_3_node_295 | 0.4 | n |  | TRUE
183 | bus_LV_6645-11_0_3_node_205 | 0.4 | n |  | TRUE
184 | bus_LV_6645-11_0_3_node_203 | 0.4 | n |  | TRUE
185 | bus_LV_6645-11_0_3_node_206 | 0.4 | n |  | TRUE
186 | bus_LV_6645-11_0_3_node_261 | 0.4 | n |  | TRUE
187 | bus_LV_6645-11_0_3_node_264 | 0.4 | n |  | TRUE
188 | bus_LV_6645-11_0_3_node_230 | 0.4 | n |  | TRUE
189 | bus_LV_6645-11_0_3_node_303 | 0.4 | n |  | TRUE
190 | bus_MV_460_0_node_35 | 20 | n |  | TRUE

## load
| name | bus | p_mw | q_mvar | const_z_percent | const_i_percent | sn_mva | scaling | in_service | type
0 | LV_6645-11_0_3_load_0 | 0 | 0.0010198 | 0.00025558 | 0 | 0 |  | 1 | TRUE | wye
1 | LV_6645-11_0_3_load_1 | 1 | 0.00047613 | 0.00011933 | 0 | 0 |  | 1 | TRUE | wye
2 | LV_6645-11_0_3_load_3 | 3 | 0.0019077 | 0.00047812 | 0 | 0 |  | 1 | TRUE | wye
3 | LV_6645-11_0_3_load_4 | 4 | 0.0021938 | 0.00054982 | 0 | 0 |  | 1 | TRUE | wye
4 | LV_6645-11_0_3_load_6 | 6 | 0.0019576 | 0.00049063 | 0 | 0 |  | 1 | TRUE | wye
5 | LV_6645-11_0_3_load_7 | 7 | 0.00051516 | 0.00012911 | 0 | 0 |  | 1 | TRUE | wye
6 | LV_6645-11_0_3_load_8 | 8 | 0.00091331 | 0.0002289 | 0 | 0 |  | 1 | TRUE | wye
7 | LV_6645-11_0_3_load_22 | 9 | 0.0013773 | 0.00034519 | 0 | 0 |  | 1 | TRUE | wye
8 | LV_6645-11_0_3_load_19 | 10 | 0.0016031 | 0.00040177 | 0 | 0 |  | 1 | TRUE | wye
9 | LV_6645-11_0_3_load_27 | 12 | 0.0015903 | 0.00039856 | 0 | 0 |  | 1 | TRUE | wye
10 | LV_6645-11_0_3_load_17 | 13 | 0.001924 | 0.00048221 | 0 | 0 |  | 1 | TRUE | wye
11 | LV_6645-11_0_3_load_10 | 14 | 0.0016506 | 0.00041369 | 0 | 0 |  | 1 | TRUE | wye
12 | LV_6645-11_0_3_load_11 | 15 | 0.00069468 | 0.0001741 | 0 | 0 |  | 1 | TRUE | wye
13 | LV_6645-11_0_3_load_12 | 16 | 0.0013983 | 0.00035045 | 0 | 0 |  | 1 | TRUE | wye
14 | LV_6645-11_0_3_load_13 | 17 | 0.0012986 | 0.00032547 | 0 | 0 |  | 1 | TRUE | wye
15 | LV_6645-11_0_3_load_14 | 18 | 0.00078638 | 0.00019708 | 0 | 0 |  | 1 | TRUE | wye
16 | LV_6645-11_0_3_load_15 | 19 | 0.0024499 | 0.00061401 | 0 | 0 |  | 1 | TRUE | wye
17 | LV_6645-11_0_3_load_16 | 20 | 0.0011346 | 0.00028437 | 0 | 0 |  | 1 | TRUE | wye
18 | LV_6645-11_0_3_load_25 | 22 | 0.001012 | 0.00025362 | 0 | 0 |  | 1 | TRUE | wye
19 | LV_6645-11_0_3_load_18 | 23 | 0.00054332 | 0.00013617 | 0 | 0 |  | 1 | TRUE | wye
20 | LV_6645-11_0_3_load_20 | 24 | 0.0016234 | 0.00040687 | 0 | 0 |  | 1 | TRUE | wye
21 | LV_6645-11_0_3_load_21 | 25 | 0.00065814 | 0.00016495 | 0 | 0 |  | 1 | TRUE | wye
22 | LV_6645-11_0_3_load_83 | 26 | 0.0013451 | 0.00033711 | 0 | 0 |  | 1 | TRUE | wye
23 | LV_6645-11_0_3_load_92 | 28 | 0.00076707 | 0.00019225 | 0 | 0 |  | 1 | TRUE | wye
24 | LV_6645-11_0_3_load_75 | 30 | 0.0009302 | 0.00023313 | 0 | 0 |  | 1 | TRUE | wye
25 | LV_6645-11_0_3_load_26 | 31 | 0.0007949 | 0.00019922 | 0 | 0 |  | 1 | TRUE | wye
26 | LV_6645-11_0_3_load_199 | 32 | 0.0009693 | 0.00024293 | 0 | 0 |  | 1 | TRUE | wye
27 | LV_6645-11_0_3_load_198 | 33 | 0.00077391 | 0.00019396 | 0 | 0 |  | 1 | TRUE | wye
28 | LV_6645-11_0_3_load_84 | 34 | 0.00093449 | 0.0002342 | 0 | 0 |  | 1 | TRUE | wye
29 | LV_6645-11_0_3_load_85 | 35 | 0.0010508 | 0.00026336 | 0 | 0 |  | 1 | TRUE | wye
30 | LV_6645-11_0_3_load_28 | 36 | 0.0012548 | 0.00031449 | 0 | 0 |  | 1 | TRUE | wye
31 | LV_6645-11_0_3_load_29 | 37 | 0.0013992 | 0.00035066 | 0 | 0 |  | 1 | TRUE | wye
32 | LV_6645-11_0_3_load_30 | 38 | 0.0015924 | 0.00039909 | 0 | 0 |  | 1 | TRUE | wye
33 | LV_6645-11_0_3_load_32 | 40 | 0.0026097 | 0.00065406 | 0 | 0 |  | 1 | TRUE | wye
34 | LV_6645-11_0_3_load_33 | 41 | 0.0011446 | 0.00028687 | 0 | 0 |  | 1 | TRUE | wye
35 | LV_6645-11_0_3_load_150 | 42 | 0.0014858 | 0.00037237 | 0 | 0 |  | 1 | TRUE | wye
36 | LV_6645-11_0_3_load_122 | 43 | 0.0011531 | 0.00028899 | 0 | 0 |  | 1 | TRUE | wye
37 | LV_6645-11_0_3_load_152 | 44 | 0.0021355 | 0.0005352 | 0 | 0 |  | 1 | TRUE | wye
38 | LV_6645-11_0_3_load_36 | 46 | 0.00096297 | 0.00024134 | 0 | 0 |  | 1 | TRUE | wye
39 | LV_6645-11_0_3_load_181 | 47 | 0.0013568 | 0.00034005 | 0 | 0 |  | 1 | TRUE | wye
40 | LV_6645-11_0_3_load_39 | 48 | 0.0024644 | 0.00061764 | 0 | 0 |  | 1 | TRUE | wye
41 | LV_6645-11_0_3_load_40 | 49 | 0.0022139 | 0.00055485 | 0 | 0 |  | 1 | TRUE | wye
42 | LV_6645-11_0_3_load_41 | 50 | 0.0015469 | 0.00038769 | 0 | 0 |  | 1 | TRUE | wye
43 | LV_6645-11_0_3_load_42 | 51 | 0.0019015 | 0.00047655 | 0 | 0 |  | 1 | TRUE | wye
44 | LV_6645-11_0_3_load_156 | 52 | 0.0013074 | 0.00032766 | 0 | 0 |  | 1 | TRUE | wye
45 | LV_6645-11_0_3_load_155 | 53 | 0.0020178 | 0.0005057 | 0 | 0 |  | 1 | TRUE | wye
46 | LV_6645-11_0_3_load_43 | 54 | 0.0015359 | 0.00038492 | 0 | 0 |  | 1 | TRUE | wye
47 | LV_6645-11_0_3_load_44 | 55 | 0.0038128 | 0.00095558 | 0 | 0 |  | 1 | TRUE | wye
48 | LV_6645-11_0_3_load_45 | 56 | 0.0039095 | 0.00097982 | 0 | 0 |  | 1 | TRUE | wye
49 | LV_6645-11_0_3_load_46 | 57 | 0.0036861 | 0.00092383 | 0 | 0 |  | 1 | TRUE | wye
50 | LV_6645-11_0_3_load_47 | 58 | 0.0010599 | 0.00026564 | 0 | 0 |  | 1 | TRUE | wye
51 | LV_6645-11_0_3_load_48 | 59 | 0.0083635 | 0.0020961 | 0 | 0 |  | 1 | TRUE | wye
52 | LV_6645-11_0_3_load_175 | 61 | 0.0016133 | 0.00040432 | 0 | 0 |  | 1 | TRUE | wye
53 | LV_6645-11_0_3_load_215 | 62 | 0.0011313 | 0.00028354 | 0 | 0 |  | 1 | TRUE | wye
54 | LV_6645-11_0_3_load_174 | 63 | 0.0015525 | 0.00038911 | 0 | 0 |  | 1 | TRUE | wye
55 | LV_6645-11_0_3_load_50 | 64 | 0.0018499 | 0.00046363 | 0 | 0 |  | 1 | TRUE | wye
56 | LV_6645-11_0_3_load_53 | 67 | 0.0031318 | 0.0007849 | 0 | 0 |  | 1 | TRUE | wye
57 | LV_6645-11_0_3_load_56 | 70 | 0.00098573 | 0.00024705 | 0 | 0 |  | 1 | TRUE | wye
58 | LV_6645-11_0_3_load_57 | 71 | 0.0023134 | 0.00057979 | 0 | 0 |  | 1 | TRUE | wye
59 | LV_6645-11_0_3_load_59 | 73 | 0.0032033 | 0.00080283 | 0 | 0 |  | 1 | TRUE | wye
60 | LV_6645-11_0_3_load_60 | 74 | 0.0011955 | 0.00029962 | 0 | 0 |  | 1 | TRUE | wye
61 | LV_6645-11_0_3_load_61 | 75 | 0.00097607 | 0.00024463 | 0 | 0 |  | 1 | TRUE | wye
62 | LV_6645-11_0_3_load_62 | 76 | 0.00098004 | 0.00024562 | 0 | 0 |  | 1 | TRUE | wye
63 | LV_6645-11_0_3_load_129 | 77 | 0.003168 | 0.00079398 | 0 | 0 |  | 1 | TRUE | wye
64 | LV_6645-11_0_3_load_66 | 78 | 0.00092228 | 0.00023115 | 0 | 0 |  | 1 | TRUE | wye
65 | LV_6645-11_0_3_load_63 | 79 | 0.002545 | 0.00063784 | 0 | 0 |  | 1 | TRUE | wye
66 | LV_6645-11_0_3_load_172 | 80 | 0.0013959 | 0.00034984 | 0 | 0 |  | 1 | TRUE | wye
67 | LV_6645-11_0_3_load_120 | 81 | 0.001413 | 0.00035414 | 0 | 0 |  | 1 | TRUE | wye
68 | LV_6645-11_0_3_load_228 | 83 | 0.00078663 | 0.00019715 | 0 | 0 |  | 1 | TRUE | wye
69 | LV_6645-11_0_3_load_130 | 84 | 0.0011623 | 0.00029129 | 0 | 0 |  | 1 | TRUE | wye
70 | LV_6645-11_0_3_load_67 | 85 | 0.0025618 | 0.00064205 | 0 | 0 |  | 1 | TRUE | wye
71 | LV_6645-11_0_3_load_64 | 86 | 0.001099 | 0.00027545 | 0 | 0 |  | 1 | TRUE | wye
72 | LV_6645-11_0_3_load_173 | 87 | 0.0039128 | 0.00098064 | 0 | 0 |  | 1 | TRUE | wye
73 | LV_6645-11_0_3_load_114 | 88 | 0.0014257 | 0.00035732 | 0 | 0 |  | 1 | TRUE | wye
74 | LV_6645-11_0_3_load_180 | 89 | 0.0012263 | 0.00030734 | 0 | 0 |  | 1 | TRUE | wye
75 | LV_6645-11_0_3_load_176 | 90 | 0.0013132 | 0.00032913 | 0 | 0 |  | 1 | TRUE | wye
76 | LV_6645-11_0_3_load_229 | 91 | 0.00079751 | 0.00019987 | 0 | 0 |  | 1 | TRUE | wye
77 | LV_6645-11_0_3_load_65 | 92 | 0.0021577 | 0.00054076 | 0 | 0 |  | 1 | TRUE | wye
78 | LV_6645-11_0_3_load_153 | 94 | 0.0028502 | 0.00071434 | 0 | 0 |  | 1 | TRUE | wye
79 | LV_6645-11_0_3_load_68 | 95 | 0.0010025 | 0.00025126 | 0 | 0 |  | 1 | TRUE | wye
80 | LV_6645-11_0_3_load_71 | 98 | 0.0013315 | 0.00033369 | 0 | 0 |  | 1 | TRUE | wye
81 | LV_6645-11_0_3_load_72 | 99 | 0.001528 | 0.00038295 | 0 | 0 |  | 1 | TRUE | wye
82 | LV_6645-11_0_3_load_74 | 100 | 0.0010586 | 0.00026532 | 0 | 0 |  | 1 | TRUE | wye
83 | LV_6645-11_0_3_load_115 | 102 | 0.0013752 | 0.00034465 | 0 | 0 |  | 1 | TRUE | wye
84 | LV_6645-11_0_3_load_108 | 103 | 0.0013438 | 0.00033678 | 0 | 0 |  | 1 | TRUE | wye
85 | LV_6645-11_0_3_load_117 | 104 | 0.0014998 | 0.00037589 | 0 | 0 |  | 1 | TRUE | wye
86 | LV_6645-11_0_3_load_109 | 105 | 0.0013273 | 0.00033264 | 0 | 0 |  | 1 | TRUE | wye
87 | LV_6645-11_0_3_load_76 | 106 | 0.0016219 | 0.00040648 | 0 | 0 |  | 1 | TRUE | wye
88 | LV_6645-11_0_3_load_78 | 107 | 0.00097209 | 0.00024363 | 0 | 0 |  | 1 | TRUE | wye
89 | LV_6645-11_0_3_load_80 | 108 | 0.0010826 | 0.00027134 | 0 | 0 |  | 1 | TRUE | wye
90 | LV_6645-11_0_3_load_82 | 110 | 0.0013236 | 0.00033174 | 0 | 0 |  | 1 | TRUE | wye
91 | LV_6645-11_0_3_load_216 | 111 | 0.0022806 | 0.00057157 | 0 | 0 |  | 1 | TRUE | wye
92 | LV_6645-11_0_3_load_166 | 113 | 0.0012751 | 0.00031956 | 0 | 0 |  | 1 | TRUE | wye
93 | LV_6645-11_0_3_load_183 | 114 | 0.0030897 | 0.00077434 | 0 | 0 |  | 1 | TRUE | wye
94 | LV_6645-11_0_3_load_184 | 115 | 0.0018727 | 0.00046934 | 0 | 0 |  | 1 | TRUE | wye
95 | LV_6645-11_0_3_load_185 | 116 | 0.004919 | 0.0012328 | 0 | 0 |  | 1 | TRUE | wye
96 | LV_6645-11_0_3_load_186 | 117 | 0.001107 | 0.00027745 | 0 | 0 |  | 1 | TRUE | wye
97 | LV_6645-11_0_3_load_188 | 119 | 0.00098027 | 0.00024568 | 0 | 0 |  | 1 | TRUE | wye
98 | LV_6645-11_0_3_load_167 | 121 | 0.0015267 | 0.00038263 | 0 | 0 |  | 1 | TRUE | wye
99 | LV_6645-11_0_3_load_90 | 122 | 0.0011464 | 0.0002873 | 0 | 0 |  | 1 | TRUE | wye
100 | LV_6645-11_0_3_load_86 | 123 | 0.0010309 | 0.00025836 | 0 | 0 |  | 1 | TRUE | wye
101 | LV_6645-11_0_3_load_200 | 124 | 0.0024111 | 0.00060428 | 0 | 0 |  | 1 | TRUE | wye
102 | LV_6645-11_0_3_load_87 | 125 | 0.00089732 | 0.00022489 | 0 | 0 |  | 1 | TRUE | wye
103 | LV_6645-11_0_3_load_88 | 127 | 0.0021586 | 0.00054098 | 0 | 0 |  | 1 | TRUE | wye
104 | LV_6645-11_0_3_load_89 | 128 | 0.0010376 | 0.00026004 | 0 | 0 |  | 1 | TRUE | wye
105 | LV_6645-11_0_3_load_91 | 129 | 0.0011179 | 0.00028017 | 0 | 0 |  | 1 | TRUE | wye
106 | LV_6645-11_0_3_load_93 | 130 | 0.00066007 | 0.00016543 | 0 | 0 |  | 1 | TRUE | wye
107 | LV_6645-11_0_3_load_94 | 131 | 0.0020393 | 0.0005111 | 0 | 0 |  | 1 | TRUE | wye
108 | LV_6645-11_0_3_load_95 | 132 | 0.0015013 | 0.00037626 | 0 | 0 |  | 1 | TRUE | wye
109 | LV_6645-11_0_3_load_96 | 133 | 0.00085715 | 0.00021482 | 0 | 0 |  | 1 | TRUE | wye
110 | LV_6645-11_0_3_load_97 | 134 | 0.0026882 | 0.00067373 | 0 | 0 |  | 1 | TRUE | wye
111 | LV_6645-11_0_3_load_98 | 135 | 0.0023003 | 0.0005765 | 0 | 0 |  | 1 | TRUE | wye
112 | LV_6645-11_0_3_load_99 | 136 | 0.0017718 | 0.00044406 | 0 | 0 |  | 1 | TRUE | wye
113 | LV_6645-11_0_3_load_118 | 137 | 0.0013522 | 0.00033889 | 0 | 0 |  | 1 | TRUE | wye
114 | LV_6645-11_0_3_load_119 | 138 | 0.0013077 | 0.00032774 | 0 | 0 |  | 1 | TRUE | wye
115 | LV_6645-11_0_3_load_214 | 139 | 0.0019836 | 0.00049713 | 0 | 0 |  | 1 | TRUE | wye
116 | LV_6645-11_0_3_load_101 | 140 | 0.0017661 | 0.00044263 | 0 | 0 |  | 1 | TRUE | wye
117 | LV_6645-11_0_3_load_102 | 141 | 0.001774 | 0.00044461 | 0 | 0 |  | 1 | TRUE | wye
118 | LV_6645-11_0_3_load_103 | 142 | 0.0027607 | 0.00069189 | 0 | 0 |  | 1 | TRUE | wye
119 | LV_6645-11_0_3_load_104 | 143 | 0.0030802 | 0.00077198 | 0 | 0 |  | 1 | TRUE | wye
120 | LV_6645-11_0_3_load_105 | 144 | 0.0015171 | 0.00038023 | 0 | 0 |  | 1 | TRUE | wye
121 | LV_6645-11_0_3_load_107 | 145 | 0.0018081 | 0.00045315 | 0 | 0 |  | 1 | TRUE | wye
122 | LV_6645-11_0_3_load_110 | 146 | 0.0021376 | 0.00053573 | 0 | 0 |  | 1 | TRUE | wye
123 | LV_6645-11_0_3_load_111 | 147 | 0.0020948 | 0.000525 | 0 | 0 |  | 1 | TRUE | wye
124 | LV_6645-11_0_3_load_112 | 148 | 0.00086812 | 0.00021757 | 0 | 0 |  | 1 | TRUE | wye
125 | LV_6645-11_0_3_load_113 | 149 | 0.00087842 | 0.00022015 | 0 | 0 |  | 1 | TRUE | wye
126 | LV_6645-11_0_3_load_145 | 150 | 0.00061054 | 0.00015302 | 0 | 0 |  | 1 | TRUE | wye
127 | LV_6645-11_0_3_load_143 | 151 | 0.0030683 | 0.000769 | 0 | 0 |  | 1 | TRUE | wye
128 | LV_6645-11_0_3_load_197 | 152 | 0.0017488 | 0.00043829 | 0 | 0 |  | 1 | TRUE | wye
129 | LV_6645-11_0_3_load_131 | 154 | 0.0015886 | 0.00039814 | 0 | 0 |  | 1 | TRUE | wye
130 | LV_6645-11_0_3_load_132 | 155 | 0.0011098 | 0.00027813 | 0 | 0 |  | 1 | TRUE | wye
131 | LV_6645-11_0_3_load_164 | 156 | 0.0010203 | 0.00025572 | 0 | 0 |  | 1 | TRUE | wye
132 | LV_6645-11_0_3_load_137 | 157 | 0.00071062 | 0.0001781 | 0 | 0 |  | 1 | TRUE | wye
133 | LV_6645-11_0_3_load_138 | 158 | 0.00093253 | 0.00023371 | 0 | 0 |  | 1 | TRUE | wye
134 | LV_6645-11_0_3_load_139 | 159 | 0.00065079 | 0.0001631 | 0 | 0 |  | 1 | TRUE | wye
135 | LV_6645-11_0_3_load_140 | 160 | 0.00047827 | 0.00011987 | 0 | 0 |  | 1 | TRUE | wye
136 | LV_6645-11_0_3_load_141 | 161 | 0.0030614 | 0.00076726 | 0 | 0 |  | 1 | TRUE | wye
137 | LV_6645-11_0_3_load_142 | 162 | 0.00091183 | 0.00022853 | 0 | 0 |  | 1 | TRUE | wye
138 | LV_6645-11_0_3_load_148 | 163 | 0.00079615 | 0.00019953 | 0 | 0 |  | 1 | TRUE | wye
139 | LV_6645-11_0_3_load_149 | 164 | 0.00086848 | 0.00021766 | 0 | 0 |  | 1 | TRUE | wye
140 | LV_6645-11_0_3_load_144 | 165 | 0.0021901 | 0.0005489 | 0 | 0 |  | 1 | TRUE | wye
141 | LV_6645-11_0_3_load_146 | 166 | 0.002321 | 0.00058169 | 0 | 0 |  | 1 | TRUE | wye
142 | LV_6645-11_0_3_load_147 | 167 | 0.0011953 | 0.00029958 | 0 | 0 |  | 1 | TRUE | wye
143 | LV_6645-11_0_3_load_201 | 168 | 0.00081381 | 0.00020396 | 0 | 0 |  | 1 | TRUE | wye
144 | LV_6645-11_0_3_load_202 | 169 | 0.00068037 | 0.00017052 | 0 | 0 |  | 1 | TRUE | wye
145 | LV_6645-11_0_3_load_204 | 170 | 0.00052923 | 0.00013264 | 0 | 0 |  | 1 | TRUE | wye
146 | LV_6645-11_0_3_load_212 | 171 | 0.00076619 | 0.00019202 | 0 | 0 |  | 1 | TRUE | wye
147 | LV_6645-11_0_3_load_168 | 172 | 0.0011055 | 0.00027706 | 0 | 0 |  | 1 | TRUE | wye
148 | LV_6645-11_0_3_load_219 | 173 | 0.0011869 | 0.00029747 | 0 | 0 |  | 1 | TRUE | wye
149 | LV_6645-11_0_3_load_177 | 174 | 0.0014697 | 0.00036834 | 0 | 0 |  | 1 | TRUE | wye
150 | LV_6645-11_0_3_load_179 | 175 | 0.0037253 | 0.00093365 | 0 | 0 |  | 1 | TRUE | wye
151 | LV_6645-11_0_3_load_194 | 177 | 0.0024954 | 0.0006254 | 0 | 0 |  | 1 | TRUE | wye
152 | LV_6645-11_0_3_load_191 | 178 | 0.0011084 | 0.00027778 | 0 | 0 |  | 1 | TRUE | wye
153 | LV_6645-11_0_3_load_192 | 179 | 0.00085087 | 0.00021325 | 0 | 0 |  | 1 | TRUE | wye
154 | LV_6645-11_0_3_load_193 | 180 | 0.0020068 | 0.00050294 | 0 | 0 |  | 1 | TRUE | wye
155 | LV_6645-11_0_3_load_195 | 181 | 0.0012131 | 0.00030403 | 0 | 0 |  | 1 | TRUE | wye
156 | LV_6645-11_0_3_load_295 | 182 | 0.001756 | 0.00044009 | 0 | 0 |  | 1 | TRUE | wye
157 | LV_6645-11_0_3_load_205 | 183 | 0.00094628 | 0.00023716 | 0 | 0 |  | 1 | TRUE | wye
158 | LV_6645-11_0_3_load_203 | 184 | 0.0017903 | 0.00044869 | 0 | 0 |  | 1 | TRUE | wye
159 | LV_6645-11_0_3_load_261 | 186 | 0.0037104 | 0.00092992 | 0 | 0 |  | 1 | TRUE | wye
160 | LV_6645-11_0_3_load_264 | 187 | 0.0044446 | 0.0011139 | 0 | 0 |  | 1 | TRUE | wye
161 | LV_6645-11_0_3_load_230 | 188 | 0.00078988 | 0.00019796 | 0 | 0 |  | 1 | TRUE | wye
162 | LV_6645-11_0_3_load_303 | 189 | 0.0053967 | 0.0013525 | 0 | 0 |  | 1 | TRUE | wye

## ext_grid
| name | bus | vm_pu | va_degree | slack_weight | in_service
0 |  | 76 | 1 | 0 | 1 | TRUE

## line
| name | std_type | from_bus | to_bus | length_km | r_ohm_per_km | x_ohm_per_km | c_nf_per_km | g_us_per_km | max_i_ka | df | parallel | type | in_service
0 | LV_6645-11_0_3_line_0 |  | 0 | 1 | 0.018036 | 0.125 | 0.08 | 261 | 0 | 0.364 | 1 | 1 | cs | TRUE
1 | LV_6645-11_0_3_line_1 |  | 0 | 2 | 0.023638 | 0.125 | 0.08 | 261 | 0 | 0.364 | 1 | 1 | cs | TRUE
2 | LV_6645-11_0_3_line_2 |  | 1 | 3 | 0.019437 | 0.125 | 0.08 | 261 | 0 | 0.364 | 1 | 1 | cs | TRUE
3 | LV_6645-11_0_3_line_3 |  | 2 | 4 | 0.036177 | 0.125 | 0.08 | 261 | 0 | 0.364 | 1 | 1 | cs | TRUE
4 | LV_6645-11_0_3_line_4 |  | 2 | 5 | 0.00778 | 0.125 | 0.08 | 261 | 0 | 0.364 | 1 | 1 | cs | TRUE
5 | LV_6645-11_0_3_line_5 |  | 3 | 6 | 0.031521 | 0.125 | 0.08 | 261 | 0 | 0.364 | 1 | 1 | cs | TRUE
6 | LV_6645-11_0_3_line_6 |  | 4 | 7 | 0.018987 | 0.125 | 0.08 | 261 | 0 | 0.364 | 1 | 1 | cs | TRUE
7 | LV_6645-11_0_3_line_7 |  | 5 | 8 | 0.016855 | 0.125 | 0.08 | 261 | 0 | 0.364 | 1 | 1 | cs | TRUE
8 | LV_6645-11_0_3_line_8 |  | 7 | 9 | 0.028849 | 0.125 | 0.08 | 261 | 0 | 0.364 | 1 | 1 | cs | TRUE
9 | LV_6645-11_0_3_line_9 |  | 8 | 10 | 0.021946 | 0.125 | 0.08 | 261 | 0 | 0.364 | 1 | 1 | cs | TRUE
10 | LV_6645-11_0_3_line_10 |  | 9 | 11 | 0.016235 | 0.125 | 0.08 | 261 | 0 | 0.364 | 1 | 1 | cs | TRUE
11 | LV_6645-11_0_3_line_11 |  | 10 | 12 | 0.051226 | 0.125 | 0.08 | 261 | 0 | 0.364 | 1 | 1 | cs | TRUE
12 | LV_6645-11_0_3_line_12 |  | 10 | 13 | 0.027624 | 0.125 | 0.08 | 261 | 0 | 0.364 | 1 | 1 | cs | TRUE
13 | LV_6645-11_0_3_line_13 |  | 11 | 26 | 0.023375 | 0.125 | 0.08 | 261 | 0 | 0.364 | 1 | 1 | cs | TRUE
14 | LV_6645-11_0_3_line_14 |  | 11 | 27 | 0.029381 | 0.125 | 0.08 | 261 | 0 | 0.364 | 1 | 1 | cs | TRUE
15 | LV_6645-11_0_3_line_15 |  | 13 | 23 | 0.029563 | 0.125 | 0.08 | 261 | 0 | 0.364 | 1 | 1 | cs | TRUE
16 | LV_6645-11_0_3_line_16 |  | 14 | 15 | 0.0092059 | 0.125 | 0.08 | 261 | 0 | 0.364 | 1 | 1 | cs | TRUE
17 | LV_6645-11_0_3_line_17 |  | 14 | 16 | 0.018151 | 0.125 | 0.08 | 261 | 0 | 0.364 | 1 | 1 | cs | TRUE
18 | LV_6645-11_0_3_line_18 |  | 15 | 17 | 0.019689 | 0.125 | 0.08 | 261 | 0 | 0.364 | 1 | 1 | cs | TRUE
19 | LV_6645-11_0_3_line_19 |  | 16 | 18 | 0.015123 | 0.125 | 0.08 | 261 | 0 | 0.364 | 1 | 1 | cs | TRUE
20 | LV_6645-11_0_3_line_20 |  | 17 | 19 | 0.0064953 | 0.125 | 0.08 | 261 | 0 | 0.364 | 1 | 1 | cs | TRUE
21 | LV_6645-11_0_3_line_21 |  | 18 | 20 | 0.025362 | 0.125 | 0.08 | 261 | 0 | 0.364 | 1 | 1 | cs | TRUE
22 | LV_6645-11_0_3_line_22 |  | 20 | 21 | 0.02251 | 0.125 | 0.08 | 261 | 0 | 0.364 | 1 | 1 | cs | TRUE
23 | LV_6645-11_0_3_line_23 |  | 21 | 22 | 0.074997 | 0.125 | 0.08 | 261 | 0 | 0.364 | 1 | 1 | cs | TRUE
24 | LV_6645-11_0_3_line_24 |  | 22 | 31 | 0.027038 | 0.125 | 0.08 | 261 | 0 | 0.364 | 1 | 1 | cs | TRUE
25 | LV_6645-11_0_3_line_25 |  | 23 | 24 | 0.0071054 | 0.125 | 0.08 | 261 | 0 | 0.364 | 1 | 1 | cs | TRUE
26 | LV_6645-11_0_3_line_26 |  | 24 | 25 | 0.0046781 | 0.125 | 0.08 | 261 | 0 | 0.364 | 1 | 1 | cs | TRUE
27 | LV_6645-11_0_3_line_27 |  | 26 | 28 | 0.027953 | 0.125 | 0.08 | 261 | 0 | 0.364 | 1 | 1 | cs | TRUE
28 | LV_6645-11_0_3_line_28 |  | 27 | 29 | 0.018376 | 0.125 | 0.08 | 261 | 0 | 0.364 | 1 | 1 | cs | TRUE
29 | LV_6645-11_0_3_line_29 |  | 27 | 30 | 0.030027 | 0.125 | 0.08 | 261 | 0 | 0.364 | 1 | 1 | cs | TRUE
30 | LV_6645-11_0_3_line_30 |  | 28 | 122 | 0.0067901 | 0.125 | 0.08 | 261 | 0 | 0.364 | 1 | 1 | cs | TRUE
31 | LV_6645-11_0_3_line_31 |  | 29 | 109 | 0.044939 | 0.125 | 0.08 | 261 | 0 | 0.364 | 1 | 1 | cs | TRUE
32 | LV_6645-11_0_3_line_32 |  | 29 | 110 | 0.032719 | 0.125 | 0.08 | 261 | 0 | 0.364 | 1 | 1 | cs | TRUE
33 | LV_6645-11_0_3_line_33 |  | 30 | 106 | 0.02782 | 0.125 | 0.08 | 261 | 0 | 0.364 | 1 | 1 | cs | TRUE
34 | LV_6645-11_0_3_line_34 |  | 31 | 32 | 0.028576 | 0.125 | 0.08 | 261 | 0 | 0.364 | 1 | 1 | cs | TRUE
35 | LV_6645-11_0_3_line_35 |  | 32 | 33 | 0.00057025 | 0.125 | 0.08 | 261 | 0 | 0.364 | 1 | 1 | cs | TRUE
36 | LV_6645-11_0_3_line_36 |  | 33 | 124 | 0.013927 | 0.125 | 0.08 | 261 | 0 | 0.364 | 1 | 1 | cs | TRUE
37 | LV_6645-11_0_3_line_37 |  | 33 | 34 | 0.058934 | 0.125 | 0.08 | 261 | 0 | 0.364 | 1 | 1 | cs | TRUE
38 | LV_6645-11_0_3_line_38 |  | 34 | 35 | 0.0013079 | 0.125 | 0.08 | 261 | 0 | 0.364 | 1 | 1 | cs | TRUE
39 | LV_6645-11_0_3_line_39 |  | 35 | 123 | 0.029392 | 0.125 | 0.08 | 261 | 0 | 0.364 | 1 | 1 | cs | TRUE
40 | LV_6645-11_0_3_line_40 |  | 36 | 37 | 0.035875 | 0.125 | 0.08 | 261 | 0 | 0.364 | 1 | 1 | cs | TRUE
41 | LV_6645-11_0_3_line_41 |  | 36 | 38 | 0.02766 | 0.125 | 0.08 | 261 | 0 | 0.364 | 1 | 1 | cs | TRUE
42 | LV_6645-11_0_3_line_42 |  | 37 | 39 | 0.017775 | 0.125 | 0.08 | 261 | 0 | 0.364 | 1 | 1 | cs | TRUE
43 | LV_6645-11_0_3_line_43 |  | 39 | 40 | 0.0055479 | 0.125 | 0.08 | 261 | 0 | 0.364 | 1 | 1 | cs | TRUE
44 | LV_6645-11_0_3_line_44 |  | 39 | 41 | 0.043372 | 0.125 | 0.08 | 261 | 0 | 0.364 | 1 | 1 | cs | TRUE
45 | LV_6645-11_0_3_line_45 |  | 40 | 42 | 0.017238 | 0.125 | 0.08 | 261 | 0 | 0.364 | 1 | 1 | cs | TRUE
46 | LV_6645-11_0_3_line_46 |  | 41 | 43 | 0.055744 | 0.125 | 0.08 | 261 | 0 | 0.364 | 1 | 1 | cs | TRUE
47 | LV_6645-11_0_3_line_47 |  | 42 | 44 | 0.01248 | 0.125 | 0.08 | 261 | 0 | 0.364 | 1 | 1 | cs | TRUE
48 | LV_6645-11_0_3_line_48 |  | 43 | 45 | 0.0019222 | 0.125 | 0.08 | 261 | 0 | 0.364 | 1 | 1 | cs | TRUE
49 | LV_6645-11_0_3_line_49 |  | 44 | 94 | 0.006221 | 0.125 | 0.08 | 261 | 0 | 0.364 | 1 | 1 | cs | TRUE
50 | LV_6645-11_0_3_line_50 |  | 45 | 126 | 0.039777 | 0.125 | 0.08 | 261 | 0 | 0.364 | 1 | 1 | cs | TRUE
51 | LV_6645-11_0_3_line_51 |  | 45 | 143 | 0.029413 | 0.125 | 0.08 | 261 | 0 | 0.364 | 1 | 1 | cs | TRUE
52 | LV_6645-11_0_3_line_52 |  | 46 | 47 | 0.053412 | 0.125 | 0.08 | 261 | 0 | 0.364 | 1 | 1 | cs | TRUE
53 | LV_6645-11_0_3_line_53 |  | 47 | 175 | 0.019002 | 0.125 | 0.08 | 261 | 0 | 0.364 | 1 | 1 | cs | TRUE
54 | LV_6645-11_0_3_line_54 |  | 48 | 49 | 0.0032006 | 0.125 | 0.08 | 261 | 0 | 0.364 | 1 | 1 | cs | TRUE
55 | LV_6645-11_0_3_line_55 |  | 49 | 50 | 0.043035 | 0.125 | 0.08 | 261 | 0 | 0.364 | 1 | 1 | cs | TRUE
56 | LV_6645-11_0_3_line_56 |  | 50 | 51 | 0.0032789 | 0.125 | 0.08 | 261 | 0 | 0.364 | 1 | 1 | cs | TRUE
57 | LV_6645-11_0_3_line_57 |  | 51 | 52 | 0.040981 | 0.125 | 0.08 | 261 | 0 | 0.364 | 1 | 1 | cs | TRUE
58 | LV_6645-11_0_3_line_58 |  | 52 | 53 | 0.0049933 | 0.125 | 0.08 | 261 | 0 | 0.364 | 1 | 1 | cs | TRUE
59 | LV_6645-11_0_3_line_59 |  | 53 | 93 | 0.02068 | 0.125 | 0.08 | 261 | 0 | 0.364 | 1 | 1 | cs | TRUE
60 | LV_6645-11_0_3_line_60 |  | 54 | 55 | 0.0067403 | 0.125 | 0.08 | 261 | 0 | 0.364 | 1 | 1 | cs | TRUE
61 | LV_6645-11_0_3_line_61 |  | 54 | 56 | 0.017503 | 0.125 | 0.08 | 261 | 0 | 0.364 | 1 | 1 | cs | TRUE
62 | LV_6645-11_0_3_line_62 |  | 55 | 57 | 0.0065351 | 0.125 | 0.08 | 261 | 0 | 0.364 | 1 | 1 | cs | TRUE
63 | LV_6645-11_0_3_line_63 |  | 56 | 58 | 0.0092855 | 0.125 | 0.08 | 261 | 0 | 0.364 | 1 | 1 | cs | TRUE
64 | LV_6645-11_0_3_line_64 |  | 57 | 59 | 0.0062842 | 0.125 | 0.08 | 261 | 0 | 0.364 | 1 | 1 | cs | TRUE
65 | LV_6645-11_0_3_line_65 |  | 58 | 60 | 0.038435 | 0.125 | 0.08 | 261 | 0 | 0.364 | 1 | 1 | cs | TRUE
66 | LV_6645-11_0_3_line_66 |  | 60 | 61 | 0.0074687 | 0.125 | 0.08 | 261 | 0 | 0.364 | 1 | 1 | cs | TRUE
67 | LV_6645-11_0_3_line_67 |  | 60 | 62 | 0.020144 | 0.125 | 0.08 | 261 | 0 | 0.364 | 1 | 1 | cs | TRUE
68 | LV_6645-11_0_3_line_68 |  | 61 | 63 | 0.013673 | 0.125 | 0.08 | 261 | 0 | 0.364 | 1 | 1 | cs | TRUE
69 | LV_6645-11_0_3_line_69 |  | 63 | 87 | 0.004803 | 0.125 | 0.08 | 261 | 0 | 0.364 | 1 | 1 | cs | TRUE
70 | LV_6645-11_0_3_line_70 |  | 64 | 65 | 0.01008 | 0.125 | 0.08 | 261 | 0 | 0.364 | 1 | 1 | cs | TRUE
71 | LV_6645-11_0_3_line_71 |  | 64 | 66 | 0.017537 | 0.125 | 0.08 | 261 | 0 | 0.364 | 1 | 1 | cs | TRUE
72 | LV_6645-11_0_3_line_72 |  | 65 | 67 | 0.012418 | 0.125 | 0.08 | 261 | 0 | 0.364 | 1 | 1 | cs | TRUE
73 | LV_6645-11_0_3_line_73 |  | 65 | 68 | 0.017177 | 0.125 | 0.08 | 261 | 0 | 0.364 | 1 | 1 | cs | TRUE
74 | LV_6645-11_0_3_line_74 |  | 66 | 69 | 0.023742 | 0.125 | 0.08 | 261 | 0 | 0.364 | 1 | 1 | cs | TRUE
75 | LV_6645-11_0_3_line_75 |  | 66 | 70 | 0.02575 | 0.125 | 0.08 | 261 | 0 | 0.364 | 1 | 2 | cs | TRUE
76 | LV_6645-11_0_3_line_76 |  | 67 | 71 | 0.018262 | 0.125 | 0.08 | 261 | 0 | 0.364 | 1 | 1 | cs | TRUE
77 | LV_6645-11_0_3_line_77 |  | 68 | 72 | 0.006897 | 0.125 | 0.08 | 261 | 0 | 0.364 | 1 | 1 | cs | TRUE
78 | LV_6645-11_0_3_line_78 |  | 68 | 73 | 0.03557 | 0.125 | 0.08 | 261 | 0 | 0.364 | 1 | 1 | cs | TRUE
79 | LV_6645-11_0_3_line_79 |  | 69 | 74 | 0.026429 | 0.125 | 0.08 | 261 | 0 | 0.364 | 1 | 1 | cs | TRUE
80 | LV_6645-11_0_3_line_80 |  | 69 | 75 | 0.027977 | 0.125 | 0.08 | 261 | 0 | 0.364 | 1 | 1 | cs | TRUE
81 | LV_6645-11_0_3_line_81 |  | 70 | 76 | 0.0066244 | 0.125 | 0.08 | 261 | 0 | 0.364 | 1 | 2 | cs | TRUE
82 | LV_6645-11_0_3_line_82 |  | 71 | 77 | 0.010692 | 0.125 | 0.08 | 261 | 0 | 0.364 | 1 | 1 | cs | TRUE
83 | LV_6645-11_0_3_line_83 |  | 72 | 78 | 0.008874 | 0.125 | 0.08 | 261 | 0 | 0.364 | 1 | 1 | cs | TRUE
84 | LV_6645-11_0_3_line_84 |  | 72 | 79 | 0.031638 | 0.125 | 0.08 | 261 | 0 | 0.364 | 1 | 1 | cs | TRUE
85 | LV_6645-11_0_3_line_85 |  | 73 | 80 | 0.0044556 | 0.125 | 0.08 | 261 | 0 | 0.364 | 1 | 1 | cs | TRUE
86 | LV_6645-11_0_3_line_86 |  | 74 | 81 | 0.0032459 | 0.125 | 0.08 | 261 | 0 | 0.364 | 1 | 1 | cs | TRUE
87 | LV_6645-11_0_3_line_87 |  | 75 | 82 | 0.010712 | 0.125 | 0.08 | 261 | 0 | 0.364 | 1 | 1 | cs | TRUE
88 | LV_6645-11_0_3_line_88 |  | 76 | 83 | 0.031978 | 0.125 | 0.08 | 261 | 0 | 0.364 | 1 | 1 | cs | TRUE
89 | LV_6645-11_0_3_line_89 |  | 77 | 84 | 0.015545 | 0.125 | 0.08 | 261 | 0 | 0.364 | 1 | 1 | cs | TRUE
90 | LV_6645-11_0_3_line_90 |  | 78 | 85 | 0.035276 | 0.125 | 0.08 | 261 | 0 | 0.364 | 1 | 1 | cs | TRUE
91 | LV_6645-11_0_3_line_91 |  | 79 | 86 | 0.038233 | 0.125 | 0.08 | 261 | 0 | 0.364 | 1 | 1 | cs | TRUE
92 | LV_6645-11_0_3_line_92 |  | 80 | 87 | 0.024981 | 0.125 | 0.08 | 261 | 0 | 0.364 | 1 | 1 | cs | TRUE
93 | LV_6645-11_0_3_line_93 |  | 81 | 88 | 0.0011366 | 0.125 | 0.08 | 261 | 0 | 0.364 | 1 | 1 | cs | TRUE
94 | LV_6645-11_0_3_line_94 |  | 82 | 89 | 0.017128 | 0.125 | 0.08 | 261 | 0 | 0.364 | 1 | 1 | cs | TRUE
95 | LV_6645-11_0_3_line_95 |  | 82 | 90 | 0.017867 | 0.125 | 0.08 | 261 | 0 | 0.364 | 1 | 1 | cs | TRUE
96 | LV_6645-11_0_3_line_96 |  | 83 | 91 | 0.0065746 | 0.125 | 0.08 | 261 | 0 | 0.364 | 1 | 1 | cs | TRUE
97 | LV_6645-11_0_3_line_97 |  | 84 | 154 | 0.011054 | 0.125 | 0.08 | 261 | 0 | 0.364 | 1 | 1 | cs | TRUE
98 | LV_6645-11_0_3_line_98 |  | 85 | 93 | 0.01055 | 0.125 | 0.08 | 261 | 0 | 0.364 | 1 | 1 | cs | TRUE
99 | LV_6645-11_0_3_line_99 |  | 86 | 92 | 0.028196 | 0.125 | 0.08 | 261 | 0 | 0.364 | 1 | 1 | cs | TRUE
100 | LV_6645-11_0_3_line_100 |  | 88 | 149 | 0.030986 | 0.125 | 0.08 | 261 | 0 | 0.364 | 1 | 1 | cs | TRUE
101 | LV_6645-11_0_3_line_101 |  | 89 | 176 | 0.013987 | 0.125 | 0.08 | 261 | 0 | 0.364 | 1 | 1 | cs | TRUE
102 | LV_6645-11_0_3_line_102 |  | 90 | 174 | 0.061437 | 0.125 | 0.08 | 261 | 0 | 0.364 | 1 | 1 | cs | TRUE
103 | LV_6645-11_0_3_line_103 |  | 91 | 188 | 0.037403 | 0.125 | 0.08 | 261 | 0 | 0.364 | 1 | 1 | cs | TRUE
104 | LV_6645-11_0_3_line_104 |  | 93 | 94 | 0.0026188 | 0.125 | 0.08 | 261 | 0 | 0.364 | 1 | 1 | cs | TRUE
105 | LV_6645-11_0_3_line_105 |  | 95 | 96 | 0.031869 | 0.125 | 0.08 | 261 | 0 | 0.364 | 1 | 1 | cs | TRUE
106 | LV_6645-11_0_3_line_106 |  | 95 | 97 | 0.042671 | 0.125 | 0.08 | 261 | 0 | 0.364 | 1 | 1 | cs | TRUE
107 | LV_6645-11_0_3_line_107 |  | 96 | 98 | 0.052819 | 0.125 | 0.08 | 261 | 0 | 0.364 | 1 | 1 | cs | TRUE
108 | LV_6645-11_0_3_line_108 |  | 97 | 99 | 0.0037475 | 0.125 | 0.08 | 261 | 0 | 0.364 | 1 | 1 | cs | TRUE
109 | LV_6645-11_0_3_line_109 |  | 98 | 100 | 0.033103 | 0.125 | 0.08 | 261 | 0 | 0.364 | 1 | 1 | cs | TRUE
110 | LV_6645-11_0_3_line_110 |  | 99 | 101 | 0.01193 | 0.125 | 0.08 | 261 | 0 | 0.364 | 1 | 1 | cs | TRUE
111 | LV_6645-11_0_3_line_111 |  | 100 | 103 | 0.00087341 | 0.125 | 0.08 | 261 | 0 | 0.364 | 1 | 1 | cs | TRUE
112 | LV_6645-11_0_3_line_112 |  | 101 | 102 | 0.032157 | 0.125 | 0.08 | 261 | 0 | 0.364 | 1 | 1 | cs | TRUE
113 | LV_6645-11_0_3_line_113 |  | 102 | 104 | 0.016652 | 0.125 | 0.08 | 261 | 0 | 0.364 | 1 | 1 | cs | TRUE
114 | LV_6645-11_0_3_line_114 |  | 103 | 105 | 0.029297 | 0.125 | 0.08 | 261 | 0 | 0.364 | 1 | 1 | cs | TRUE
115 | LV_6645-11_0_3_line_115 |  | 104 | 150 | 0.011376 | 0.125 | 0.08 | 261 | 0 | 0.364 | 1 | 1 | cs | TRUE
116 | LV_6645-11_0_3_line_116 |  | 105 | 145 | 0.0076442 | 0.125 | 0.08 | 261 | 0 | 0.364 | 1 | 1 | cs | TRUE
117 | LV_6645-11_0_3_line_117 |  | 106 | 107 | 0.023143 | 0.125 | 0.08 | 261 | 0 | 0.364 | 1 | 1 | cs | TRUE
118 | LV_6645-11_0_3_line_118 |  | 107 | 108 | 0.024863 | 0.125 | 0.08 | 261 | 0 | 0.364 | 1 | 1 | cs | TRUE
119 | LV_6645-11_0_3_line_119 |  | 108 | 111 | 0.019548 | 0.125 | 0.08 | 261 | 0 | 0.364 | 1 | 1 | cs | TRUE
120 | LV_6645-11_0_3_line_120 |  | 109 | 112 | 0.061179 | 0.125 | 0.08 | 261 | 0 | 0.364 | 1 | 1 | cs | TRUE
121 | LV_6645-11_0_3_line_121 |  | 110 | 113 | 0.033633 | 0.125 | 0.08 | 261 | 0 | 0.364 | 1 | 1 | cs | TRUE
122 | LV_6645-11_0_3_line_122 |  | 112 | 119 | 0.050634 | 0.125 | 0.08 | 261 | 0 | 0.364 | 1 | 1 | cs | TRUE
123 | LV_6645-11_0_3_line_123 |  | 113 | 121 | 0.00078871 | 0.125 | 0.08 | 261 | 0 | 0.364 | 1 | 1 | cs | TRUE
124 | LV_6645-11_0_3_line_124 |  | 114 | 115 | 0.0017253 | 0.125 | 0.08 | 261 | 0 | 0.364 | 1 | 1 | cs | TRUE
125 | LV_6645-11_0_3_line_125 |  | 114 | 116 | 0.018468 | 0.125 | 0.08 | 261 | 0 | 0.364 | 1 | 1 | cs | TRUE
126 | LV_6645-11_0_3_line_126 |  | 115 | 117 | 0.011521 | 0.125 | 0.08 | 261 | 0 | 0.364 | 1 | 1 | cs | TRUE
127 | LV_6645-11_0_3_line_127 |  | 116 | 118 | 0.0065969 | 0.125 | 0.08 | 261 | 0 | 0.364 | 1 | 1 | cs | TRUE
128 | LV_6645-11_0_3_line_128 |  | 117 | 119 | 0.0070455 | 0.125 | 0.08 | 261 | 0 | 0.364 | 1 | 1 | cs | TRUE
129 | LV_6645-11_0_3_line_129 |  | 118 | 120 | 0.031486 | 0.125 | 0.08 | 261 | 0 | 0.364 | 1 | 1 | cs | TRUE
130 | LV_6645-11_0_3_line_130 |  | 120 | 139 | 0.019691 | 0.125 | 0.08 | 261 | 0 | 0.364 | 1 | 1 | cs | TRUE
131 | LV_6645-11_0_3_line_131 |  | 121 | 172 | 0.0018635 | 0.125 | 0.08 | 261 | 0 | 0.364 | 1 | 1 | cs | TRUE
132 | LV_6645-11_0_3_line_132 |  | 122 | 127 | 0.024802 | 0.125 | 0.08 | 261 | 0 | 0.364 | 1 | 1 | cs | TRUE
133 | LV_6645-11_0_3_line_133 |  | 123 | 125 | 0.029579 | 0.125 | 0.08 | 261 | 0 | 0.364 | 1 | 1 | cs | TRUE
134 | LV_6645-11_0_3_line_134 |  | 125 | 126 | 0.018719 | 0.125 | 0.08 | 261 | 0 | 0.364 | 1 | 1 | cs | TRUE
135 | LV_6645-11_0_3_line_135 |  | 127 | 128 | 0.013041 | 0.125 | 0.08 | 261 | 0 | 0.364 | 1 | 1 | cs | TRUE
136 | LV_6645-11_0_3_line_136 |  | 128 | 129 | 0.011953 | 0.125 | 0.08 | 261 | 0 | 0.364 | 1 | 1 | cs | TRUE
137 | LV_6645-11_0_3_line_137 |  | 129 | 130 | 0.0051494 | 0.125 | 0.08 | 261 | 0 | 0.364 | 1 | 1 | cs | TRUE
138 | LV_6645-11_0_3_line_138 |  | 131 | 132 | 0.013275 | 0.125 | 0.08 | 261 | 0 | 0.364 | 1 | 1 | cs | TRUE
139 | LV_6645-11_0_3_line_139 |  | 131 | 133 | 0.0078656 | 0.125 | 0.08 | 261 | 0 | 0.364 | 1 | 1 | cs | TRUE
140 | LV_6645-11_0_3_line_140 |  | 132 | 134 | 0.015341 | 0.125 | 0.08 | 261 | 0 | 0.364 | 1 | 1 | cs | TRUE
141 | LV_6645-11_0_3_line_141 |  | 133 | 135 | 0.013035 | 0.125 | 0.08 | 261 | 0 | 0.364 | 1 | 1 | cs | TRUE
142 | LV_6645-11_0_3_line_142 |  | 134 | 136 | 0.01475 | 0.125 | 0.08 | 261 | 0 | 0.364 | 1 | 1 | cs | TRUE
143 | LV_6645-11_0_3_line_143 |  | 136 | 137 | 0.0048006 | 0.125 | 0.08 | 261 | 0 | 0.364 | 1 | 1 | cs | TRUE
144 | LV_6645-11_0_3_line_144 |  | 137 | 138 | 0.018281 | 0.125 | 0.08 | 261 | 0 | 0.364 | 1 | 1 | cs | TRUE
145 | LV_6645-11_0_3_line_145 |  | 138 | 152 | 0.031012 | 0.125 | 0.08 | 261 | 0 | 0.364 | 1 | 1 | cs | TRUE
146 | LV_6645-11_0_3_line_146 |  | 140 | 141 | 0.0088945 | 0.125 | 0.08 | 261 | 0 | 0.364 | 1 | 1 | cs | TRUE
147 | LV_6645-11_0_3_line_147 |  | 140 | 142 | 0.037659 | 0.125 | 0.08 | 261 | 0 | 0.364 | 1 | 1 | cs | TRUE
148 | LV_6645-11_0_3_line_148 |  | 141 | 143 | 0.025514 | 0.125 | 0.08 | 261 | 0 | 0.364 | 1 | 1 | cs | TRUE
149 | LV_6645-11_0_3_line_149 |  | 142 | 144 | 0.00077152 | 0.125 | 0.08 | 261 | 0 | 0.364 | 1 | 1 | cs | TRUE
150 | LV_6645-11_0_3_line_150 |  | 144 | 145 | 0.028459 | 0.125 | 0.08 | 261 | 0 | 0.364 | 1 | 1 | cs | TRUE
151 | LV_6645-11_0_3_line_151 |  | 146 | 147 | 0.030546 | 0.125 | 0.08 | 261 | 0 | 0.364 | 1 | 1 | cs | TRUE
152 | LV_6645-11_0_3_line_152 |  | 146 | 148 | 0.024304 | 0.125 | 0.08 | 261 | 0 | 0.364 | 1 | 1 | cs | TRUE
153 | LV_6645-11_0_3_line_153 |  | 148 | 149 | 2.8182e-05 | 0.125 | 0.08 | 261 | 0 | 0.364 | 1 | 1 | cs | TRUE
154 | LV_6645-11_0_3_line_154 |  | 150 | 151 | 0.015855 | 0.125 | 0.08 | 261 | 0 | 0.364 | 1 | 1 | cs | TRUE
155 | LV_6645-11_0_3_line_155 |  | 151 | 165 | 0.0081509 | 0.125 | 0.08 | 261 | 0 | 0.364 | 1 | 1 | cs | TRUE
156 | LV_6645-11_0_3_line_156 |  | 152 | 153 | 0.039367 | 0.125 | 0.08 | 261 | 0 | 0.364 | 1 | 1 | cs | TRUE
157 | LV_6645-11_0_3_line_157 |  | 153 | 183 | 0.040467 | 0.125 | 0.08 | 261 | 0 | 0.364 | 1 | 1 | cs | TRUE
158 | LV_6645-11_0_3_line_158 |  | 153 | 184 | 0.044418 | 0.125 | 0.08 | 261 | 0 | 0.364 | 1 | 1 | cs | TRUE
159 | LV_6645-11_0_3_line_159 |  | 153 | 177 | 0.021966 | 0.125 | 0.08 | 261 | 0 | 0.364 | 1 | 1 | cs | TRUE
160 | LV_6645-11_0_3_line_160 |  | 154 | 155 | 0.022462 | 0.125 | 0.08 | 261 | 0 | 0.364 | 1 | 1 | cs | TRUE
161 | LV_6645-11_0_3_line_161 |  | 155 | 156 | 0.0010279 | 0.125 | 0.08 | 261 | 0 | 0.364 | 1 | 1 | cs | TRUE
162 | LV_6645-11_0_3_line_162 |  | 157 | 158 | 0.018027 | 0.125 | 0.08 | 261 | 0 | 0.364 | 1 | 1 | cs | TRUE
163 | LV_6645-11_0_3_line_163 |  | 157 | 159 | 0.0015697 | 0.125 | 0.08 | 261 | 0 | 0.364 | 1 | 1 | cs | TRUE
164 | LV_6645-11_0_3_line_164 |  | 158 | 160 | 0.0059112 | 0.125 | 0.08 | 261 | 0 | 0.364 | 1 | 1 | cs | TRUE
165 | LV_6645-11_0_3_line_165 |  | 159 | 161 | 0.010426 | 0.125 | 0.08 | 261 | 0 | 0.364 | 1 | 1 | cs | TRUE
166 | LV_6645-11_0_3_line_166 |  | 160 | 162 | 0.0083148 | 0.125 | 0.08 | 261 | 0 | 0.364 | 1 | 1 | cs | TRUE
167 | LV_6645-11_0_3_line_167 |  | 162 | 163 | 0.0049929 | 0.125 | 0.08 | 261 | 0 | 0.364 | 1 | 1 | cs | TRUE
168 | LV_6645-11_0_3_line_168 |  | 163 | 164 | 0.014889 | 0.125 | 0.08 | 261 | 0 | 0.364 | 1 | 1 | cs | TRUE
169 | LV_6645-11_0_3_line_169 |  | 164 | 168 | 0.0042465 | 0.125 | 0.08 | 261 | 0 | 0.364 | 1 | 1 | cs | TRUE
170 | LV_6645-11_0_3_line_170 |  | 164 | 169 | 0.0025407 | 0.125 | 0.08 | 261 | 0 | 0.364 | 1 | 1 | cs | TRUE
171 | LV_6645-11_0_3_line_171 |  | 165 | 166 | 0.016788 | 0.125 | 0.08 | 261 | 0 | 0.364 | 1 | 1 | cs | TRUE
172 | LV_6645-11_0_3_line_172 |  | 166 | 167 | 0.0025913 | 0.125 | 0.08 | 261 | 0 | 0.364 | 1 | 1 | cs | TRUE
173 | LV_6645-11_0_3_line_173 |  | 168 | 170 | 0.0095295 | 0.125 | 0.08 | 261 | 0 | 0.364 | 1 | 1 | cs | TRUE
174 | LV_6645-11_0_3_line_174 |  | 169 | 171 | 0.0049245 | 0.125 | 0.08 | 261 | 0 | 0.364 | 1 | 1 | cs | TRUE
175 | LV_6645-11_0_3_line_175 |  | 170 | 184 | 0.014337 | 0.125 | 0.08 | 261 | 0 | 0.364 | 1 | 1 | cs | TRUE
176 | LV_6645-11_0_3_line_176 |  | 171 | 173 | 0.019562 | 0.125 | 0.08 | 261 | 0 | 0.364 | 1 | 1 | cs | TRUE
177 | LV_6645-11_0_3_line_177 |  | 172 | 173 | 0.00073439 | 0.125 | 0.08 | 261 | 0 | 0.364 | 1 | 1 | cs | TRUE
178 | LV_6645-11_0_3_line_178 |  | 174 | 175 | 0.017066 | 0.125 | 0.08 | 261 | 0 | 0.364 | 1 | 1 | cs | TRUE
179 | LV_6645-11_0_3_line_179 |  | 176 | 177 | 0.02055 | 0.125 | 0.08 | 261 | 0 | 0.364 | 1 | 1 | cs | TRUE
180 | LV_6645-11_0_3_line_180 |  | 176 | 178 | 0.024045 | 0.125 | 0.08 | 261 | 0 | 0.364 | 1 | 1 | cs | TRUE
181 | LV_6645-11_0_3_line_181 |  | 178 | 179 | 0.018811 | 0.125 | 0.08 | 261 | 0 | 0.364 | 1 | 1 | cs | TRUE
182 | LV_6645-11_0_3_line_182 |  | 179 | 180 | 0.023883 | 0.125 | 0.08 | 261 | 0 | 0.364 | 1 | 1 | cs | TRUE
183 | LV_6645-11_0_3_line_183 |  | 180 | 181 | 0.005303 | 0.125 | 0.08 | 261 | 0 | 0.364 | 1 | 1 | cs | TRUE
184 | LV_6645-11_0_3_line_184 |  | 181 | 182 | 0.015506 | 0.125 | 0.08 | 261 | 0 | 0.364 | 1 | 1 | cs | TRUE
185 | LV_6645-11_0_3_line_185 |  | 183 | 185 | 0.040539 | 0.125 | 0.08 | 261 | 0 | 0.364 | 1 | 1 | cs | TRUE
186 | LV_6645-11_0_3_line_186 |  | 185 | 186 | 0.046199 | 0.125 | 0.08 | 261 | 0 | 0.364 | 1 | 1 | cs | TRUE
187 | LV_6645-11_0_3_line_187 |  | 186 | 187 | 0.0011814 | 0.125 | 0.08 | 261 | 0 | 0.364 | 1 | 1 | cs | TRUE
188 | LV_6645-11_0_3_line_188 |  | 188 | 189 | 0.0063383 | 0.125 | 0.08 | 261 | 0 | 0.364 | 1 | 1 | cs | TRUE

## trafo
| name | std_type | hv_bus | lv_bus | sn_mva | vn_hv_kv | vn_lv_kv | vk_percent | vkr_percent | pfe_kw | i0_percent | shift_degree | tap_side | tap_neutral | tap_min | tap_max | tap_step_percent | tap_step_degree | tap_pos | tap_phase_shifter | parallel | df | in_service
0 | LV_6645-11_0_3_trafo_62 | 0.63 MVA 20/0.4 kV | 190 | 76 | 0.63 | 20 | 0.4 | 6 | 1.206 | 1.65 | 0.2619 | 150 | hv | 0 | -2 | 2 | 2.5 | 0 | 0 | FALSE | 1 | 1 | TRUE

## line_geodata
| x0 | y0 | x1 | y1 | x2 | y2 | x3 | y3 | x4 | y4 | x5 | y5
0 | 2502386.8287 | 1113881.5333 | 2502401.3493 | 1113870.8357
1 | 2502366.9461 | 1113894.2382 | 2502378.2673 | 1113887.8406 | 2502386.8287 | 1113881.5333
2 | 2502416.9981 | 1113859.307 | 2502401.3493 | 1113870.8357
3 | 2502366.9461 | 1113894.2382 | 2502357.4139 | 1113875.5581 | 2502349.3593 | 1113862.6613
4 | 2502366.9461 | 1113894.2382 | 2502370.6944 | 1113901.0598
5 | 2502442.3755 | 1113840.6111 | 2502416.9981 | 1113859.307
6 | 2502337.6765 | 1113847.7107 | 2502343.0622 | 1113854.043 | 2502349.3022 | 1113862.5698 | 2502349.3593 | 1113862.6613
7 | 2502370.6944 | 1113901.0598 | 2502356.3069 | 1113909.8391
8 | 2502318.6258 | 1113826.0532 | 2502326.9994 | 1113835.157 | 2502337.6765 | 1113847.7107
9 | 2502337.573 | 1113921.2707 | 2502356.3069 | 1113909.8391
10 | 2502318.6258 | 1113826.0532 | 2502307.5727 | 1113814.1352
11 | 2502337.573 | 1113921.2707 | 2502333.635 | 1113972.3447
12 | 2502337.573 | 1113921.2707 | 2502325.9092 | 1113928.3881 | 2502318.6316 | 1113916.4747
13 | 2502307.5727 | 1113814.1352 | 2502326.5612 | 1113800.504
14 | 2502286.8352 | 1113793.2681 | 2502307.5727 | 1113814.1352
15 | 2502318.6316 | 1113916.4747 | 2502308.2954 | 1113899.5544 | 2502305.0927 | 1113890.3614
16 | 2502476.9753 | 1113700.2656 | 2502475.0474 | 1113696.2061 | 2502473.2209 | 1113691.8627
17 | 2502476.9753 | 1113700.2656 | 2502484.7618 | 1113716.6616
18 | 2502465.5886 | 1113673.7133 | 2502473.2209 | 1113691.8627
19 | 2502494.3238 | 1113727.4509 | 2502488.2728 | 1113724.0548 | 2502484.7618 | 1113716.6616
20 | 2502463.0707 | 1113667.7258 | 2502465.5886 | 1113673.7133
21 | 2502494.3238 | 1113727.4509 | 2502496.0524 | 1113728.4211 | 2502516.4243 | 1113728.5487 | 2502519.4299 | 1113728.4334
22 | 2502541.923 | 1113727.5708 | 2502519.4299 | 1113728.4334
23 | 2502541.923 | 1113727.5708 | 2502576.0916 | 1113660.8093
24 | 2502568.0898 | 1113634.9829 | 2502576.0916 | 1113660.8093
25 | 2502302.7551 | 1113883.6515 | 2502305.0927 | 1113890.3614
26 | 2502301.2161 | 1113879.2338 | 2502302.7551 | 1113883.6515
27 | 2502349.2688 | 1113784.2031 | 2502326.5612 | 1113800.504
28 | 2502286.8352 | 1113793.2681 | 2502274.0307 | 1113780.0554
29 | 2502286.8352 | 1113793.2681 | 2502310.9548 | 1113775.3825
30 | 2502349.2688 | 1113784.2031 | 2502354.7848 | 1113780.2434
31 | 2502249.7741 | 1113817.7371 | 2502258.1831 | 1113806.55 | 2502262.9691 | 1113798.2231 | 2502269.5313 | 1113785.5648 | 2502274.0307 | 1113780.0554
32 | 2502274.0307 | 1113780.0554 | 2502269.842 | 1113775.6314 | 2502261.2632 | 1113763.8737 | 2502254.3666 | 1113753.9652
33 | 2502333.301 | 1113758.8119 | 2502310.9548 | 1113775.3825
34 | 2502568.0898 | 1113634.9829 | 2502559.6325 | 1113607.6865
35 | 2502559.4637 | 1113607.1418 | 2502559.6325 | 1113607.6865
36 | 2502555.3419 | 1113593.8385 | 2502559.4637 | 1113607.1418
37 | 2502615.2309 | 1113588.0837 | 2502559.4637 | 1113607.1418
38 | 2502615.1397 | 1113586.7789 | 2502615.2309 | 1113588.0837
39 | 2502613.0904 | 1113557.4586 | 2502615.1397 | 1113586.7789
40 | 2502453.7992 | 1113445.6751 | 2502465.39 | 1113479.6261
41 | 2502444.8626 | 1113419.4984 | 2502453.7992 | 1113445.6751
42 | 2502470.0239 | 1113496.7076 | 2502469.2672 | 1113490.983 | 2502465.39 | 1113479.6261
43 | 2502470.0239 | 1113496.7076 | 2502464.4871 | 1113497.0593
44 | 2502470.0239 | 1113496.7076 | 2502488.3374 | 1113496.5681 | 2502504.4692 | 1113495.263 | 2502513.3409 | 1113495.4192
45 | 2502447.5658 | 1113500.0679 | 2502458.9962 | 1113497.408 | 2502464.4871 | 1113497.0593
46 | 2502568.7034 | 1113501.1783 | 2502567.8983 | 1113501.001 | 2502553.7826 | 1113498.46 | 2502539.1328 | 1113496.817 | 2502519.9698 | 1113495.5358 | 2502513.3409 | 1113495.4192
47 | 2502447.5658 | 1113500.0679 | 2502440.1563 | 1113501.792 | 2502435.4818 | 1113503.1672
48 | 2502570.5806 | 1113501.5915 | 2502568.7034 | 1113501.1783
49 | 2502429.5137 | 1113504.9229 | 2502435.4818 | 1113503.1672
50 | 2502609.7229 | 1113509.2776 | 2502570.5806 | 1113501.5915
51 | 2502570.5806 | 1113501.5915 | 2502565.3331 | 1113472.6504
52 | 2502260.5588 | 1113491.3753 | 2502257.1662 | 1113438.0708
53 | 2502260.5588 | 1113491.3753 | 2502247.6722 | 1113497.3609 | 2502249.351 | 1113501.85
54 | 2502390.6714 | 1113398.7544 | 2502389.6176 | 1113395.7323
55 | 2502390.6714 | 1113398.7544 | 2502394.6783 | 1113410.246 | 2502399.1822 | 1113420.313 | 2502405.3293 | 1113439.1724
56 | 2502406.3454 | 1113442.2899 | 2502405.3293 | 1113439.1724
57 | 2502406.3454 | 1113442.2899 | 2502419.0454 | 1113481.2531
58 | 2502419.0454 | 1113481.2531 | 2502420.5928 | 1113486.0006
59 | 2502427.0014 | 1113505.662 | 2502420.5928 | 1113486.0006
60 | 2502459.0045 | 1113588.8833 | 2502464.89 | 1113585.5982
61 | 2502443.7215 | 1113597.4139 | 2502459.0045 | 1113588.8833
62 | 2502470.5964 | 1113582.4131 | 2502464.89 | 1113585.5982
63 | 2502443.7215 | 1113597.4139 | 2502435.6135 | 1113601.9396
64 | 2502476.0837 | 1113579.3502 | 2502470.5964 | 1113582.4131
65 | 2502401.705 | 1113617.8839 | 2502405.3203 | 1113618.8484 | 2502435.6135 | 1113601.9396
66 | 2502401.705 | 1113617.8839 | 2502399.4289 | 1113610.7705
67 | 2502407.7544 | 1113637.0983 | 2502401.705 | 1113617.8839
68 | 2502395.2622 | 1113597.7479 | 2502399.4289 | 1113610.7705
69 | 2502393.7985 | 1113593.1734 | 2502395.2622 | 1113597.7479
70 | 2502357.589 | 1113542.2705 | 2502350.0937 | 1113549.01
71 | 2502337.053 | 1113560.7355 | 2502350.0937 | 1113549.01
72 | 2502357.589 | 1113542.2705 | 2502354.9126 | 1113538.2223 | 2502352.6765 | 1113530.995
73 | 2502357.589 | 1113542.2705 | 2502371.7057 | 1113532.4257
74 | 2502337.053 | 1113560.7355 | 2502330.6039 | 1113565.587 | 2502316.8929 | 1113573.2797
75 | 2502337.053 | 1113560.7355 | 2502339.546 | 1113564.909 | 2502346.7299 | 1113584.5233
76 | 2502352.6765 | 1113530.995 | 2502347.2786 | 1113513.549
77 | 2502377.4291 | 1113528.5532 | 2502371.7057 | 1113532.4257
78 | 2502371.7057 | 1113532.4257 | 2502376.3969 | 1113538.7873 | 2502384.8277 | 1113565.1366
79 | 2502316.8929 | 1113573.2797 | 2502319.0935 | 1113577.0465 | 2502326.8701 | 1113597.6967
80 | 2502316.8929 | 1113573.2797 | 2502303.6255 | 1113580.2203 | 2502292.3749 | 1113586.7421
81 | 2502349.0081 | 1113590.7436 | 2502346.7299 | 1113584.5233
82 | 2502344.1183 | 1113503.3348 | 2502347.2786 | 1113513.549
83 | 2502377.4291 | 1113528.5532 | 2502385.1904 | 1113524.2509
84 | 2502377.4291 | 1113528.5532 | 2502375.3462 | 1113524.8956 | 2502367.4295 | 1113498.6336
85 | 2502386.1856 | 1113569.3802 | 2502384.8277 | 1113565.1366
86 | 2502328.014 | 1113600.7344 | 2502326.8701 | 1113597.6967
87 | 2502283.1074 | 1113592.1144 | 2502292.3749 | 1113586.7421
88 | 2502349.0081 | 1113590.7436 | 2502360.0059 | 1113620.7711
89 | 2502339.5236 | 1113488.4844 | 2502344.1183 | 1113503.3348
90 | 2502417.1366 | 1113509.4017 | 2502409.5724 | 1113512.2693 | 2502394.0589 | 1113519.3349 | 2502385.1904 | 1113524.2509
91 | 2502367.4295 | 1113498.6336 | 2502356.3947 | 1113462.028
92 | 2502393.7985 | 1113593.1734 | 2502386.1856 | 1113569.3802
93 | 2502328.014 | 1113600.7344 | 2502328.4146 | 1113601.7981
94 | 2502283.1074 | 1113592.1144 | 2502268.2194 | 1113600.5822
95 | 2502283.1074 | 1113592.1144 | 2502276.849 | 1113575.3796
96 | 2502360.0059 | 1113620.7711 | 2502362.267 | 1113626.9447
97 | 2502339.5236 | 1113488.4844 | 2502336.2561 | 1113477.9239
98 | 2502427.0014 | 1113505.662 | 2502417.1366 | 1113509.4017
99 | 2502348.2569 | 1113435.0322 | 2502356.3947 | 1113462.028
100 | 2502339.4689 | 1113630.7447 | 2502331.6032 | 1113610.2653 | 2502328.4146 | 1113601.7981
101 | 2502255.6738 | 1113606.7664 | 2502268.2194 | 1113600.5822
102 | 2502255.3288 | 1113517.8346 | 2502276.849 | 1113575.3796
103 | 2502381.4131 | 1113655.8552 | 2502378.6471 | 1113649.5198 | 2502369.3968 | 1113646.4115 | 2502362.267 | 1113626.9447
104 | 2502427.0014 | 1113505.662 | 2502429.5137 | 1113504.9229
105 | 2502524.2176 | 1113251.4159 | 2502506.1473 | 1113247.5155 | 2502493.6356 | 1113244.3595 | 2502493.1734 | 1113244.2332
106 | 2502452.0138 | 1113232.9785 | 2502458.4543 | 1113234.7425 | 2502493.1734 | 1113244.2332
107 | 2502524.2176 | 1113251.4159 | 2502533.8491 | 1113303.3497
108 | 2502452.0138 | 1113232.9785 | 2502451.037 | 1113236.5965
109 | 2502540.4214 | 1113335.789 | 2502536.8401 | 1113319.4771 | 2502533.8491 | 1113303.3497
110 | 2502439.5151 | 1113233.5024 | 2502451.037 | 1113236.5965
111 | 2502540.4214 | 1113335.789 | 2502540.6087 | 1113336.6421
112 | 2502439.5151 | 1113233.5024 | 2502431.5361 | 1113264.6543
113 | 2502427.4043 | 1113280.7856 | 2502431.5361 | 1113264.6543
114 | 2502545.8971 | 1113365.4568 | 2502540.9751 | 1113338.3112 | 2502540.6087 | 1113336.6421
115 | 2502427.4043 | 1113280.7856 | 2502424.5817 | 1113291.8057
116 | 2502545.8971 | 1113365.4568 | 2502547.2609 | 1113372.9783
117 | 2502351.8903 | 1113745.0273 | 2502333.301 | 1113758.8119
118 | 2502371.8613 | 1113730.218 | 2502351.8903 | 1113745.0273
119 | 2502387.5633 | 1113718.5744 | 2502371.8613 | 1113730.218
120 | 2502249.7741 | 1113817.7371 | 2502209.9322 | 1113864.165
121 | 2502240.1232 | 1113723.6057 | 2502240.9946 | 1113726.6334 | 2502245.9402 | 1113737.2602 | 2502252.0344 | 1113750.6145 | 2502254.3666 | 1113753.9652
122 | 2502209.9322 | 1113864.165 | 2502201.0664 | 1113851.8561 | 2502180.9206 | 1113836.0718 | 2502172.8035 | 1113830.4542
123 | 2502239.9051 | 1113722.8477 | 2502240.1232 | 1113723.6057
124 | 2502157.5363 | 1113819.8883 | 2502156.1177 | 1113818.9064
125 | 2502139.0669 | 1113825.9708 | 2502140.5598 | 1113825.5509 | 2502156.1177 | 1113818.9064 | 2502156.1177 | 1113818.9064
126 | 2502157.5363 | 1113819.8883 | 2502167.0101 | 1113826.4448
127 | 2502132.7165 | 1113827.7569 | 2502139.0669 | 1113825.9708
128 | 2502167.0101 | 1113826.4448 | 2502172.8035 | 1113830.4542
129 | 2502102.3277 | 1113836.3202 | 2502132.7165 | 1113827.7569
130 | 2502102.3277 | 1113836.3202 | 2502092.3816 | 1113819.3261
131 | 2502239.3896 | 1113721.0569 | 2502239.9051 | 1113722.8477
132 | 2502374.9326 | 1113765.78 | 2502354.7848 | 1113780.2434
133 | 2502613.0904 | 1113557.4586 | 2502611.0281 | 1113527.9512
134 | 2502609.7229 | 1113509.2776 | 2502611.0281 | 1113527.9512
135 | 2502374.9326 | 1113765.78 | 2502385.5262 | 1113758.1753
136 | 2502395.2365 | 1113751.2046 | 2502385.5262 | 1113758.1753
137 | 2502399.4196 | 1113748.2017 | 2502395.2365 | 1113751.2046
138 | 2502102.6243 | 1113671.111 | 2502095.6421 | 1113674.2609 | 2502090.8401 | 1113677.1723
139 | 2502084.1141 | 1113681.2502 | 2502090.8401 | 1113677.1723
140 | 2502102.6243 | 1113671.111 | 2502116.6082 | 1113664.8023
141 | 2502084.1141 | 1113681.2502 | 2502072.9678 | 1113688.0081
142 | 2502130.0531 | 1113658.7367 | 2502116.6082 | 1113664.8023
143 | 2502130.0531 | 1113658.7367 | 2502134.429 | 1113656.7626
144 | 2502151.3352 | 1113649.8129 | 2502136.8464 | 1113655.672 | 2502134.429 | 1113656.7626
145 | 2502180.0855 | 1113638.1864 | 2502151.3352 | 1113649.8129
146 | 2502559.1944 | 1113438.7944 | 2502560.7813 | 1113447.5462
147 | 2502552.4759 | 1113401.74 | 2502559.1944 | 1113438.7944
148 | 2502565.3331 | 1113472.6504 | 2502560.7813 | 1113447.5462
149 | 2502552.3382 | 1113400.9809 | 2502552.4759 | 1113401.74
150 | 2502547.2609 | 1113372.9783 | 2502552.3382 | 1113400.9809
151 | 2502359.1316 | 1113681.9792 | 2502348.1881 | 1113653.4606
152 | 2502339.479 | 1113630.771 | 2502342.1747 | 1113637.7896 | 2502348.1881 | 1113653.4606
153 | 2502339.479 | 1113630.771 | 2502339.4689 | 1113630.7447
154 | 2502424.5817 | 1113291.8057 | 2502420.6477 | 1113307.1652
155 | 2502418.6252 | 1113315.0612 | 2502420.6477 | 1113307.1652
156 | 2502216.5774 | 1113623.4192 | 2502204.5601 | 1113628.3497 | 2502200.9674 | 1113629.7419 | 2502180.0855 | 1113638.1864
157 | 2502216.5774 | 1113623.4192 | 2502214.045 | 1113612.5089 | 2502213.2073 | 1113608.9535 | 2502210.142 | 1113596.1395 | 2502207.6432 | 1113588.7419 | 2502205.7317 | 1113584.5242
158 | 2502216.5774 | 1113623.4192 | 2502218.8567 | 1113635.4009 | 2502219.6617 | 1113639.3237 | 2502223.0818 | 1113654.022 | 2502226.0446 | 1113666.809
159 | 2502216.5774 | 1113623.4192 | 2502226.8951 | 1113618.4828 | 2502230.3273 | 1113617.1932 | 2502236.6904 | 1113614.6247
160 | 2502336.2561 | 1113477.9239 | 2502329.6169 | 1113456.4658
161 | 2502329.3131 | 1113455.4839 | 2502329.6169 | 1113456.4658
162 | 2502265.7104 | 1113686.9078 | 2502283.3213 | 1113683.0553
163 | 2502284.8547 | 1113682.7199 | 2502283.3213 | 1113683.0553
164 | 2502265.7104 | 1113686.9078 | 2502259.9357 | 1113688.171
165 | 2502295.0238 | 1113680.4214 | 2502291.4379 | 1113681.2798 | 2502284.8547 | 1113682.7199
166 | 2502251.813 | 1113689.9479 | 2502259.9357 | 1113688.171
167 | 2502251.813 | 1113689.9479 | 2502246.9354 | 1113691.0149
168 | 2502232.3905 | 1113694.1967 | 2502246.9354 | 1113691.0149
169 | 2502232.3905 | 1113694.1967 | 2502231.4319 | 1113690.0598
170 | 2502232.3905 | 1113694.1967 | 2502232.9975 | 1113696.6638
171 | 2502414.4598 | 1113331.3242 | 2502418.6252 | 1113315.0612
172 | 2502413.8168 | 1113333.8345 | 2502414.4598 | 1113331.3242
173 | 2502231.4319 | 1113690.0598 | 2502229.2809 | 1113680.7762
174 | 2502232.9975 | 1113696.6638 | 2502234.1739 | 1113701.4457
175 | 2502226.0446 | 1113666.809 | 2502229.2809 | 1113680.7762
176 | 2502239.1865 | 1113720.3512 | 2502236.698 | 1113711.7046 | 2502234.1739 | 1113701.4457
177 | 2502239.1865 | 1113720.3512 | 2502239.3896 | 1113721.0569
178 | 2502249.351 | 1113501.85 | 2502255.3288 | 1113517.8346
179 | 2502255.6738 | 1113606.7664 | 2502252.4766 | 1113608.2522 | 2502236.6904 | 1113614.6247
180 | 2502255.6738 | 1113606.7664 | 2502246.1663 | 1113584.6807
181 | 2502238.7285 | 1113567.403 | 2502246.1663 | 1113584.6807
182 | 2502229.2851 | 1113545.4664 | 2502238.7285 | 1113567.403
183 | 2502229.2851 | 1113545.4664 | 2502227.1883 | 1113540.5956
184 | 2502221.0572 | 1113526.3532 | 2502227.1883 | 1113540.5956
185 | 2502184.244 | 1113550.474 | 2502190.561 | 1113557.5207 | 2502194.9045 | 1113563.3875 | 2502198.7381 | 1113569.7295 | 2502204.2067 | 1113581.1594 | 2502205.7317 | 1113584.5242
186 | 2502184.244 | 1113550.474 | 2502178.9706 | 1113554.9397 | 2502143.9086 | 1113572.6676
187 | 2502143.9086 | 1113572.6676 | 2502142.8543 | 1113573.2007
188 | 2502383.9491 | 1113661.664 | 2502381.4131 | 1113655.8552

## bus_geodata
| x | y | coords
0 | 2502386.8287 | 1113881.5333
1 | 2502401.3493 | 1113870.8357
2 | 2502366.9461 | 1113894.2382
3 | 2502416.9981 | 1113859.307
4 | 2502349.3593 | 1113862.6613
5 | 2502370.6944 | 1113901.0598
6 | 2502442.3755 | 1113840.6111
7 | 2502337.6765 | 1113847.7107
8 | 2502356.3069 | 1113909.8391
9 | 2502318.6258 | 1113826.0532
10 | 2502337.573 | 1113921.2707
11 | 2502307.5727 | 1113814.1352
12 | 2502333.635 | 1113972.3447
13 | 2502318.6316 | 1113916.4747
14 | 2502476.9753 | 1113700.2656
15 | 2502473.2209 | 1113691.8627
16 | 2502484.7618 | 1113716.6616
17 | 2502465.5886 | 1113673.7133
18 | 2502494.3238 | 1113727.4509
19 | 2502463.0707 | 1113667.7258
20 | 2502519.4299 | 1113728.4334
21 | 2502541.923 | 1113727.5708
22 | 2502576.0916 | 1113660.8093
23 | 2502305.0927 | 1113890.3614
24 | 2502302.7551 | 1113883.6514
25 | 2502301.2161 | 1113879.2338
26 | 2502326.5612 | 1113800.504
27 | 2502286.8352 | 1113793.2681
28 | 2502349.2688 | 1113784.2031
29 | 2502274.0307 | 1113780.0554
30 | 2502310.9548 | 1113775.3825
31 | 2502568.0898 | 1113634.9829
32 | 2502559.6325 | 1113607.6865
33 | 2502559.4637 | 1113607.1418
34 | 2502615.2309 | 1113588.0837
35 | 2502615.1397 | 1113586.7789
36 | 2502453.7992 | 1113445.6751
37 | 2502465.39 | 1113479.6261
38 | 2502444.8626 | 1113419.4984
39 | 2502470.0239 | 1113496.7076
40 | 2502464.4871 | 1113497.0593
41 | 2502513.3409 | 1113495.4192
42 | 2502447.5658 | 1113500.0679
43 | 2502568.7034 | 1113501.1783
44 | 2502435.4818 | 1113503.1672
45 | 2502570.5806 | 1113501.5915
46 | 2502257.1662 | 1113438.0708
47 | 2502260.5588 | 1113491.3753
48 | 2502389.6176 | 1113395.7323
49 | 2502390.6714 | 1113398.7544
50 | 2502405.3293 | 1113439.1724
51 | 2502406.3455 | 1113442.2898
52 | 2502419.0454 | 1113481.2531
53 | 2502420.5928 | 1113486.0006
54 | 2502459.0045 | 1113588.8833
55 | 2502464.89 | 1113585.5982
56 | 2502443.7215 | 1113597.4139
57 | 2502470.5964 | 1113582.4131
58 | 2502435.6135 | 1113601.9396
59 | 2502476.0837 | 1113579.3502
60 | 2502401.705 | 1113617.8839
61 | 2502399.4289 | 1113610.7705
62 | 2502407.7544 | 1113637.0983
63 | 2502395.2622 | 1113597.7479
64 | 2502350.0937 | 1113549.01
65 | 2502357.589 | 1113542.2705
66 | 2502337.053 | 1113560.7355
67 | 2502352.6765 | 1113530.995
68 | 2502371.7057 | 1113532.4257
69 | 2502316.8929 | 1113573.2797
70 | 2502346.7299 | 1113584.5233
71 | 2502347.2786 | 1113513.549
72 | 2502377.4291 | 1113528.5532
73 | 2502384.8277 | 1113565.1366
74 | 2502326.8701 | 1113597.6967
75 | 2502292.3749 | 1113586.7421
76 | 2502349.0081 | 1113590.7436
77 | 2502344.1183 | 1113503.3348
78 | 2502385.1904 | 1113524.2509
79 | 2502367.4295 | 1113498.6336
80 | 2502386.1856 | 1113569.3802
81 | 2502328.014 | 1113600.7344
82 | 2502283.1074 | 1113592.1144
83 | 2502360.0059 | 1113620.7711
84 | 2502339.5236 | 1113488.4844
85 | 2502417.1366 | 1113509.4017
86 | 2502356.3947 | 1113462.028
87 | 2502393.7985 | 1113593.1734
88 | 2502328.4146 | 1113601.7981
89 | 2502268.2194 | 1113600.5822
90 | 2502276.849 | 1113575.3796
91 | 2502362.267 | 1113626.9447
92 | 2502348.2569 | 1113435.0322
93 | 2502427.0014 | 1113505.662
94 | 2502429.5137 | 1113504.9229
95 | 2502493.1734 | 1113244.2332
96 | 2502524.2176 | 1113251.4159
97 | 2502452.0138 | 1113232.9785
98 | 2502533.8491 | 1113303.3497
99 | 2502451.037 | 1113236.5965
100 | 2502540.4214 | 1113335.789
101 | 2502439.5151 | 1113233.5024
102 | 2502431.5361 | 1113264.6543
103 | 2502540.6087 | 1113336.6421
104 | 2502427.4043 | 1113280.7856
105 | 2502545.8971 | 1113365.4568
106 | 2502333.301 | 1113758.8119
107 | 2502351.8903 | 1113745.0273
108 | 2502371.8613 | 1113730.218
109 | 2502249.7741 | 1113817.7371
110 | 2502254.3666 | 1113753.9652
111 | 2502387.5633 | 1113718.5744
112 | 2502209.9322 | 1113864.165
113 | 2502240.1232 | 1113723.6057
114 | 2502156.1177 | 1113818.9064
115 | 2502157.5363 | 1113819.8883
116 | 2502139.0669 | 1113825.9708
117 | 2502167.0101 | 1113826.4448
118 | 2502132.7165 | 1113827.7569
119 | 2502172.8035 | 1113830.4542
120 | 2502102.3277 | 1113836.3202
121 | 2502239.9051 | 1113722.8477
122 | 2502354.7848 | 1113780.2434
123 | 2502613.0904 | 1113557.4586
124 | 2502555.3419 | 1113593.8385
125 | 2502611.0281 | 1113527.9512
126 | 2502609.7229 | 1113509.2776
127 | 2502374.9326 | 1113765.78
128 | 2502385.5262 | 1113758.1753
129 | 2502395.2365 | 1113751.2046
130 | 2502399.4196 | 1113748.2017
131 | 2502090.8401 | 1113677.1723
132 | 2502102.6243 | 1113671.111
133 | 2502084.1141 | 1113681.2502
134 | 2502116.6082 | 1113664.8023
135 | 2502072.9678 | 1113688.0081
136 | 2502130.0531 | 1113658.7367
137 | 2502134.429 | 1113656.7626
138 | 2502151.3352 | 1113649.8129
139 | 2502092.3816 | 1113819.3261
140 | 2502559.1944 | 1113438.7944
141 | 2502560.7813 | 1113447.5462
142 | 2502552.4759 | 1113401.74
143 | 2502565.3331 | 1113472.6504
144 | 2502552.3382 | 1113400.9809
145 | 2502547.2609 | 1113372.9783
146 | 2502348.1881 | 1113653.4606
147 | 2502359.1316 | 1113681.9792
148 | 2502339.479 | 1113630.771
149 | 2502339.4689 | 1113630.7447
150 | 2502424.5817 | 1113291.8057
151 | 2502420.6477 | 1113307.1652
152 | 2502180.0855 | 1113638.1864
153 | 2502216.5774 | 1113623.4192
154 | 2502336.2561 | 1113477.9239
155 | 2502329.6169 | 1113456.4658
156 | 2502329.3131 | 1113455.4839
157 | 2502283.3213 | 1113683.0553
158 | 2502265.7104 | 1113686.9078
159 | 2502284.8547 | 1113682.7199
160 | 2502259.9357 | 1113688.171
161 | 2502295.0238 | 1113680.4214
162 | 2502251.813 | 1113689.9479
163 | 2502246.9354 | 1113691.0149
164 | 2502232.3905 | 1113694.1967
165 | 2502418.6252 | 1113315.0612
166 | 2502414.4598 | 1113331.3242
167 | 2502413.8168 | 1113333.8345
168 | 2502231.4319 | 1113690.0598
169 | 2502232.9975 | 1113696.6637
170 | 2502229.2809 | 1113680.7762
171 | 2502234.1739 | 1113701.4457
172 | 2502239.3896 | 1113721.0569
173 | 2502239.1865 | 1113720.3512
174 | 2502255.3288 | 1113517.8346
175 | 2502249.351 | 1113501.85
176 | 2502255.6738 | 1113606.7664
177 | 2502236.6904 | 1113614.6247
178 | 2502246.1663 | 1113584.6807
179 | 2502238.7285 | 1113567.403
180 | 2502229.2851 | 1113545.4664
181 | 2502227.1883 | 1113540.5956
182 | 2502221.0572 | 1113526.3532
183 | 2502205.7317 | 1113584.5242
184 | 2502226.0446 | 1113666.809
185 | 2502184.244 | 1113550.474
186 | 2502143.9086 | 1113572.6676
187 | 2502142.8543 | 1113573.2007
188 | 2502381.4131 | 1113655.8552
189 | 2502383.9491 | 1113661.664
190 | 2502337.053 | 1113560.7355

## line_std_types
| c_nf_per_km | r_ohm_per_km | x_ohm_per_km | max_i_ka | type | q_mm2 | alpha | voltage_rating
NAYY 4x50 SE | 210 | 0.642 | 0.083 | 0.142 | cs | 50 | 0.00403 | LV
NAYY 4x120 SE | 264 | 0.225 | 0.08 | 0.242 | cs | 120 | 0.00403 | LV
NAYY 4x150 SE | 261 | 0.208 | 0.08 | 0.27 | cs | 150 | 0.00403 | LV
NA2XS2Y 1x95 RM/25 12/20 kV | 216 | 0.313 | 0.132 | 0.252 | cs | 95 | 0.00403 | MV
NA2XS2Y 1x185 RM/25 12/20 kV | 273 | 0.161 | 0.117 | 0.362 | cs | 185 | 0.00403 | MV
NA2XS2Y 1x240 RM/25 12/20 kV | 304 | 0.122 | 0.112 | 0.421 | cs | 240 | 0.00403 | MV
NA2XS2Y 1x95 RM/25 6/10 kV | 315 | 0.313 | 0.123 | 0.249 | cs | 95 | 0.00403 | MV
NA2XS2Y 1x185 RM/25 6/10 kV | 406 | 0.161 | 0.11 | 0.358 | cs | 185 | 0.00403 | MV
NA2XS2Y 1x240 RM/25 6/10 kV | 456 | 0.122 | 0.105 | 0.416 | cs | 240 | 0.00403 | MV
NA2XS2Y 1x150 RM/25 12/20 kV | 250 | 0.206 | 0.116 | 0.319 | cs | 150 | 0.00403 | MV
NA2XS2Y 1x120 RM/25 12/20 kV | 230 | 0.253 | 0.119 | 0.283 | cs | 120 | 0.00403 | MV
NA2XS2Y 1x70 RM/25 12/20 kV | 190 | 0.443 | 0.132 | 0.22 | cs | 70 | 0.00403 | MV
NA2XS2Y 1x150 RM/25 6/10 kV | 360 | 0.206 | 0.11 | 0.315 | cs | 150 | 0.00403 | MV
NA2XS2Y 1x120 RM/25 6/10 kV | 340 | 0.253 | 0.113 | 0.28 | cs | 120 | 0.00403 | MV
NA2XS2Y 1x70 RM/25 6/10 kV | 280 | 0.443 | 0.123 | 0.217 | cs | 70 | 0.00403 | MV
N2XS(FL)2Y 1x120 RM/35 64/110 kV | 112 | 0.153 | 0.166 | 0.366 | cs | 120 | 0.00393 | HV
N2XS(FL)2Y 1x185 RM/35 64/110 kV | 125 | 0.099 | 0.156 | 0.457 | cs | 185 | 0.00393 | HV
N2XS(FL)2Y 1x240 RM/35 64/110 kV | 135 | 0.075 | 0.149 | 0.526 | cs | 240 | 0.00393 | HV
N2XS(FL)2Y 1x300 RM/35 64/110 kV | 144 | 0.06 | 0.144 | 0.588 | cs | 300 | 0.00393 | HV
15-AL1/3-ST1A 0.4 | 11 | 1.8769 | 0.35 | 0.105 | ol | 16 | 0.00403 | LV
24-AL1/4-ST1A 0.4 | 11.25 | 1.2012 | 0.335 | 0.14 | ol | 24 | 0.00403 | LV
48-AL1/8-ST1A 0.4 | 12.2 | 0.5939 | 0.3 | 0.21 | ol | 48 | 0.00403 | LV
94-AL1/15-ST1A 0.4 | 13.2 | 0.306 | 0.29 | 0.35 | ol | 94 | 0.00403 | LV
34-AL1/6-ST1A 10.0 | 9.7 | 0.8342 | 0.36 | 0.17 | ol | 34 | 0.00403 | MV
48-AL1/8-ST1A 10.0 | 10.1 | 0.5939 | 0.35 | 0.21 | ol | 48 | 0.00403 | MV
70-AL1/11-ST1A 10.0 | 10.4 | 0.4132 | 0.339 | 0.29 | ol | 70 | 0.00403 | MV
94-AL1/15-ST1A 10.0 | 10.75 | 0.306 | 0.33 | 0.35 | ol | 94 | 0.00403 | MV
122-AL1/20-ST1A 10.0 | 11.1 | 0.2376 | 0.323 | 0.41 | ol | 122 | 0.00403 | MV
149-AL1/24-ST1A 10.0 | 11.25 | 0.194 | 0.315 | 0.47 | ol | 149 | 0.00403 | MV
34-AL1/6-ST1A 20.0 | 9.15 | 0.8342 | 0.382 | 0.17 | ol | 34 | 0.00403 | MV
48-AL1/8-ST1A 20.0 | 9.5 | 0.5939 | 0.372 | 0.21 | ol | 48 | 0.00403 | MV
70-AL1/11-ST1A 20.0 | 9.7 | 0.4132 | 0.36 | 0.29 | ol | 70 | 0.00403 | MV
94-AL1/15-ST1A 20.0 | 10 | 0.306 | 0.35 | 0.35 | ol | 94 | 0.00403 | MV
122-AL1/20-ST1A 20.0 | 10.3 | 0.2376 | 0.344 | 0.41 | ol | 122 | 0.00403 | MV
149-AL1/24-ST1A 20.0 | 10.5 | 0.194 | 0.337 | 0.47 | ol | 149 | 0.00403 | MV
184-AL1/30-ST1A 20.0 | 10.75 | 0.1571 | 0.33 | 0.535 | ol | 184 | 0.00403 | MV
243-AL1/39-ST1A 20.0 | 11 | 0.1188 | 0.32 | 0.645 | ol | 243 | 0.00403 | MV
48-AL1/8-ST1A 110.0 | 8 | 0.5939 | 0.46 | 0.21 | ol | 48 | 0.00403 | HV
70-AL1/11-ST1A 110.0 | 8.4 | 0.4132 | 0.45 | 0.29 | ol | 70 | 0.00403 | HV
94-AL1/15-ST1A 110.0 | 8.65 | 0.306 | 0.44 | 0.35 | ol | 94 | 0.00403 | HV
122-AL1/20-ST1A 110.0 | 8.5 | 0.2376 | 0.43 | 0.41 | ol | 122 | 0.00403 | HV
149-AL1/24-ST1A 110.0 | 8.75 | 0.194 | 0.41 | 0.47 | ol | 149 | 0.00403 | HV
184-AL1/30-ST1A 110.0 | 8.8 | 0.1571 | 0.4 | 0.535 | ol | 184 | 0.00403 | HV
243-AL1/39-ST1A 110.0 | 9 | 0.1188 | 0.39 | 0.645 | ol | 243 | 0.00403 | HV
305-AL1/39-ST1A 110.0 | 9.2 | 0.0949 | 0.38 | 0.74 | ol | 305 | 0.00403 | HV
490-AL1/64-ST1A 110.0 | 9.75 | 0.059 | 0.37 | 0.96 | ol | 490 | 0.00403 | HV
679-AL1/86-ST1A 110.0 | 9.95 | 0.042 | 0.36 | 1.15 | ol | 679 | 0.00403 | HV
490-AL1/64-ST1A 220.0 | 10 | 0.059 | 0.285 | 0.96 | ol | 490 | 0.00403 | HV
679-AL1/86-ST1A 220.0 | 11.7 | 0.042 | 0.275 | 1.15 | ol | 679 | 0.00403 | HV
490-AL1/64-ST1A 380.0 | 11 | 0.059 | 0.253 | 0.96 | ol | 490 | 0.00403 | HV
679-AL1/86-ST1A 380.0 | 14.6 | 0.042 | 0.25 | 1.15 | ol | 679 | 0.00403 | HV

## trafo_std_types
| i0_percent | pfe_kw | vkr_percent | sn_mva | vn_lv_kv | vn_hv_kv | vk_percent | shift_degree | vector_group | tap_side | tap_neutral | tap_min | tap_max | tap_step_degree | tap_step_percent | tap_phase_shifter
160 MVA 380/110 kV | 0.06 | 60 | 0.25 | 160 | 110 | 380 | 12.2 | 0 | Yy0 | hv | 0 | -9 | 9 | 0 | 1.5 | FALSE
100 MVA 220/110 kV | 0.06 | 55 | 0.26 | 100 | 110 | 220 | 12 | 0 | Yy0 | hv | 0 | -9 | 9 | 0 | 1.5 | FALSE
63 MVA 110/20 kV | 0.04 | 22 | 0.32 | 63 | 20 | 110 | 18 | 150 | YNd5 | hv | 0 | -9 | 9 | 0 | 1.5 | FALSE
40 MVA 110/20 kV | 0.05 | 18 | 0.34 | 40 | 20 | 110 | 16.2 | 150 | YNd5 | hv | 0 | -9 | 9 | 0 | 1.5 | FALSE
25 MVA 110/20 kV | 0.07 | 14 | 0.41 | 25 | 20 | 110 | 12 | 150 | YNd5 | hv | 0 | -9 | 9 | 0 | 1.5 | FALSE
63 MVA 110/10 kV | 0.04 | 22 | 0.32 | 63 | 10 | 110 | 18 | 150 | YNd5 | hv | 0 | -9 | 9 | 0 | 1.5 | FALSE
40 MVA 110/10 kV | 0.05 | 18 | 0.34 | 40 | 10 | 110 | 16.2 | 150 | YNd5 | hv | 0 | -9 | 9 | 0 | 1.5 | FALSE
25 MVA 110/10 kV | 0.07 | 14 | 0.41 | 25 | 10 | 110 | 12 | 150 | YNd5 | hv | 0 | -9 | 9 | 0 | 1.5 | FALSE
0.25 MVA 20/0.4 kV | 0.32 | 0.8 | 1.44 | 0.25 | 0.4 | 20 | 6 | 150 | Yzn5 | hv | 0 | -2 | 2 | 0 | 2.5 | FALSE
0.4 MVA 20/0.4 kV | 0.3375 | 1.35 | 1.425 | 0.4 | 0.4 | 20 | 6 | 150 | Dyn5 | hv | 0 | -2 | 2 | 0 | 2.5 | FALSE
0.63 MVA 20/0.4 kV | 0.2619 | 1.65 | 1.206 | 0.63 | 0.4 | 20 | 6 | 150 | Dyn5 | hv | 0 | -2 | 2 | 0 | 2.5 | FALSE
0.25 MVA 10/0.4 kV | 0.24 | 0.6 | 1.2 | 0.25 | 0.4 | 10 | 4 | 150 | Dyn5 | hv | 0 | -2 | 2 | 0 | 2.5 | FALSE
0.4 MVA 10/0.4 kV | 0.2375 | 0.95 | 1.325 | 0.4 | 0.4 | 10 | 4 | 150 | Dyn5 | hv | 0 | -2 | 2 | 0 | 2.5 | FALSE
0.63 MVA 10/0.4 kV | 0.1873 | 1.18 | 1.0794 | 0.63 | 0.4 | 10 | 4 | 150 | Dyn5 | hv | 0 | -2 | 2 | 0 | 2.5 | FALSE

## trafo3w_std_types
| sn_hv_mva | sn_mv_mva | sn_lv_mva | vn_hv_kv | vn_mv_kv | vn_lv_kv | vk_hv_percent | vk_mv_percent | vk_lv_percent | vkr_hv_percent | vkr_mv_percent | vkr_lv_percent | pfe_kw | i0_percent | shift_mv_degree | shift_lv_degree | vector_group | tap_side | tap_neutral | tap_min | tap_max | tap_step_percent
63/25/38 MVA 110/20/10 kV | 63 | 25 | 38 | 110 | 20 | 10 | 10.4 | 10.4 | 10.4 | 0.28 | 0.32 | 0.35 | 35 | 0.89 | 0 | 0 | YN0yn0yn0 | hv | 0 | -10 | 10 | 1.2
63/25/38 MVA 110/10/10 kV | 63 | 25 | 38 | 110 | 10 | 10 | 10.4 | 10.4 | 10.4 | 0.28 | 0.32 | 0.35 | 35 | 0.89 | 0 | 0 | YN0yn0yn0 | hv | 0 | -10 | 10 | 1.2

## fuse_std_types
| fuse_type | i_rated_a | t_avg | t_min | t_total | x_avg | x_min | x_total
HV 100A | HV 100A | 100 | 0 | [10.0, 3.64, 0.854, 0.281, 0.1, 0.0531, 0.022, 0.01] | [10.0, 4.267, 1.21, 0.403, 0.1, 0.058, 0.022, 0.01] | 0 | [300.0, 350.0, 450.0, 550.0, 700.0, 850.0, 1200.0, 1752.0] | [600.0, 700.0, 900.0, 1150.0, 1665.0, 2000.0, 3000.0, 4313.0]
HV 10A | HV 10A | 10 | 0 | [10.0, 1675.0, 0.344, 0.156, 0.1, 0.0417, 0.0171, 0.01] | [10.0, 1.3, 0.3, 0.155, 0.1, 0.0555, 0.023, 0.01] | 0 | [30.0, 32.0, 35.0, 37.0, 39.0, 50.0, 70.0, 88.0] | [60.0, 70.0, 80.0, 87.0, 94.0, 110.0, 150.0, 216.0]
HV 125A | HV 125A | 125 | 0 | [10.0, 1.82, 0.344, 0.1, 0.0467, 0.0269, 0.01] | [10.0, 2.478, 0.426, 0.1, 0.0427, 0.0211, 0.01] | 0 | [375.0, 500.0, 700.0, 925.0, 1200.0, 1500.0, 2341.0] | [750.0, 1000.0, 1500.0, 2200.0, 3000.0, 4000.0, 5765.0]
HV 160A | HV 160A | 160 | 0 | [10.0, 4.15, 1.03, 0.198, 0.1, 0.051, 0.0172, 0.01] | [10.0, 2.3, 0.734, 0.274, 0.1, 0.046, 0.0177, 0.01] | 0 | [480.0, 550.0, 700.0, 1000.0, 1260.0, 1600.0, 2500.0, 3227.0] | [960.0, 1300.0, 1700.0, 2200.0, 2996.0, 4000.0, 6000.0, 7946.0]
HV 16A | HV 16A | 16 | 0 | [10.0, 0.352, 0.164, 0.1, 0.0649, 0.0342, 0.01] | [10.0, 2.34, 0.722, 0.181, 0.1, 0.055, 0.0296, 0.01] | 0 | [48.0, 60.0, 65.0, 71.0, 80.0, 100.0, 162.0] | [96.0, 110.0, 125.0, 150.0, 168.0, 200.0, 250.0, 398.0]
HV 200A | HV 200A | 200 | 0 | [10.0, 4.267, 1.21, 0.403, 0.1, 0.058, 0.022, 0.01] | [10.0, 3.73, 1.654, 0.328, 0.1, 0.0531, 0.019, 0.01] | 0 | [600.0, 700.0, 900.0, 1150.0, 1665.0, 2000.0, 3000.0, 4313.0] | [1200.0, 1500.0, 1800.0, 2700.0, 3960.0, 5000.0, 7500.0, 10620.0]
HV 20A | HV 20A | 20 | 0 | [10.0, 1.3, 0.3, 0.155, 0.1, 0.0555, 0.023, 0.01] | [10.0, 1.3, 0.161, 0.1, 0.0611, 0.0399, 0.0141, 0.01] | 0 | [60.0, 70.0, 80.0, 87.0, 94.0, 110.0, 150.0, 216.0] | [120.0, 150.0, 200.0, 223.0, 260.0, 300.0, 450.0, 532.0]
HV 25A | HV 25A | 25 | 0 | [10.0, 2.512, 0.833, 0.299, 0.1, 0.0372, 0.0223, 0.01] | [10.0, 3.125, 0.597, 0.198, 0.1, 0.0378, 0.022, 0.01] | 0 | [75.0, 82.0, 90.0, 100.0, 124.0, 170.0, 200.0, 289.0] | [150.0, 170.0, 210.0, 250.0, 294.0, 400.0, 500.0, 711.0]
HV 31.5A | HV 31.5A | 31.5 | 0 | [10.0, 2.34, 0.722, 0.181, 0.1, 0.055, 0.0296, 0.01] | [10.0, 2.84, 0.368, 0.164, 0.1, 0.0621, 0.0378, 0.0195, 0.01] | 0 | [95.0, 110.0, 125.0, 150.0, 165.0, 200.0, 250.0, 390.0] | [189.0, 220.0, 300.0, 350.0, 393.0, 450.0, 530.0, 700.0, 960.0]
HV 40A | HV 40A | 40 | 0 | [10.0, 1.3, 0.161, 0.1, 0.0611, 0.0399, 0.0141, 0.01] | [10.0, 2.05, 0.369, 0.198, 0.1, 0.051, 0.0298, 0.01] | 0 | [120.0, 150.0, 200.0, 223.0, 260.0, 300.0, 450.0, 532.0] | [240.0, 300.0, 400.0, 450.0, 530.0, 650.0, 800.0, 1311.0]
HV 50A | HV 50A | 50 | 0 | [10.0, 3.215, 0.597, 0.198, 0.1, 0.0378, 0.022, 0.01] | [10.0, 3.64, 0.854, 0.281, 0.1, 0.0531, 0.022, 0.01] | 0 | [150.0, 170.0, 210.0, 250.0, 294.0, 400.0, 500.0, 711.0] | [300.0, 350.0, 450.0, 550.0, 700.0, 850.0, 1200.0, 1752.0]
HV 6.3A | HV 6.3A | 6.3 | 0 | [10.0, 1.39, 0.344, 0.168, 0.1, 0.056, 0.0263, 0.01] | [10.0, 1.711, 0.516, 0.198, 0.1, 0.0634, 0.0303, 0.01] | 0 | [19.0, 19.5, 20.4, 20.8, 22.0, 25.0, 32.0, 48.0] | [38.0, 40.0, 43.0, 48.0, 53.0, 60.0, 75.0, 118.0]
HV 63A | HV 63A | 63 | 0 | [10.0, 2.84, 0.368, 0.164, 0.1, 0.0621, 0.0378, 0.0195, 0.01] | [10.0, 1.82, 0.344, 0.1, 0.0467, 0.0269, 0.01] | 0 | [189.0, 220.0, 300.0, 350.0, 393.0, 450.0, 530.0, 700.0, 961.0] | [378.0, 500.0, 700.0, 934.0, 1200.0, 1500.0, 2366.0]
HV 80A | HV 80A | 80 | 0 | [10.0, 2.05, 0.369, 0.198, 0.1, 0.051, 0.0298, 0.01] | [10.0, 4.15, 1.03, 0.198, 0.1, 0.051, 0.0172, 0.01] | 0 | [240.0, 300.0, 400.0, 450.0, 530.0, 650.0, 800.0, 1311.0] | [480.0, 550.0, 700.0, 1000.0, 1260.0, 1600.0, 2500.0, 3227.0]
Siemens NH-1-100 | Siemens NH-1-100 | 100 | [5400.0, 2000.0, 400.0, 20.0, 1.0, 0.2, 0.012, 0.004] | 0 | 0 | [150.0, 190.0, 250.0, 430.0, 900.0, 1250.0, 2700.0, 3600.0] | 0 | 0
Siemens NH-1-125 | Siemens NH-1-125 | 125 | [4800.0, 120.0, 7.0, 0.1, 0.004] | 0 | 0 | [180.0, 400.0, 740.0, 2000.0, 4250.0] | 0 | 0
Siemens NH-1-16 | Siemens NH-1-16 | 16 | [4000.0, 400.0, 2.0, 0.1, 0.04, 0.01] | 0 | 0 | [26.0, 35.0, 75.0, 150.0, 200.0, 300.0] | 0 | 0
Siemens NH-1-160 | Siemens NH-1-160 | 160 | [4800.0, 120.0, 7.0, 0.1, 0.004] | 0 | 0 | [210.0, 500.0, 900.0, 2300.0, 5000.0] | 0 | 0
Siemens NH-1-25 | Siemens NH-1-25 | 25 | [4000.0, 1000.0, 10.0, 0.2, 0.02, 0.01] | 0 | 0 | [40.0, 50.0, 100.0, 210.0, 400.0, 500.0] | 0 | 0
Siemens NH-1-50 | Siemens NH-1-50 | 50 | [4000.0, 40.0, 4.0, 1.0, 0.02, 0.01] | 0 | 0 | [86.0, 200.0, 300.0, 400.0, 1000.0, 1280.0] | 0 | 0
Siemens NH-1-63 | Siemens NH-1-63 | 63 | [4000.0, 100.0, 10.0, 2.0, 0.04, 0.01] | 0 | 0 | [100.0, 200.0, 300.0, 400.0, 1000.0, 1500.0] | 0 | 0
Siemens NH-1-80 | Siemens NH-1-80 | 80 | [4800.0, 120.0, 7.0, 0.1, 0.01] | 0 | 0 | [150.58, 250.0, 450.0, 1150.0, 2470.0] | 0 | 0
Siemens NH-2-1000 | Siemens NH-2-1000 | 1000 | [4800.0, 120.0, 7.0, 0.1, 0.004] | 0 | 0 | [1900.0, 3500.0, 8400.0, 24000.0, 52000.0] | 0 | 0
Siemens NH-2-200 | Siemens NH-2-200 | 200 | [4800.0, 120.0, 7.0, 0.1, 0.004] | 0 | 0 | [280.0, 650.0, 1200.0, 3000.0, 7000.0] | 0 | 0
Siemens NH-2-224 | Siemens NH-2-224 | 224 | [4800.0, 120.0, 7.0, 0.2, 0.04, 0.004] | 0 | 0 | [400.0, 750.0, 1453.0, 3025.0, 4315.0, 7600.0] | 0 | 0
Siemens NH-2-250 | Siemens NH-2-250 | 250 | [4800.0, 120.0, 7.0, 0.1, 0.004] | 0 | 0 | [450.0, 800.0, 1650.0, 4000.0, 8500.0] | 0 | 0
Siemens NH-2-315 | Siemens NH-2-315 | 315 | [4800.0, 120.0, 7.0, 0.1, 0.004] | 0 | 0 | [550.0, 920.0, 1900.0, 5000.0, 11000.0] | 0 | 0
Siemens NH-2-355 | Siemens NH-2-355 | 355 | [4800.0, 120.0, 6.0, 0.1, 0.004] | 0 | 0 | [650.0, 1116.27, 2350.0, 5840.0, 12790.0] | 0 | 0
Siemens NH-2-400 | Siemens NH-2-400 | 400 | [4800.0, 120.0, 7.0, 0.1, 0.004] | 0 | 0 | [720.0, 1350.0, 2800.0, 6500.0, 15000.0] | 0 | 0
Siemens NH-2-425 | Siemens NH-2-425 | 425 | [4800.0, 120.0, 7.0, 0.1, 0.004] | 0 | 0 | [850.0, 1500.0, 3050.0, 7500.0, 16500.0] | 0 | 0
Siemens NH-2-630 | Siemens NH-2-630 | 630 | [4800.0, 120.0, 7.0, 0.1, 0.004] | 0 | 0 | [1200.0, 2000.0, 4800.0, 12000.0, 26000.0] | 0 | 0

## dtypes
| element | column | dtype
0 | bus | name | object
1 | bus | vn_kv | float64
2 | bus | type | object
3 | bus | zone | object
4 | bus | in_service | bool
5 | load | name | object
6 | load | bus | uint32
7 | load | p_mw | float64
8 | load | q_mvar | float64
9 | load | const_z_percent | float64
10 | load | const_i_percent | float64
11 | load | sn_mva | float64
12 | load | scaling | float64
13 | load | in_service | bool
14 | load | type | object
15 | ext_grid | name | object
16 | ext_grid | bus | uint32
17 | ext_grid | vm_pu | float64
18 | ext_grid | va_degree | float64
19 | ext_grid | slack_weight | float64
20 | ext_grid | in_service | bool
21 | line | name | object
22 | line | std_type | object
23 | line | from_bus | uint32
24 | line | to_bus | uint32
25 | line | length_km | float64
26 | line | r_ohm_per_km | float64
27 | line | x_ohm_per_km | float64
28 | line | c_nf_per_km | float64
29 | line | g_us_per_km | float64
30 | line | max_i_ka | float64
31 | line | df | float64
32 | line | parallel | uint32
33 | line | type | object
34 | line | in_service | bool
35 | trafo | name | object
36 | trafo | std_type | object
37 | trafo | hv_bus | uint32
38 | trafo | lv_bus | uint32
39 | trafo | sn_mva | float64
40 | trafo | vn_hv_kv | float64
41 | trafo | vn_lv_kv | float64
42 | trafo | vk_percent | float64
43 | trafo | vkr_percent | float64
44 | trafo | pfe_kw | float64
45 | trafo | i0_percent | float64
46 | trafo | shift_degree | float64
47 | trafo | tap_side | object
48 | trafo | tap_neutral | int32
49 | trafo | tap_min | int32
50 | trafo | tap_max | int32
51 | trafo | tap_step_percent | float64
52 | trafo | tap_step_degree | float64
53 | trafo | tap_pos | int32
54 | trafo | tap_phase_shifter | bool
55 | trafo | parallel | uint32
56 | trafo | df | float64
57 | trafo | in_service | bool
58 | line_geodata | coords | object
59 | bus_geodata | x | float64
60 | bus_geodata | y | float64
61 | bus_geodata | coords | object

## parameters
| version | format_version | converged | OPF_converged | name | f_hz | sn_mva
0 | 2.14.6 | 2.14.0 | FALSE | FALSE |  | 50 | 1