## bus
| name | vn_kv | type | zone | in_service
0 | bus_LV_6645-13_0_5_node_0 | 0.4 | n |  | TRUE
1 | bus_LV_6645-13_0_5_node_2 | 0.4 | n |  | TRUE
2 | bus_LV_6645-13_0_5_node_1 | 0.4 | n |  | TRUE
3 | bus_LV_6645-13_0_5_node_3 | 0.4 | n |  | TRUE
4 | bus_LV_6645-13_0_5_node_4 | 0.4 | n |  | TRUE
5 | bus_LV_6645-13_0_5_node_18 | 0.4 | n |  | TRUE
6 | bus_LV_6645-13_0_5_node_20 | 0.4 | n |  | TRUE
7 | bus_LV_6645-13_0_5_node_21 | 0.4 | n |  | TRUE
8 | bus_LV_6645-13_0_5_node_5 | 0.4 | n |  | TRUE
9 | bus_LV_6645-13_0_5_node_59 | 0.4 | n |  | TRUE
10 | bus_LV_6645-13_0_5_node_14 | 0.4 | n |  | TRUE
11 | bus_LV_6645-13_0_5_node_89 | 0.4 | n |  | TRUE
12 | bus_LV_6645-13_0_5_node_6 | 0.4 | n |  | TRUE
13 | bus_LV_6645-13_0_5_node_10 | 0.4 | n |  | TRUE
14 | bus_LV_6645-13_0_5_node_68 | 0.4 | n |  | TRUE
15 | bus_LV_6645-13_0_5_node_7 | 0.4 | n |  | TRUE
16 | bus_LV_6645-13_0_5_node_110 | 0.4 | n |  | TRUE
17 | bus_LV_6645-13_0_5_node_13 | 0.4 | n |  | TRUE
18 | bus_LV_6645-13_0_5_node_8 | 0.4 | n |  | TRUE
19 | bus_LV_6645-13_0_5_node_140 | 0.4 | n |  | TRUE
20 | bus_LV_6645-13_0_5_node_9 | 0.4 | n |  | TRUE
21 | bus_LV_6645-13_0_5_node_33 | 0.4 | n |  | TRUE
22 | bus_LV_6645-13_0_5_node_139 | 0.4 | n |  | TRUE
23 | bus_LV_6645-13_0_5_node_107 | 0.4 | n |  | TRUE
24 | bus_LV_6645-13_0_5_node_11 | 0.4 | n |  | TRUE
25 | bus_LV_6645-13_0_5_node_12 | 0.4 | n |  | TRUE
26 | bus_LV_6645-13_0_5_node_117 | 0.4 | n |  | TRUE
27 | bus_LV_6645-13_0_5_node_137 | 0.4 | n |  | TRUE
28 | bus_LV_6645-13_0_5_node_138 | 0.4 | n |  | TRUE
29 | bus_LV_6645-13_0_5_node_84 | 0.4 | n |  | TRUE
30 | bus_LV_6645-13_0_5_node_15 | 0.4 | n |  | TRUE
31 | bus_LV_6645-13_0_5_node_175 | 0.4 | n |  | TRUE
32 | bus_LV_6645-13_0_5_node_17 | 0.4 | n |  | TRUE
33 | bus_LV_6645-13_0_5_node_16 | 0.4 | n |  | TRUE
34 | bus_LV_6645-13_0_5_node_156 | 0.4 | n |  | TRUE
35 | bus_LV_6645-13_0_5_node_155 | 0.4 | n |  | TRUE
36 | bus_LV_6645-13_0_5_node_22 | 0.4 | n |  | TRUE
37 | bus_LV_6645-13_0_5_node_23 | 0.4 | n |  | TRUE
38 | bus_LV_6645-13_0_5_node_36 | 0.4 | n |  | TRUE
39 | bus_LV_6645-13_0_5_node_60 | 0.4 | n |  | TRUE
40 | bus_LV_6645-13_0_5_node_67 | 0.4 | n |  | TRUE
41 | bus_LV_6645-13_0_5_node_77 | 0.4 | n |  | TRUE
42 | bus_LV_6645-13_0_5_node_88 | 0.4 | n |  | TRUE
43 | bus_LV_6645-13_0_5_node_31 | 0.4 | n |  | TRUE
44 | bus_LV_6645-13_0_5_node_116 | 0.4 | n |  | TRUE
45 | bus_LV_6645-13_0_5_node_95 | 0.4 | n |  | TRUE
46 | bus_LV_6645-13_0_5_node_120 | 0.4 | n |  | TRUE
47 | bus_LV_6645-13_0_5_node_108 | 0.4 | n |  | TRUE
48 | bus_LV_6645-13_0_5_node_24 | 0.4 | n |  | TRUE
49 | bus_LV_6645-13_0_5_node_25 | 0.4 | n |  | TRUE
50 | bus_LV_6645-13_0_5_node_27 | 0.4 | n |  | TRUE
51 | bus_LV_6645-13_0_5_node_28 | 0.4 | n |  | TRUE
52 | bus_LV_6645-13_0_5_node_105 | 0.4 | n |  | TRUE
53 | bus_LV_6645-13_0_5_node_104 | 0.4 | n |  | TRUE
54 | bus_LV_6645-13_0_5_node_106 | 0.4 | n |  | TRUE
55 | bus_LV_6645-13_0_5_node_30 | 0.4 | n |  | TRUE
56 | bus_LV_6645-13_0_5_node_32 | 0.4 | n |  | TRUE
57 | bus_LV_6645-13_0_5_node_34 | 0.4 | n |  | TRUE
58 | bus_LV_6645-13_0_5_node_35 | 0.4 | n |  | TRUE
59 | bus_LV_6645-13_0_5_node_154 | 0.4 | n |  | TRUE
60 | bus_LV_6645-13_0_5_node_43 | 0.4 | n |  | TRUE
61 | bus_LV_6645-13_0_5_node_37 | 0.4 | n |  | TRUE
62 | bus_LV_6645-13_0_5_node_38 | 0.4 | n |  | TRUE
63 | bus_LV_6645-13_0_5_node_39 | 0.4 | n |  | TRUE
64 | bus_LV_6645-13_0_5_node_40 | 0.4 | n |  | TRUE
65 | bus_LV_6645-13_0_5_node_41 | 0.4 | n |  | TRUE
66 | bus_LV_6645-13_0_5_node_42 | 0.4 | n |  | TRUE
67 | bus_LV_6645-13_0_5_node_153 | 0.4 | n |  | TRUE
68 | bus_LV_6645-13_0_5_node_130 | 0.4 | n |  | TRUE
69 | bus_LV_6645-13_0_5_node_44 | 0.4 | n |  | TRUE
70 | bus_LV_6645-13_0_5_node_45 | 0.4 | n |  | TRUE
71 | bus_LV_6645-13_0_5_node_46 | 0.4 | n |  | TRUE
72 | bus_LV_6645-13_0_5_node_47 | 0.4 | n |  | TRUE
73 | bus_LV_6645-13_0_5_node_48 | 0.4 | n |  | TRUE
74 | bus_LV_6645-13_0_5_node_49 | 0.4 | n |  | TRUE
75 | bus_LV_6645-13_0_5_node_50 | 0.4 | n |  | TRUE
76 | bus_LV_6645-13_0_5_node_96 | 0.4 | n |  | TRUE
77 | bus_LV_6645-13_0_5_node_62 | 0.4 | n |  | TRUE
78 | bus_LV_6645-13_0_5_node_94 | 0.4 | n |  | TRUE
79 | bus_LV_6645-13_0_5_node_63 | 0.4 | n |  | TRUE
80 | bus_LV_6645-13_0_5_node_51 | 0.4 | n |  | TRUE
81 | bus_LV_6645-13_0_5_node_52 | 0.4 | n |  | TRUE
82 | bus_LV_6645-13_0_5_node_53 | 0.4 | n |  | TRUE
83 | bus_LV_6645-13_0_5_node_54 | 0.4 | n |  | TRUE
84 | bus_LV_6645-13_0_5_node_55 | 0.4 | n |  | TRUE
85 | bus_LV_6645-13_0_5_node_57 | 0.4 | n |  | TRUE
86 | bus_LV_6645-13_0_5_node_58 | 0.4 | n |  | TRUE
87 | bus_LV_6645-13_0_5_node_56 | 0.4 | n |  | TRUE
88 | bus_LV_6645-13_0_5_node_165 | 0.4 | n |  | TRUE
89 | bus_LV_6645-13_0_5_node_131 | 0.4 | n |  | TRUE
90 | bus_LV_6645-13_0_5_node_65 | 0.4 | n |  | TRUE
91 | bus_LV_6645-13_0_5_node_150 | 0.4 | n |  | TRUE
92 | bus_LV_6645-13_0_5_node_149 | 0.4 | n |  | TRUE
93 | bus_LV_6645-13_0_5_node_129 | 0.4 | n |  | TRUE
94 | bus_LV_6645-13_0_5_node_66 | 0.4 | n |  | TRUE
95 | bus_LV_6645-13_0_5_node_151 | 0.4 | n |  | TRUE
96 | bus_LV_6645-13_0_5_node_152 | 0.4 | n |  | TRUE
97 | bus_LV_6645-13_0_5_node_146 | 0.4 | n |  | TRUE
98 | bus_LV_6645-13_0_5_node_72 | 0.4 | n |  | TRUE
99 | bus_LV_6645-13_0_5_node_74 | 0.4 | n |  | TRUE
100 | bus_LV_6645-13_0_5_node_71 | 0.4 | n |  | TRUE
101 | bus_LV_6645-13_0_5_node_142 | 0.4 | n |  | TRUE
102 | bus_LV_6645-13_0_5_node_64 | 0.4 | n |  | TRUE
103 | bus_LV_6645-13_0_5_node_79 | 0.4 | n |  | TRUE
104 | bus_LV_6645-13_0_5_node_73 | 0.4 | n |  | TRUE
105 | bus_LV_6645-13_0_5_node_109 | 0.4 | n |  | TRUE
106 | bus_LV_6645-13_0_5_node_78 | 0.4 | n |  | TRUE
107 | bus_LV_6645-13_0_5_node_80 | 0.4 | n |  | TRUE
108 | bus_LV_6645-13_0_5_node_81 | 0.4 | n |  | TRUE
109 | bus_LV_6645-13_0_5_node_82 | 0.4 | n |  | TRUE
110 | bus_LV_6645-13_0_5_node_83 | 0.4 | n |  | TRUE
111 | bus_LV_6645-13_0_5_node_176 | 0.4 | n |  | TRUE
112 | bus_LV_6645-13_0_5_node_177 | 0.4 | n |  | TRUE
113 | bus_LV_6645-13_0_5_node_141 | 0.4 | n |  | TRUE
114 | bus_LV_6645-13_0_5_node_170 | 0.4 | n |  | TRUE
115 | bus_LV_6645-13_0_5_node_169 | 0.4 | n |  | TRUE
116 | bus_LV_6645-13_0_5_node_85 | 0.4 | n |  | TRUE
117 | bus_LV_6645-13_0_5_node_86 | 0.4 | n |  | TRUE
118 | bus_LV_6645-13_0_5_node_87 | 0.4 | n |  | TRUE
119 | bus_LV_6645-13_0_5_node_90 | 0.4 | n |  | TRUE
120 | bus_LV_6645-13_0_5_node_91 | 0.4 | n |  | TRUE
121 | bus_LV_6645-13_0_5_node_92 | 0.4 | n |  | TRUE
122 | bus_LV_6645-13_0_5_node_93 | 0.4 | n |  | TRUE
123 | bus_LV_6645-13_0_5_node_111 | 0.4 | n |  | TRUE
124 | bus_LV_6645-13_0_5_node_163 | 0.4 | n |  | TRUE
125 | bus_LV_6645-13_0_5_node_157 | 0.4 | n |  | TRUE
126 | bus_LV_6645-13_0_5_node_112 | 0.4 | n |  | TRUE
127 | bus_LV_6645-13_0_5_node_161 | 0.4 | n |  | TRUE
128 | bus_LV_6645-13_0_5_node_158 | 0.4 | n |  | TRUE
129 | bus_LV_6645-13_0_5_node_97 | 0.4 | n |  | TRUE
130 | bus_LV_6645-13_0_5_node_98 | 0.4 | n |  | TRUE
131 | bus_LV_6645-13_0_5_node_99 | 0.4 | n |  | TRUE
132 | bus_LV_6645-13_0_5_node_100 | 0.4 | n |  | TRUE
133 | bus_LV_6645-13_0_5_node_101 | 0.4 | n |  | TRUE
134 | bus_LV_6645-13_0_5_node_102 | 0.4 | n |  | TRUE
135 | bus_LV_6645-13_0_5_node_103 | 0.4 | n |  | TRUE
136 | bus_LV_6645-13_0_5_node_121 | 0.4 | n |  | TRUE
137 | bus_LV_6645-13_0_5_node_164 | 0.4 | n |  | TRUE
138 | bus_LV_6645-13_0_5_node_122 | 0.4 | n |  | TRUE
139 | bus_LV_6645-13_0_5_node_162 | 0.4 | n |  | TRUE
140 | bus_LV_6645-13_0_5_node_113 | 0.4 | n |  | TRUE
141 | bus_LV_6645-13_0_5_node_114 | 0.4 | n |  | TRUE
142 | bus_LV_6645-13_0_5_node_115 | 0.4 | n |  | TRUE
143 | bus_LV_6645-13_0_5_node_132 | 0.4 | n |  | TRUE
144 | bus_LV_6645-13_0_5_node_128 | 0.4 | n |  | TRUE
145 | bus_LV_6645-13_0_5_node_133 | 0.4 | n |  | TRUE
146 | bus_LV_6645-13_0_5_node_134 | 0.4 | n |  | TRUE
147 | bus_LV_6645-13_0_5_node_118 | 0.4 | n |  | TRUE
148 | bus_LV_6645-13_0_5_node_119 | 0.4 | n |  | TRUE
149 | bus_LV_6645-13_0_5_node_123 | 0.4 | n |  | TRUE
150 | bus_LV_6645-13_0_5_node_124 | 0.4 | n |  | TRUE
151 | bus_LV_6645-13_0_5_node_148 | 0.4 | n |  | TRUE
152 | bus_LV_6645-13_0_5_node_145 | 0.4 | n |  | TRUE
153 | bus_LV_6645-13_0_5_node_125 | 0.4 | n |  | TRUE
154 | bus_LV_6645-13_0_5_node_126 | 0.4 | n |  | TRUE
155 | bus_LV_6645-13_0_5_node_127 | 0.4 | n |  | TRUE
156 | bus_LV_6645-13_0_5_node_147 | 0.4 | n |  | TRUE
157 | bus_LV_6645-13_0_5_node_136 | 0.4 | n |  | TRUE
158 | bus_LV_6645-13_0_5_node_143 | 0.4 | n |  | TRUE
159 | bus_LV_6645-13_0_5_node_144 | 0.4 | n |  | TRUE
160 | bus_LV_6645-13_0_5_node_174 | 0.4 | n |  | TRUE
161 | bus_LV_6645-13_0_5_node_173 | 0.4 | n |  | TRUE
162 | bus_LV_6645-13_0_5_node_171 | 0.4 | n |  | TRUE
163 | bus_LV_6645-13_0_5_node_159 | 0.4 | n |  | TRUE
164 | bus_LV_6645-13_0_5_node_160 | 0.4 | n |  | TRUE
165 | bus_LV_6645-13_0_5_node_166 | 0.4 | n |  | TRUE
166 | bus_LV_6645-13_0_5_node_167 | 0.4 | n |  | TRUE
167 | bus_LV_6645-13_0_5_node_168 | 0.4 | n |  | TRUE
168 | bus_LV_6645-13_0_5_node_172 | 0.4 | n |  | TRUE
169 | bus_MV_648_0_node_113 | 20 | n |  | TRUE

## load
| name | bus | p_mw | q_mvar | const_z_percent | const_i_percent | sn_mva | scaling | in_service | type
0 | LV_6645-13_0_5_load_0 | 0 | 0.0038231 | 0.00095817 | 0 | 0 |  | 1 | TRUE | wye
1 | LV_6645-13_0_5_load_20 | 6 | 0.0027737 | 0.00069517 | 0 | 0 |  | 1 | TRUE | wye
2 | LV_6645-13_0_5_load_21 | 7 | 0.0036787 | 0.00092198 | 0 | 0 |  | 1 | TRUE | wye
3 | LV_6645-13_0_5_load_59 | 9 | 0.0029918 | 0.00074981 | 0 | 0 |  | 1 | TRUE | wye
4 | LV_6645-13_0_5_load_89 | 11 | 0.003647 | 0.00091402 | 0 | 0 |  | 1 | TRUE | wye
5 | LV_6645-13_0_5_load_68 | 14 | 0.00085119 | 0.00021333 | 0 | 0 |  | 1 | TRUE | wye
6 | LV_6645-13_0_5_load_110 | 16 | 0.013796 | 0.0034576 | 0 | 0 |  | 1 | TRUE | wye
7 | LV_6645-13_0_5_load_140 | 19 | 0.0030153 | 0.00075571 | 0 | 0 |  | 1 | TRUE | wye
8 | LV_6645-13_0_5_load_33 | 21 | 0.0030537 | 0.00076533 | 0 | 0 |  | 1 | TRUE | wye
9 | LV_6645-13_0_5_load_139 | 22 | 0.0034371 | 0.00086142 | 0 | 0 |  | 1 | TRUE | wye
10 | LV_6645-13_0_5_load_107 | 23 | 0.00034274 | 8.5899e-05 | 0 | 0 |  | 1 | TRUE | wye
11 | LV_6645-13_0_5_load_117 | 26 | 0.0053749 | 0.0013471 | 0 | 0 |  | 1 | TRUE | wye
12 | LV_6645-13_0_5_load_138 | 28 | 0.0030189 | 0.00075661 | 0 | 0 |  | 1 | TRUE | wye
13 | LV_6645-13_0_5_load_84 | 29 | 0.0013002 | 0.00032586 | 0 | 0 |  | 1 | TRUE | wye
14 | LV_6645-13_0_5_load_175 | 31 | 0.011266 | 0.0028236 | 0 | 0 |  | 1 | TRUE | wye
15 | LV_6645-13_0_5_load_156 | 34 | 0.0039789 | 0.0009972 | 0 | 0 |  | 1 | TRUE | wye
16 | LV_6645-13_0_5_load_155 | 35 | 0.005566 | 0.001395 | 0 | 0 |  | 1 | TRUE | wye
17 | LV_6645-13_0_5_load_22 | 36 | 0.0017493 | 0.00043842 | 0 | 0 |  | 1 | TRUE | wye
18 | LV_6645-13_0_5_load_23 | 37 | 0.001432 | 0.0003589 | 0 | 0 |  | 1 | TRUE | wye
19 | LV_6645-13_0_5_load_36 | 38 | 0.0080577 | 0.0020194 | 0 | 0 |  | 1 | TRUE | wye
20 | LV_6645-13_0_5_load_60 | 39 | 0.0038263 | 0.00095896 | 0 | 0 |  | 1 | TRUE | wye
21 | LV_6645-13_0_5_load_67 | 40 | 0.00060861 | 0.00015253 | 0 | 0 |  | 1 | TRUE | wye
22 | LV_6645-13_0_5_load_88 | 42 | 0.0011432 | 0.00028652 | 0 | 0 |  | 1 | TRUE | wye
23 | LV_6645-13_0_5_load_31 | 43 | 0.0033658 | 0.00084355 | 0 | 0 |  | 1 | TRUE | wye
24 | LV_6645-13_0_5_load_116 | 44 | 0.0041588 | 0.0010423 | 0 | 0 |  | 1 | TRUE | wye
25 | LV_6645-13_0_5_load_120 | 46 | 0.005378 | 0.0013478 | 0 | 0 |  | 1 | TRUE | wye
26 | LV_6645-13_0_5_load_108 | 47 | 0.001414 | 0.00035438 | 0 | 0 |  | 1 | TRUE | wye
27 | LV_6645-13_0_5_load_24 | 48 | 0.0038048 | 0.00095358 | 0 | 0 |  | 1 | TRUE | wye
28 | LV_6645-13_0_5_load_25 | 49 | 0.0027077 | 0.00067863 | 0 | 0 |  | 1 | TRUE | wye
29 | LV_6645-13_0_5_load_27 | 50 | 0.0046592 | 0.0011677 | 0 | 0 |  | 1 | TRUE | wye
30 | LV_6645-13_0_5_load_105 | 52 | 0.0033095 | 0.00082944 | 0 | 0 |  | 1 | TRUE | wye
31 | LV_6645-13_0_5_load_104 | 53 | 0.0071061 | 0.001781 | 0 | 0 |  | 1 | TRUE | wye
32 | LV_6645-13_0_5_load_106 | 54 | 0.0068095 | 0.0017066 | 0 | 0 |  | 1 | TRUE | wye
33 | LV_6645-13_0_5_load_30 | 55 | 0.0044143 | 0.0011063 | 0 | 0 |  | 1 | TRUE | wye
34 | LV_6645-13_0_5_load_32 | 56 | 0.0026322 | 0.00065968 | 0 | 0 |  | 1 | TRUE | wye
35 | LV_6645-13_0_5_load_34 | 57 | 0.0064412 | 0.0016143 | 0 | 0 |  | 1 | TRUE | wye
36 | LV_6645-13_0_5_load_35 | 58 | 0.0021263 | 0.00053289 | 0 | 0 |  | 1 | TRUE | wye
37 | LV_6645-13_0_5_load_154 | 59 | 0.0071425 | 0.0017901 | 0 | 0 |  | 1 | TRUE | wye
38 | LV_6645-13_0_5_load_43 | 60 | 0.0037436 | 0.00093823 | 0 | 0 |  | 1 | TRUE | wye
39 | LV_6645-13_0_5_load_37 | 61 | 0.0035069 | 0.0008789 | 0 | 0 |  | 1 | TRUE | wye
40 | LV_6645-13_0_5_load_38 | 62 | 0.0024637 | 0.00061746 | 0 | 0 |  | 1 | TRUE | wye
41 | LV_6645-13_0_5_load_39 | 63 | 0.0020052 | 0.00050255 | 0 | 0 |  | 1 | TRUE | wye
42 | LV_6645-13_0_5_load_40 | 64 | 0.0030617 | 0.00076734 | 0 | 0 |  | 1 | TRUE | wye
43 | LV_6645-13_0_5_load_41 | 65 | 0.0031727 | 0.00079516 | 0 | 0 |  | 1 | TRUE | wye
44 | LV_6645-13_0_5_load_42 | 66 | 0.0024836 | 0.00062246 | 0 | 0 |  | 1 | TRUE | wye
45 | LV_6645-13_0_5_load_44 | 69 | 0.011745 | 0.0029435 | 0 | 0 |  | 1 | TRUE | wye
46 | LV_6645-13_0_5_load_45 | 70 | 0.0031336 | 0.00078536 | 0 | 0 |  | 1 | TRUE | wye
47 | LV_6645-13_0_5_load_46 | 71 | 0.01651 | 0.0041378 | 0 | 0 |  | 1 | TRUE | wye
48 | LV_6645-13_0_5_load_47 | 72 | 0.0033062 | 0.00082861 | 0 | 0 |  | 1 | TRUE | wye
49 | LV_6645-13_0_5_load_48 | 73 | 0.0027655 | 0.00069311 | 0 | 0 |  | 1 | TRUE | wye
50 | LV_6645-13_0_5_load_49 | 74 | 0.0027327 | 0.00068488 | 0 | 0 |  | 1 | TRUE | wye
51 | LV_6645-13_0_5_load_50 | 75 | 0.0077815 | 0.0019502 | 0 | 0 |  | 1 | TRUE | wye
52 | LV_6645-13_0_5_load_62 | 77 | 0.0029352 | 0.00073564 | 0 | 0 |  | 1 | TRUE | wye
53 | LV_6645-13_0_5_load_63 | 79 | 0.0049627 | 0.0012438 | 0 | 0 |  | 1 | TRUE | wye
54 | LV_6645-13_0_5_load_51 | 80 | 0.0025819 | 0.00064709 | 0 | 0 |  | 1 | TRUE | wye
55 | LV_6645-13_0_5_load_52 | 81 | 0.0022139 | 0.00055486 | 0 | 0 |  | 1 | TRUE | wye
56 | LV_6645-13_0_5_load_54 | 83 | 0.0013121 | 0.00032885 | 0 | 0 |  | 1 | TRUE | wye
57 | LV_6645-13_0_5_load_55 | 84 | 0.0019185 | 0.00048082 | 0 | 0 |  | 1 | TRUE | wye
58 | LV_6645-13_0_5_load_165 | 88 | 0.002324 | 0.00058244 | 0 | 0 |  | 1 | TRUE | wye
59 | LV_6645-13_0_5_load_65 | 90 | 0.0039762 | 0.00099653 | 0 | 0 |  | 1 | TRUE | wye
60 | LV_6645-13_0_5_load_149 | 92 | 0.0023986 | 0.00060116 | 0 | 0 |  | 1 | TRUE | wye
61 | LV_6645-13_0_5_load_129 | 93 | 0.0032801 | 0.00082208 | 0 | 0 |  | 1 | TRUE | wye
62 | LV_6645-13_0_5_load_66 | 94 | 0.0038005 | 0.00095249 | 0 | 0 |  | 1 | TRUE | wye
63 | LV_6645-13_0_5_load_151 | 95 | 0.0062914 | 0.0015768 | 0 | 0 |  | 1 | TRUE | wye
64 | LV_6645-13_0_5_load_152 | 96 | 0.0037233 | 0.00093316 | 0 | 0 |  | 1 | TRUE | wye
65 | LV_6645-13_0_5_load_146 | 97 | 0.001238 | 0.00031026 | 0 | 0 |  | 1 | TRUE | wye
66 | LV_6645-13_0_5_load_71 | 100 | 0.0091867 | 0.0023024 | 0 | 0 |  | 1 | TRUE | wye
67 | LV_6645-13_0_5_load_142 | 101 | 0.017589 | 0.0044083 | 0 | 0 |  | 1 | TRUE | wye
68 | LV_6645-13_0_5_load_64 | 102 | 0.0035898 | 0.0008997 | 0 | 0 |  | 1 | TRUE | wye
69 | LV_6645-13_0_5_load_79 | 103 | 0.0085004 | 0.0021304 | 0 | 0 |  | 1 | TRUE | wye
70 | LV_6645-13_0_5_load_109 | 105 | 0.0042534 | 0.001066 | 0 | 0 |  | 1 | TRUE | wye
71 | LV_6645-13_0_5_load_80 | 107 | 0.016411 | 0.004113 | 0 | 0 |  | 1 | TRUE | wye
72 | LV_6645-13_0_5_load_83 | 110 | 0.0069353 | 0.0017382 | 0 | 0 |  | 1 | TRUE | wye
73 | LV_6645-13_0_5_load_176 | 111 | 0.013357 | 0.0033476 | 0 | 0 |  | 1 | TRUE | wye
74 | LV_6645-13_0_5_load_177 | 112 | 0.005789 | 0.0014509 | 0 | 0 |  | 1 | TRUE | wye
75 | LV_6645-13_0_5_load_141 | 113 | 0.0020483 | 0.00051334 | 0 | 0 |  | 1 | TRUE | wye
76 | LV_6645-13_0_5_load_170 | 114 | 0.0046302 | 0.0011604 | 0 | 0 |  | 1 | TRUE | wye
77 | LV_6645-13_0_5_load_169 | 115 | 0.0025065 | 0.00062819 | 0 | 0 |  | 1 | TRUE | wye
78 | LV_6645-13_0_5_load_85 | 116 | 0.00099854 | 0.00025026 | 0 | 0 |  | 1 | TRUE | wye
79 | LV_6645-13_0_5_load_86 | 117 | 0.0009828 | 0.00024631 | 0 | 0 |  | 1 | TRUE | wye
80 | LV_6645-13_0_5_load_87 | 118 | 0.0023544 | 0.00059007 | 0 | 0 |  | 1 | TRUE | wye
81 | LV_6645-13_0_5_load_90 | 119 | 0.0048469 | 0.0012147 | 0 | 0 |  | 1 | TRUE | wye
82 | LV_6645-13_0_5_load_91 | 120 | 0.0052694 | 0.0013206 | 0 | 0 |  | 1 | TRUE | wye
83 | LV_6645-13_0_5_load_93 | 122 | 0.0070188 | 0.0017591 | 0 | 0 |  | 1 | TRUE | wye
84 | LV_6645-13_0_5_load_111 | 123 | 0.0067735 | 0.0016976 | 0 | 0 |  | 1 | TRUE | wye
85 | LV_6645-13_0_5_load_163 | 124 | 0.0035192 | 0.00088199 | 0 | 0 |  | 1 | TRUE | wye
86 | LV_6645-13_0_5_load_157 | 125 | 0.0026402 | 0.00066169 | 0 | 0 |  | 1 | TRUE | wye
87 | LV_6645-13_0_5_load_112 | 126 | 0.0024598 | 0.00061649 | 0 | 0 |  | 1 | TRUE | wye
88 | LV_6645-13_0_5_load_161 | 127 | 0.0049991 | 0.0012529 | 0 | 0 |  | 1 | TRUE | wye
89 | LV_6645-13_0_5_load_158 | 128 | 0.0042875 | 0.0010745 | 0 | 0 |  | 1 | TRUE | wye
90 | LV_6645-13_0_5_load_97 | 129 | 0.0048671 | 0.0012198 | 0 | 0 |  | 1 | TRUE | wye
91 | LV_6645-13_0_5_load_98 | 130 | 0.0029443 | 0.00073791 | 0 | 0 |  | 1 | TRUE | wye
92 | LV_6645-13_0_5_load_100 | 132 | 0.0036654 | 0.00091863 | 0 | 0 |  | 1 | TRUE | wye
93 | LV_6645-13_0_5_load_101 | 133 | 0.002512 | 0.00062957 | 0 | 0 |  | 1 | TRUE | wye
94 | LV_6645-13_0_5_load_102 | 134 | 0.0025525 | 0.00063971 | 0 | 0 |  | 1 | TRUE | wye
95 | LV_6645-13_0_5_load_103 | 135 | 0.0035091 | 0.00087946 | 0 | 0 |  | 1 | TRUE | wye
96 | LV_6645-13_0_5_load_121 | 136 | 0.0043838 | 0.0010987 | 0 | 0 |  | 1 | TRUE | wye
97 | LV_6645-13_0_5_load_164 | 137 | 0.0062045 | 0.001555 | 0 | 0 |  | 1 | TRUE | wye
98 | LV_6645-13_0_5_load_122 | 138 | 0.0048967 | 0.0012272 | 0 | 0 |  | 1 | TRUE | wye
99 | LV_6645-13_0_5_load_162 | 139 | 0.0032123 | 0.00080508 | 0 | 0 |  | 1 | TRUE | wye
100 | LV_6645-13_0_5_load_114 | 141 | 0.0021688 | 0.00054356 | 0 | 0 |  | 1 | TRUE | wye
101 | LV_6645-13_0_5_load_115 | 142 | 0.0064039 | 0.001605 | 0 | 0 |  | 1 | TRUE | wye
102 | LV_6645-13_0_5_load_128 | 144 | 0.0023263 | 0.00058304 | 0 | 0 |  | 1 | TRUE | wye
103 | LV_6645-13_0_5_load_134 | 146 | 0.0065359 | 0.001638 | 0 | 0 |  | 1 | TRUE | wye
104 | LV_6645-13_0_5_load_118 | 147 | 0.0032882 | 0.0008241 | 0 | 0 |  | 1 | TRUE | wye
105 | LV_6645-13_0_5_load_119 | 148 | 0.0040401 | 0.0010126 | 0 | 0 |  | 1 | TRUE | wye
106 | LV_6645-13_0_5_load_123 | 149 | 0.0048608 | 0.0012182 | 0 | 0 |  | 1 | TRUE | wye
107 | LV_6645-13_0_5_load_124 | 150 | 0.0036372 | 0.00091158 | 0 | 0 |  | 1 | TRUE | wye
108 | LV_6645-13_0_5_load_148 | 151 | 0.0029665 | 0.00074348 | 0 | 0 |  | 1 | TRUE | wye
109 | LV_6645-13_0_5_load_145 | 152 | 0.0050413 | 0.0012635 | 0 | 0 |  | 1 | TRUE | wye
110 | LV_6645-13_0_5_load_125 | 153 | 0.0077442 | 0.0019409 | 0 | 0 |  | 1 | TRUE | wye
111 | LV_6645-13_0_5_load_126 | 154 | 0.0024992 | 0.00062635 | 0 | 0 |  | 1 | TRUE | wye
112 | LV_6645-13_0_5_load_127 | 155 | 0.011309 | 0.0028343 | 0 | 0 |  | 1 | TRUE | wye
113 | LV_6645-13_0_5_load_147 | 156 | 0.0030901 | 0.00077446 | 0 | 0 |  | 1 | TRUE | wye
114 | LV_6645-13_0_5_load_136 | 157 | 0.010652 | 0.0026696 | 0 | 0 |  | 1 | TRUE | wye
115 | LV_6645-13_0_5_load_143 | 158 | 0.0029398 | 0.00073678 | 0 | 0 |  | 1 | TRUE | wye
116 | LV_6645-13_0_5_load_144 | 159 | 0.0027891 | 0.00069902 | 0 | 0 |  | 1 | TRUE | wye
117 | LV_6645-13_0_5_load_174 | 160 | 0.0063704 | 0.0015966 | 0 | 0 |  | 1 | TRUE | wye
118 | LV_6645-13_0_5_load_171 | 162 | 0.0022943 | 0.000575 | 0 | 0 |  | 1 | TRUE | wye
119 | LV_6645-13_0_5_load_159 | 163 | 0.0053785 | 0.001348 | 0 | 0 |  | 1 | TRUE | wye
120 | LV_6645-13_0_5_load_160 | 164 | 0.0033639 | 0.00084307 | 0 | 0 |  | 1 | TRUE | wye
121 | LV_6645-13_0_5_load_166 | 165 | 0.002502 | 0.00062706 | 0 | 0 |  | 1 | TRUE | wye
122 | LV_6645-13_0_5_load_167 | 166 | 0.0025138 | 0.00063003 | 0 | 0 |  | 1 | TRUE | wye
123 | LV_6645-13_0_5_load_168 | 167 | 0.0029629 | 0.00074258 | 0 | 0 |  | 1 | TRUE | wye
124 | LV_6645-13_0_5_load_172 | 168 | 0.003556 | 0.00089121 | 0 | 0 |  | 1 | TRUE | wye

## ext_grid
| name | bus | vm_pu | va_degree | slack_weight | in_service
0 |  | 78 | 1 | 0 | 1 | TRUE

## line
| name | std_type | from_bus | to_bus | length_km | r_ohm_per_km | x_ohm_per_km | c_nf_per_km | g_us_per_km | max_i_ka | df | parallel | type | in_service
0 | LV_6645-13_0_5_line_0 |  | 0 | 1 | 0.023837 | 0.125 | 0.08 | 261 | 0 | 0.364 | 1 | 1 | cs | TRUE
1 | LV_6645-13_0_5_line_1 |  | 1 | 5 | 0.004024 | 0.125 | 0.08 | 261 | 0 | 0.364 | 1 | 1 | cs | TRUE
2 | LV_6645-13_0_5_line_2 |  | 2 | 3 | 0.004667 | 0.125 | 0.08 | 261 | 0 | 0.364 | 1 | 1 | cs | TRUE
3 | LV_6645-13_0_5_line_3 |  | 2 | 4 | 0.015511 | 0.125 | 0.08 | 261 | 0 | 0.364 | 1 | 1 | cs | TRUE
4 | LV_6645-13_0_5_line_4 |  | 3 | 6 | 0.024185 | 0.125 | 0.08 | 261 | 0 | 0.364 | 1 | 1 | cs | TRUE
5 | LV_6645-13_0_5_line_5 |  | 3 | 7 | 0.0010015 | 0.125 | 0.08 | 261 | 0 | 0.364 | 1 | 1 | cs | TRUE
6 | LV_6645-13_0_5_line_6 |  | 4 | 8 | 0.049373 | 0.125 | 0.08 | 261 | 0 | 0.364 | 1 | 1 | cs | TRUE
7 | LV_6645-13_0_5_line_7 |  | 4 | 9 | 0.015773 | 0.125 | 0.08 | 261 | 0 | 0.364 | 1 | 1 | cs | TRUE
8 | LV_6645-13_0_5_line_8 |  | 5 | 36 | 0.0011326 | 0.125 | 0.08 | 261 | 0 | 0.364 | 1 | 1 | cs | TRUE
9 | LV_6645-13_0_5_line_9 |  | 5 | 37 | 0.0014118 | 0.125 | 0.08 | 261 | 0 | 0.364 | 1 | 1 | cs | TRUE
10 | LV_6645-13_0_5_line_10 |  | 6 | 36 | 0.028214 | 0.125 | 0.08 | 261 | 0 | 0.364 | 1 | 1 | cs | TRUE
11 | LV_6645-13_0_5_line_11 |  | 7 | 38 | 0.00448 | 0.125 | 0.08 | 261 | 0 | 0.364 | 1 | 1 | cs | TRUE
12 | LV_6645-13_0_5_line_12 |  | 8 | 10 | 0.02391 | 0.125 | 0.08 | 261 | 0 | 0.364 | 1 | 1 | cs | TRUE
13 | LV_6645-13_0_5_line_13 |  | 8 | 11 | 0.011425 | 0.125 | 0.08 | 261 | 0 | 0.364 | 1 | 1 | cs | TRUE
14 | LV_6645-13_0_5_line_14 |  | 9 | 39 | 0.042538 | 0.125 | 0.08 | 261 | 0 | 0.364 | 1 | 1 | cs | TRUE
15 | LV_6645-13_0_5_line_15 |  | 10 | 29 | 0.024119 | 0.125 | 0.08 | 261 | 0 | 0.364 | 1 | 1 | cs | TRUE
16 | LV_6645-13_0_5_line_16 |  | 10 | 12 | 0.022557 | 0.125 | 0.08 | 261 | 0 | 0.364 | 1 | 1 | cs | TRUE
17 | LV_6645-13_0_5_line_17 |  | 12 | 13 | 0.007053 | 0.125 | 0.08 | 261 | 0 | 0.364 | 1 | 1 | cs | TRUE
18 | LV_6645-13_0_5_line_18 |  | 12 | 14 | 0.022662 | 0.125 | 0.08 | 261 | 0 | 0.364 | 1 | 1 | cs | TRUE
19 | LV_6645-13_0_5_line_19 |  | 13 | 23 | 0.018788 | 0.125 | 0.08 | 261 | 0 | 0.364 | 1 | 1 | cs | TRUE
20 | LV_6645-13_0_5_line_20 |  | 13 | 20 | 0.0087506 | 0.125 | 0.08 | 261 | 0 | 0.364 | 1 | 1 | cs | TRUE
21 | LV_6645-13_0_5_line_21 |  | 14 | 40 | 0.048981 | 0.125 | 0.08 | 261 | 0 | 0.364 | 1 | 1 | cs | TRUE
22 | LV_6645-13_0_5_line_22 |  | 15 | 16 | 0.008525 | 0.125 | 0.08 | 261 | 0 | 0.364 | 1 | 1 | cs | TRUE
23 | LV_6645-13_0_5_line_23 |  | 15 | 17 | 0.018313 | 0.125 | 0.08 | 261 | 0 | 0.364 | 1 | 1 | cs | TRUE
24 | LV_6645-13_0_5_line_24 |  | 16 | 41 | 0.029264 | 0.125 | 0.08 | 261 | 0 | 0.364 | 1 | 1 | cs | TRUE
25 | LV_6645-13_0_5_line_25 |  | 17 | 24 | 0.0082284 | 0.125 | 0.08 | 261 | 0 | 0.364 | 1 | 1 | cs | TRUE
26 | LV_6645-13_0_5_line_26 |  | 18 | 19 | 0.014069 | 0.125 | 0.08 | 261 | 0 | 0.364 | 1 | 1 | cs | TRUE
27 | LV_6645-13_0_5_line_27 |  | 18 | 20 | 0.007025 | 0.125 | 0.08 | 261 | 0 | 0.364 | 1 | 1 | cs | TRUE
28 | LV_6645-13_0_5_line_28 |  | 18 | 21 | 0.010003 | 0.125 | 0.08 | 261 | 0 | 0.364 | 1 | 1 | cs | TRUE
29 | LV_6645-13_0_5_line_29 |  | 19 | 42 | 0.0033049 | 0.125 | 0.08 | 261 | 0 | 0.364 | 1 | 1 | cs | TRUE
30 | LV_6645-13_0_5_line_30 |  | 20 | 22 | 0.003284 | 0.125 | 0.08 | 261 | 0 | 0.364 | 1 | 1 | cs | TRUE
31 | LV_6645-13_0_5_line_31 |  | 21 | 43 | 0.0076334 | 0.125 | 0.08 | 261 | 0 | 0.364 | 1 | 2 | cs | TRUE
32 | LV_6645-13_0_5_line_32 |  | 22 | 27 | 0.012415 | 0.125 | 0.08 | 261 | 0 | 0.364 | 1 | 1 | cs | TRUE
33 | LV_6645-13_0_5_line_33 |  | 24 | 25 | 0.009496 | 0.125 | 0.08 | 261 | 0 | 0.364 | 1 | 1 | cs | TRUE
34 | LV_6645-13_0_5_line_34 |  | 24 | 26 | 0.0083396 | 0.125 | 0.08 | 261 | 0 | 0.364 | 1 | 1 | cs | TRUE
35 | LV_6645-13_0_5_line_35 |  | 25 | 27 | 0.010817 | 0.125 | 0.08 | 261 | 0 | 0.364 | 1 | 1 | cs | TRUE
36 | LV_6645-13_0_5_line_36 |  | 25 | 28 | 0.020336 | 0.125 | 0.08 | 261 | 0 | 0.364 | 1 | 1 | cs | TRUE
37 | LV_6645-13_0_5_line_37 |  | 26 | 44 | 0.013154 | 0.125 | 0.08 | 261 | 0 | 0.364 | 1 | 1 | cs | TRUE
38 | LV_6645-13_0_5_line_38 |  | 30 | 31 | 0.038897 | 0.125 | 0.08 | 261 | 0 | 0.364 | 1 | 1 | cs | TRUE
39 | LV_6645-13_0_5_line_39 |  | 30 | 32 | 0.016429 | 0.125 | 0.08 | 261 | 0 | 0.364 | 1 | 1 | cs | TRUE
40 | LV_6645-13_0_5_line_40 |  | 32 | 35 | 0.0082028 | 0.125 | 0.08 | 261 | 0 | 0.364 | 1 | 1 | cs | TRUE
41 | LV_6645-13_0_5_line_41 |  | 32 | 33 | 0.023929 | 0.125 | 0.08 | 261 | 0 | 0.364 | 1 | 1 | cs | TRUE
42 | LV_6645-13_0_5_line_42 |  | 33 | 34 | 0.012473 | 0.125 | 0.08 | 261 | 0 | 0.364 | 1 | 1 | cs | TRUE
43 | LV_6645-13_0_5_line_43 |  | 34 | 45 | 0.01819 | 0.125 | 0.08 | 261 | 0 | 0.364 | 1 | 1 | cs | TRUE
44 | LV_6645-13_0_5_line_44 |  | 35 | 46 | 0.012144 | 0.125 | 0.08 | 261 | 0 | 0.364 | 1 | 1 | cs | TRUE
45 | LV_6645-13_0_5_line_45 |  | 37 | 47 | 0.082454 | 0.125 | 0.08 | 261 | 0 | 0.364 | 1 | 1 | cs | TRUE
46 | LV_6645-13_0_5_line_46 |  | 41 | 101 | 0.014274 | 0.125 | 0.08 | 261 | 0 | 0.364 | 1 | 1 | cs | TRUE
47 | LV_6645-13_0_5_line_47 |  | 42 | 118 | 0.0023933 | 0.125 | 0.08 | 261 | 0 | 0.364 | 1 | 1 | cs | TRUE
48 | LV_6645-13_0_5_line_48 |  | 43 | 55 | 0.0018241 | 0.125 | 0.08 | 261 | 0 | 0.364 | 1 | 3 | cs | TRUE
49 | LV_6645-13_0_5_line_49 |  | 44 | 147 | 0.0079707 | 0.125 | 0.08 | 261 | 0 | 0.364 | 1 | 1 | cs | TRUE
50 | LV_6645-13_0_5_line_50 |  | 45 | 125 | 0.0062506 | 0.125 | 0.08 | 261 | 0 | 0.364 | 1 | 1 | cs | TRUE
51 | LV_6645-13_0_5_line_51 |  | 46 | 148 | 0.0067342 | 0.125 | 0.08 | 261 | 0 | 0.364 | 1 | 1 | cs | TRUE
52 | LV_6645-13_0_5_line_52 |  | 48 | 49 | 0.013105 | 0.125 | 0.08 | 261 | 0 | 0.364 | 1 | 1 | cs | TRUE
53 | LV_6645-13_0_5_line_53 |  | 49 | 50 | 0.015485 | 0.125 | 0.08 | 261 | 0 | 0.364 | 1 | 1 | cs | TRUE
54 | LV_6645-13_0_5_line_54 |  | 50 | 51 | 0.0037034 | 0.125 | 0.08 | 261 | 0 | 0.364 | 1 | 1 | cs | TRUE
55 | LV_6645-13_0_5_line_55 |  | 51 | 52 | 0.014664 | 0.125 | 0.08 | 261 | 0 | 0.364 | 1 | 1 | cs | TRUE
56 | LV_6645-13_0_5_line_56 |  | 51 | 53 | 0.0045966 | 0.125 | 0.08 | 261 | 0 | 0.364 | 1 | 1 | cs | TRUE
57 | LV_6645-13_0_5_line_57 |  | 52 | 54 | 0.00055431 | 0.125 | 0.08 | 261 | 0 | 0.364 | 1 | 1 | cs | TRUE
58 | LV_6645-13_0_5_line_58 |  | 54 | 67 | 0.011641 | 0.125 | 0.08 | 261 | 0 | 0.364 | 1 | 1 | cs | TRUE
59 | LV_6645-13_0_5_line_59 |  | 55 | 56 | 0.0044338 | 0.125 | 0.08 | 261 | 0 | 0.364 | 1 | 3 | cs | TRUE
60 | LV_6645-13_0_5_line_60 |  | 56 | 57 | 0.011537 | 0.125 | 0.08 | 261 | 0 | 0.364 | 1 | 3 | cs | TRUE
61 | LV_6645-13_0_5_line_61 |  | 57 | 58 | 0.0047957 | 0.125 | 0.08 | 261 | 0 | 0.364 | 1 | 3 | cs | TRUE
62 | LV_6645-13_0_5_line_62 |  | 58 | 59 | 0.010173 | 0.125 | 0.08 | 261 | 0 | 0.364 | 1 | 3 | cs | TRUE
63 | LV_6645-13_0_5_line_63 |  | 59 | 60 | 0.011105 | 0.125 | 0.08 | 261 | 0 | 0.364 | 1 | 3 | cs | TRUE
64 | LV_6645-13_0_5_line_64 |  | 60 | 65 | 0.0040796 | 0.125 | 0.08 | 261 | 0 | 0.364 | 1 | 3 | cs | TRUE
65 | LV_6645-13_0_5_line_65 |  | 61 | 62 | 0.0050456 | 0.125 | 0.08 | 261 | 0 | 0.364 | 1 | 3 | cs | TRUE
66 | LV_6645-13_0_5_line_66 |  | 61 | 63 | 0.0064584 | 0.125 | 0.08 | 261 | 0 | 0.364 | 1 | 3 | cs | TRUE
67 | LV_6645-13_0_5_line_67 |  | 62 | 64 | 0.0070334 | 0.125 | 0.08 | 261 | 0 | 0.364 | 1 | 3 | cs | TRUE
68 | LV_6645-13_0_5_line_68 |  | 63 | 65 | 0.0056659 | 0.125 | 0.08 | 261 | 0 | 0.364 | 1 | 3 | cs | TRUE
69 | LV_6645-13_0_5_line_69 |  | 64 | 66 | 0.0028576 | 0.125 | 0.08 | 261 | 0 | 0.364 | 1 | 3 | cs | TRUE
70 | LV_6645-13_0_5_line_70 |  | 66 | 67 | 0.015853 | 0.125 | 0.08 | 261 | 0 | 0.364 | 1 | 3 | cs | TRUE
71 | LV_6645-13_0_5_line_71 |  | 67 | 68 | 0.008234 | 0.125 | 0.08 | 261 | 0 | 0.364 | 1 | 3 | cs | TRUE
72 | LV_6645-13_0_5_line_72 |  | 68 | 144 | 0.006284 | 0.125 | 0.08 | 261 | 0 | 0.364 | 1 | 1 | cs | TRUE
73 | LV_6645-13_0_5_line_73 |  | 68 | 141 | 0.0075451 | 0.125 | 0.08 | 261 | 0 | 0.364 | 1 | 3 | cs | TRUE
74 | LV_6645-13_0_5_line_74 |  | 69 | 70 | 0.011548 | 0.125 | 0.08 | 261 | 0 | 0.364 | 1 | 1 | cs | TRUE
75 | LV_6645-13_0_5_line_75 |  | 69 | 71 | 0.000417 | 0.125 | 0.08 | 261 | 0 | 0.364 | 1 | 1 | cs | TRUE
76 | LV_6645-13_0_5_line_76 |  | 70 | 72 | 0.0034102 | 0.125 | 0.08 | 261 | 0 | 0.364 | 1 | 1 | cs | TRUE
77 | LV_6645-13_0_5_line_77 |  | 71 | 73 | 0.014533 | 0.125 | 0.08 | 261 | 0 | 0.364 | 1 | 1 | cs | TRUE
78 | LV_6645-13_0_5_line_78 |  | 72 | 74 | 0.0045752 | 0.125 | 0.08 | 261 | 0 | 0.364 | 1 | 1 | cs | TRUE
79 | LV_6645-13_0_5_line_79 |  | 73 | 75 | 0.0068358 | 0.125 | 0.08 | 261 | 0 | 0.364 | 1 | 1 | cs | TRUE
80 | LV_6645-13_0_5_line_80 |  | 74 | 76 | 0.016609 | 0.125 | 0.08 | 261 | 0 | 0.364 | 1 | 1 | cs | TRUE
81 | LV_6645-13_0_5_line_81 |  | 75 | 77 | 0.0055858 | 0.125 | 0.08 | 261 | 0 | 0.364 | 1 | 1 | cs | TRUE
82 | LV_6645-13_0_5_line_82 |  | 76 | 78 | 0.00521 | 0.125 | 0.08 | 261 | 0 | 0.364 | 1 | 1 | cs | TRUE
83 | LV_6645-13_0_5_line_83 |  | 77 | 79 | 0.0078241 | 0.125 | 0.08 | 261 | 0 | 0.364 | 1 | 1 | cs | TRUE
84 | LV_6645-13_0_5_line_84 |  | 78 | 124 | 0.018232 | 0.125 | 0.08 | 261 | 0 | 0.364 | 1 | 1 | cs | TRUE
85 | LV_6645-13_0_5_line_85 |  | 78 | 121 | 0.013444 | 0.125 | 0.08 | 261 | 0 | 0.364 | 1 | 3 | cs | TRUE
86 | LV_6645-13_0_5_line_86 |  | 79 | 102 | 0.0012717 | 0.125 | 0.08 | 261 | 0 | 0.364 | 1 | 1 | cs | TRUE
87 | LV_6645-13_0_5_line_87 |  | 80 | 81 | 0.031713 | 0.125 | 0.08 | 261 | 0 | 0.364 | 1 | 1 | cs | TRUE
88 | LV_6645-13_0_5_line_88 |  | 80 | 82 | 0.019096 | 0.125 | 0.08 | 261 | 0 | 0.364 | 1 | 1 | cs | TRUE
89 | LV_6645-13_0_5_line_89 |  | 81 | 83 | 0.0035971 | 0.125 | 0.08 | 261 | 0 | 0.364 | 1 | 1 | cs | TRUE
90 | LV_6645-13_0_5_line_90 |  | 82 | 84 | 0.01778 | 0.125 | 0.08 | 261 | 0 | 0.364 | 1 | 1 | cs | TRUE
91 | LV_6645-13_0_5_line_91 |  | 83 | 85 | 0.0080945 | 0.125 | 0.08 | 261 | 0 | 0.364 | 1 | 1 | cs | TRUE
92 | LV_6645-13_0_5_line_92 |  | 84 | 86 | 0.030553 | 0.125 | 0.08 | 261 | 0 | 0.364 | 1 | 1 | cs | TRUE
93 | LV_6645-13_0_5_line_93 |  | 85 | 90 | 0.022295 | 0.125 | 0.08 | 261 | 0 | 0.364 | 1 | 1 | cs | TRUE
94 | LV_6645-13_0_5_line_94 |  | 86 | 91 | 0.037311 | 0.125 | 0.08 | 261 | 0 | 0.364 | 1 | 1 | cs | TRUE
95 | LV_6645-13_0_5_line_95 |  | 86 | 92 | 0.037107 | 0.125 | 0.08 | 261 | 0 | 0.364 | 1 | 1 | cs | TRUE
96 | LV_6645-13_0_5_line_96 |  | 87 | 88 | 0.041979 | 0.125 | 0.08 | 261 | 0 | 0.364 | 1 | 1 | cs | TRUE
97 | LV_6645-13_0_5_line_97 |  | 87 | 89 | 0.072207 | 0.125 | 0.08 | 261 | 0 | 0.364 | 1 | 1 | cs | TRUE
98 | LV_6645-13_0_5_line_98 |  | 89 | 93 | 0.012261 | 0.125 | 0.08 | 261 | 0 | 0.364 | 1 | 1 | cs | TRUE
99 | LV_6645-13_0_5_line_99 |  | 90 | 94 | 0.0043504 | 0.125 | 0.08 | 261 | 0 | 0.364 | 1 | 1 | cs | TRUE
100 | LV_6645-13_0_5_line_100 |  | 91 | 95 | 0.016592 | 0.125 | 0.08 | 261 | 0 | 0.364 | 1 | 1 | cs | TRUE
101 | LV_6645-13_0_5_line_101 |  | 91 | 96 | 0.035037 | 0.125 | 0.08 | 261 | 0 | 0.364 | 1 | 1 | cs | TRUE
102 | LV_6645-13_0_5_line_102 |  | 92 | 97 | 0.0070369 | 0.125 | 0.08 | 261 | 0 | 0.364 | 1 | 1 | cs | TRUE
103 | LV_6645-13_0_5_line_103 |  | 93 | 155 | 0.024259 | 0.125 | 0.08 | 261 | 0 | 0.364 | 1 | 1 | cs | TRUE
104 | LV_6645-13_0_5_line_104 |  | 94 | 105 | 7.8987e-05 | 0.125 | 0.08 | 261 | 0 | 0.364 | 1 | 1 | cs | TRUE
105 | LV_6645-13_0_5_line_105 |  | 95 | 160 | 0.0024214 | 0.125 | 0.08 | 261 | 0 | 0.364 | 1 | 1 | cs | TRUE
106 | LV_6645-13_0_5_line_106 |  | 96 | 161 | 0.017942 | 0.125 | 0.08 | 261 | 0 | 0.364 | 1 | 1 | cs | TRUE
107 | LV_6645-13_0_5_line_107 |  | 97 | 159 | 0.019336 | 0.125 | 0.08 | 261 | 0 | 0.364 | 1 | 1 | cs | TRUE
108 | LV_6645-13_0_5_line_108 |  | 98 | 99 | 0.009009 | 0.125 | 0.08 | 261 | 0 | 0.364 | 1 | 1 | cs | TRUE
109 | LV_6645-13_0_5_line_109 |  | 98 | 100 | 0.03901 | 0.125 | 0.08 | 261 | 0 | 0.364 | 1 | 1 | cs | TRUE
110 | LV_6645-13_0_5_line_110 |  | 99 | 107 | 0.017422 | 0.125 | 0.08 | 261 | 0 | 0.364 | 1 | 1 | cs | TRUE
111 | LV_6645-13_0_5_line_111 |  | 99 | 108 | 0.039746 | 0.125 | 0.08 | 261 | 0 | 0.364 | 1 | 1 | cs | TRUE
112 | LV_6645-13_0_5_line_112 |  | 99 | 109 | 0.071551 | 0.125 | 0.08 | 261 | 0 | 0.364 | 1 | 1 | cs | TRUE
113 | LV_6645-13_0_5_line_113 |  | 100 | 104 | 0.011942 | 0.125 | 0.08 | 261 | 0 | 0.364 | 1 | 1 | cs | TRUE
114 | LV_6645-13_0_5_line_114 |  | 101 | 113 | 0.026469 | 0.125 | 0.08 | 261 | 0 | 0.364 | 1 | 1 | cs | TRUE
115 | LV_6645-13_0_5_line_115 |  | 102 | 103 | 0.013312 | 0.125 | 0.08 | 261 | 0 | 0.364 | 1 | 1 | cs | TRUE
116 | LV_6645-13_0_5_line_116 |  | 103 | 104 | 0.0077529 | 0.125 | 0.08 | 261 | 0 | 0.364 | 1 | 1 | cs | TRUE
117 | LV_6645-13_0_5_line_117 |  | 104 | 106 | 0.006453 | 0.125 | 0.08 | 261 | 0 | 0.364 | 1 | 1 | cs | TRUE
118 | LV_6645-13_0_5_line_118 |  | 106 | 110 | 0.015898 | 0.125 | 0.08 | 261 | 0 | 0.364 | 1 | 1 | cs | TRUE
119 | LV_6645-13_0_5_line_119 |  | 108 | 111 | 0.007624 | 0.125 | 0.08 | 261 | 0 | 0.364 | 1 | 1 | cs | TRUE
120 | LV_6645-13_0_5_line_120 |  | 109 | 112 | 0.035859 | 0.125 | 0.08 | 261 | 0 | 0.364 | 1 | 1 | cs | TRUE
121 | LV_6645-13_0_5_line_121 |  | 110 | 114 | 0.016383 | 0.125 | 0.08 | 261 | 0 | 0.364 | 1 | 1 | cs | TRUE
122 | LV_6645-13_0_5_line_122 |  | 114 | 115 | 0.015499 | 0.125 | 0.08 | 261 | 0 | 0.364 | 1 | 1 | cs | TRUE
123 | LV_6645-13_0_5_line_123 |  | 115 | 167 | 0.010842 | 0.125 | 0.08 | 261 | 0 | 0.364 | 1 | 1 | cs | TRUE
124 | LV_6645-13_0_5_line_124 |  | 116 | 117 | 0.0054949 | 0.125 | 0.08 | 261 | 0 | 0.364 | 1 | 1 | cs | TRUE
125 | LV_6645-13_0_5_line_125 |  | 117 | 118 | 0.011774 | 0.125 | 0.08 | 261 | 0 | 0.364 | 1 | 1 | cs | TRUE
126 | LV_6645-13_0_5_line_126 |  | 119 | 120 | 0.0043314 | 0.125 | 0.08 | 261 | 0 | 0.364 | 1 | 1 | cs | TRUE
127 | LV_6645-13_0_5_line_127 |  | 120 | 121 | 0.012713 | 0.125 | 0.08 | 261 | 0 | 0.364 | 1 | 1 | cs | TRUE
128 | LV_6645-13_0_5_line_128 |  | 121 | 122 | 0.0071641 | 0.125 | 0.08 | 261 | 0 | 0.364 | 1 | 3 | cs | TRUE
129 | LV_6645-13_0_5_line_129 |  | 122 | 123 | 0.011804 | 0.125 | 0.08 | 261 | 0 | 0.364 | 1 | 3 | cs | TRUE
130 | LV_6645-13_0_5_line_130 |  | 123 | 126 | 0.012144 | 0.125 | 0.08 | 261 | 0 | 0.364 | 1 | 3 | cs | TRUE
131 | LV_6645-13_0_5_line_131 |  | 124 | 127 | 0.0050475 | 0.125 | 0.08 | 261 | 0 | 0.364 | 1 | 1 | cs | TRUE
132 | LV_6645-13_0_5_line_132 |  | 125 | 128 | 0.001409 | 0.125 | 0.08 | 261 | 0 | 0.364 | 1 | 1 | cs | TRUE
133 | LV_6645-13_0_5_line_133 |  | 126 | 140 | 0.0022426 | 0.125 | 0.08 | 261 | 0 | 0.364 | 1 | 3 | cs | TRUE
134 | LV_6645-13_0_5_line_134 |  | 127 | 164 | 0.00027232 | 0.125 | 0.08 | 261 | 0 | 0.364 | 1 | 1 | cs | TRUE
135 | LV_6645-13_0_5_line_135 |  | 128 | 163 | 0.0071589 | 0.125 | 0.08 | 261 | 0 | 0.364 | 1 | 1 | cs | TRUE
136 | LV_6645-13_0_5_line_136 |  | 129 | 130 | 0.0020055 | 0.125 | 0.08 | 261 | 0 | 0.364 | 1 | 1 | cs | TRUE
137 | LV_6645-13_0_5_line_137 |  | 129 | 131 | 0.00011709 | 0.125 | 0.08 | 261 | 0 | 0.364 | 1 | 1 | cs | TRUE
138 | LV_6645-13_0_5_line_138 |  | 130 | 132 | 0.015814 | 0.125 | 0.08 | 261 | 0 | 0.364 | 1 | 1 | cs | TRUE
139 | LV_6645-13_0_5_line_139 |  | 131 | 133 | 0.0033485 | 0.125 | 0.08 | 261 | 0 | 0.364 | 1 | 1 | cs | TRUE
140 | LV_6645-13_0_5_line_140 |  | 132 | 134 | 0.0030417 | 0.125 | 0.08 | 261 | 0 | 0.364 | 1 | 1 | cs | TRUE
141 | LV_6645-13_0_5_line_141 |  | 133 | 135 | 0.0013402 | 0.125 | 0.08 | 261 | 0 | 0.364 | 1 | 1 | cs | TRUE
142 | LV_6645-13_0_5_line_142 |  | 134 | 136 | 0.0035673 | 0.125 | 0.08 | 261 | 0 | 0.364 | 1 | 1 | cs | TRUE
143 | LV_6645-13_0_5_line_143 |  | 135 | 137 | 0.0025212 | 0.125 | 0.08 | 261 | 0 | 0.364 | 1 | 1 | cs | TRUE
144 | LV_6645-13_0_5_line_144 |  | 136 | 138 | 0.0046313 | 0.125 | 0.08 | 261 | 0 | 0.364 | 1 | 1 | cs | TRUE
145 | LV_6645-13_0_5_line_145 |  | 137 | 139 | 0.0027607 | 0.125 | 0.08 | 261 | 0 | 0.364 | 1 | 1 | cs | TRUE
146 | LV_6645-13_0_5_line_146 |  | 138 | 149 | 0.0076235 | 0.125 | 0.08 | 261 | 0 | 0.364 | 1 | 1 | cs | TRUE
147 | LV_6645-13_0_5_line_147 |  | 139 | 164 | 0.0042652 | 0.125 | 0.08 | 261 | 0 | 0.364 | 1 | 1 | cs | TRUE
148 | LV_6645-13_0_5_line_148 |  | 140 | 141 | 0.0084437 | 0.125 | 0.08 | 261 | 0 | 0.364 | 1 | 3 | cs | TRUE
149 | LV_6645-13_0_5_line_149 |  | 140 | 142 | 0.017402 | 0.125 | 0.08 | 261 | 0 | 0.364 | 1 | 1 | cs | TRUE
150 | LV_6645-13_0_5_line_150 |  | 142 | 143 | 0.0053364 | 0.125 | 0.08 | 261 | 0 | 0.364 | 1 | 1 | cs | TRUE
151 | LV_6645-13_0_5_line_151 |  | 143 | 145 | 0.026002 | 0.125 | 0.08 | 261 | 0 | 0.364 | 1 | 1 | cs | TRUE
152 | LV_6645-13_0_5_line_152 |  | 143 | 146 | 0.003728 | 0.125 | 0.08 | 261 | 0 | 0.364 | 1 | 1 | cs | TRUE
153 | LV_6645-13_0_5_line_153 |  | 144 | 154 | 0.008935 | 0.125 | 0.08 | 261 | 0 | 0.364 | 1 | 1 | cs | TRUE
154 | LV_6645-13_0_5_line_154 |  | 145 | 157 | 0.0083877 | 0.125 | 0.08 | 261 | 0 | 0.364 | 1 | 1 | cs | TRUE
155 | LV_6645-13_0_5_line_155 |  | 147 | 148 | 0.0044403 | 0.125 | 0.08 | 261 | 0 | 0.364 | 1 | 1 | cs | TRUE
156 | LV_6645-13_0_5_line_156 |  | 149 | 150 | 0.0012598 | 0.125 | 0.08 | 261 | 0 | 0.364 | 1 | 1 | cs | TRUE
157 | LV_6645-13_0_5_line_157 |  | 150 | 151 | 0.0043128 | 0.125 | 0.08 | 261 | 0 | 0.364 | 1 | 1 | cs | TRUE
158 | LV_6645-13_0_5_line_158 |  | 151 | 152 | 0.0085913 | 0.125 | 0.08 | 261 | 0 | 0.364 | 1 | 1 | cs | TRUE
159 | LV_6645-13_0_5_line_159 |  | 152 | 156 | 0.010511 | 0.125 | 0.08 | 261 | 0 | 0.364 | 1 | 1 | cs | TRUE
160 | LV_6645-13_0_5_line_160 |  | 152 | 158 | 0.0064509 | 0.125 | 0.08 | 261 | 0 | 0.364 | 1 | 1 | cs | TRUE
161 | LV_6645-13_0_5_line_161 |  | 153 | 154 | 0.0096092 | 0.125 | 0.08 | 261 | 0 | 0.364 | 1 | 1 | cs | TRUE
162 | LV_6645-13_0_5_line_162 |  | 153 | 155 | 0.021536 | 0.125 | 0.08 | 261 | 0 | 0.364 | 1 | 1 | cs | TRUE
163 | LV_6645-13_0_5_line_163 |  | 158 | 159 | 0.0091866 | 0.125 | 0.08 | 261 | 0 | 0.364 | 1 | 1 | cs | TRUE
164 | LV_6645-13_0_5_line_164 |  | 161 | 162 | 0.006077 | 0.125 | 0.08 | 261 | 0 | 0.364 | 1 | 1 | cs | TRUE
165 | LV_6645-13_0_5_line_165 |  | 162 | 168 | 0.0004977 | 0.125 | 0.08 | 261 | 0 | 0.364 | 1 | 1 | cs | TRUE
166 | LV_6645-13_0_5_line_166 |  | 165 | 166 | 0.017227 | 0.125 | 0.08 | 261 | 0 | 0.364 | 1 | 1 | cs | TRUE
167 | LV_6645-13_0_5_line_167 |  | 166 | 167 | 0.016204 | 0.125 | 0.08 | 261 | 0 | 0.364 | 1 | 1 | cs | TRUE

## trafo
| name | std_type | hv_bus | lv_bus | sn_mva | vn_hv_kv | vn_lv_kv | vk_percent | vkr_percent | pfe_kw | i0_percent | shift_degree | tap_side | tap_neutral | tap_min | tap_max | tap_step_percent | tap_step_degree | tap_pos | tap_phase_shifter | parallel | df | in_service
0 | LV_6645-13_0_5_trafo_94 | 0.63 MVA 20/0.4 kV | 169 | 78 | 0.63 | 20 | 0.4 | 6 | 1.206 | 1.65 | 0.2619 | 150 | hv | 0 | -2 | 2 | 2.5 | 0 | 0 | FALSE | 1 | 1 | TRUE

## line_geodata
| x0 | y0 | x1 | y1 | x2 | y2 | x3 | y3 | x4 | y4 | x5 | y5 | x6 | y6 | x7 | y7 | x8 | y8 | x9 | y9 | x10 | y10 | x11 | y11
0 | 2503125.3944 | 1113800.8956 | 2503130.0332 | 1113791.5044 | 2503134.7874 | 1113782.5673 | 2503136.3659 | 1113779.7383
1 | 2503125.3944 | 1113800.8956 | 2503129.2817 | 1113801.9785
2 | 2503154.5238 | 1113752.1771 | 2503156.8595 | 1113756.22
3 | 2503154.5238 | 1113752.1771 | 2503157.296 | 1113748.7418 | 2503161.196 | 1113744.3433 | 2503158.317 | 1113741.5877 | 2503157.438 | 1113740.7234
4 | 2503156.8595 | 1113756.22 | 2503151.7205 | 1113762.8397 | 2503143.4252 | 1113776.292
5 | 2503156.8595 | 1113756.22 | 2503157.4778 | 1113755.4322
6 | 2503157.438 | 1113740.7234 | 2503159.1008 | 1113740.3633 | 2503161.8219 | 1113737.1177 | 2503165.0396 | 1113740.2793 | 2503170.0182 | 1113735.6968 | 2503175.7356 | 1113730.9469 | 2503183.6668 | 1113725.5167 | 2503192.5442 | 1113719.8379 | 2503196.2638 | 1113722.5023
7 | 2503157.438 | 1113740.7234 | 2503146.0335 | 1113729.8271
8 | 2503129.2817 | 1113801.9785 | 2503129.7821 | 1113800.9625
9 | 2503129.2817 | 1113801.9785 | 2503128.7049 | 1113803.267
10 | 2503129.7821 | 1113800.9625 | 2503134.5635 | 1113791.254 | 2503138.7931 | 1113783.8039 | 2503143.4252 | 1113776.292
11 | 2503160.2434 | 1113751.9077 | 2503157.4778 | 1113755.4322
12 | 2503196.2638 | 1113722.5023 | 2503199.2253 | 1113724.6229 | 2503200.9613 | 1113725.9404 | 2503205.5052 | 1113728.4693 | 2503208.2599 | 1113729.248 | 2503214.318 | 1113728.8953 | 2503217.7391 | 1113726.9061
13 | 2503196.2638 | 1113722.5023 | 2503186.6281 | 1113728.6415
14 | 2503115.2773 | 1113700.4416 | 2503146.0335 | 1113729.8271
15 | 2503217.7391 | 1113726.9061 | 2503221.4705 | 1113729.3479 | 2503225.4531 | 1113732.5195 | 2503235.5498 | 1113743.022
16 | 2503216.9244 | 1113709.2971 | 2503211.3104 | 1113712.789 | 2503213.2224 | 1113715.9382 | 2503214.5308 | 1113718.0519 | 2503217.478 | 1113722.652 | 2503217.9263 | 1113724.6016 | 2503217.7391 | 1113726.9061
17 | 2503222.6912 | 1113705.2135 | 2503216.9244 | 1113709.2971
18 | 2503216.9244 | 1113709.2971 | 2503227.7165 | 1113727.2134 | 2503228.7977 | 1113728.5853
19 | 2503222.6912 | 1113705.2135 | 2503229.2379 | 1113700.1501 | 2503233.2757 | 1113696.6278 | 2503234.4724 | 1113697.0757 | 2503237.6504 | 1113694.8568
20 | 2503218.3979 | 1113697.5885 | 2503220.6799 | 1113701.6545 | 2503222.6912 | 1113705.2135
21 | 2503265.0898 | 1113761.1462 | 2503244.6047 | 1113745.2213 | 2503235.4434 | 1113737.0182 | 2503228.7977 | 1113728.5853
22 | 2503265.0593 | 1113667.4352 | 2503272.8603 | 1113663.9973
23 | 2503265.0593 | 1113667.4352 | 2503251.8684 | 1113680.1761
24 | 2503297.9151 | 1113649.2434 | 2503286.3447 | 1113654.1535 | 2503272.8603 | 1113663.9973
25 | 2503245.9754 | 1113674.4333 | 2503248.9573 | 1113677.343 | 2503251.8684 | 1113680.1761
26 | 2503212.5355 | 1113701.4846 | 2503203.0184 | 1113707.7407 | 2503200.7494 | 1113709.1663
27 | 2503212.5355 | 1113701.4846 | 2503218.3979 | 1113697.5885
28 | 2503212.5355 | 1113701.4846 | 2503207.8124 | 1113692.6664
29 | 2503200.7494 | 1113709.1663 | 2503197.951 | 1113710.9245
30 | 2503218.3979 | 1113697.5885 | 2503221.0477 | 1113695.6486
31 | 2503204.2084 | 1113685.9374 | 2503207.8124 | 1113692.6664
32 | 2503230.8597 | 1113688.05 | 2503226.2851 | 1113691.8144 | 2503221.0477 | 1113695.6486
33 | 2503238.8851 | 1113680.7728 | 2503245.9754 | 1113674.4333
34 | 2503245.9754 | 1113674.4333 | 2503251.8098 | 1113668.4744
35 | 2503230.8597 | 1113688.05 | 2503238.8851 | 1113680.7728
36 | 2503238.8851 | 1113680.7728 | 2503236.6784 | 1113671.7581 | 2503235.2817 | 1113666.0546 | 2503234.2407 | 1113660.977
37 | 2503261.0123 | 1113659.0754 | 2503251.8098 | 1113668.4744
38 | 2503301.2046 | 1113629.8344 | 2503308.2602 | 1113625.1855 | 2503318.7988 | 1113619.5137 | 2503335.1108 | 1113610.6477
39 | 2503288.945 | 1113631.2534 | 2503292.7118 | 1113635.9072 | 2503297.4457 | 1113632.4405 | 2503301.2046 | 1113629.8344
40 | 2503288.945 | 1113631.2534 | 2503282.6404 | 1113636.5011
41 | 2503280.4397 | 1113611.4214 | 2503282.9257 | 1113617.6189 | 2503286.9162 | 1113620.8015 | 2503289.6776 | 1113624.8933 | 2503290.8771 | 1113628.8988 | 2503288.945 | 1113631.2534
42 | 2503280.4397 | 1113611.4214 | 2503273.3737 | 1113609.6221 | 2503268.2936 | 1113608.604
43 | 2503250.4582 | 1113605.0299 | 2503268.2936 | 1113608.604
44 | 2503282.6404 | 1113636.5011 | 2503280.7194 | 1113638.1001 | 2503274.3262 | 1113645.3211
45 | 2503094.6713 | 1113878.3686 | 2503112.2334 | 1113840.0638 | 2503128.7049 | 1113803.267
46 | 2503297.9151 | 1113649.2434 | 2503308.1016 | 1113659.2425 | 2503308.1016 | 1113659.2425
47 | 2503197.951 | 1113710.9245 | 2503195.9245 | 1113712.1978
48 | 2503203.3471 | 1113684.3294 | 2503204.2084 | 1113685.9374
49 | 2503261.0123 | 1113659.0754 | 2503266.5886 | 1113653.3801
50 | 2503250.4582 | 1113605.0299 | 2503248.3431 | 1113610.9117
51 | 2503269.695 | 1113650.2074 | 2503272.8813 | 1113646.953 | 2503274.3262 | 1113645.3211
52 | 2503118.3832 | 1113635.4416 | 2503120.871 | 1113631.7744 | 2503123.5256 | 1113629.197 | 2503127.3523 | 1113626.0197
53 | 2503139.0838 | 1113616.315 | 2503138.2641 | 1113618.0765 | 2503133.8477 | 1113620.6265 | 2503127.3523 | 1113626.0197
54 | 2503140.6463 | 1113612.9574 | 2503139.0838 | 1113616.315
55 | 2503140.6463 | 1113612.9574 | 2503148.4508 | 1113609.2525 | 2503154.1701 | 1113607.3584
56 | 2503140.6463 | 1113612.9574 | 2503136.2893 | 1113611.4929
57 | 2503154.6963 | 1113607.1841 | 2503154.1701 | 1113607.3584
58 | 2503166.1044 | 1113605.0675 | 2503161.0064 | 1113605.5716 | 2503156.2116 | 1113606.6823 | 2503154.6963 | 1113607.1841
59 | 2503203.3471 | 1113684.3294 | 2503201.2537 | 1113680.4209
60 | 2503195.6923 | 1113670.3134 | 2503198.1233 | 1113674.5762 | 2503201.2537 | 1113680.4209
61 | 2503195.6923 | 1113670.3134 | 2503193.3165 | 1113666.1476
62 | 2503193.3165 | 1113666.1476 | 2503188.5225 | 1113657.7415 | 2503188.3608 | 1113657.2731
63 | 2503185.4944 | 1113646.6386 | 2503185.4944 | 1113646.6386 | 2503187.0529 | 1113650.3827 | 2503187.6043 | 1113652.4974 | 2503187.9231 | 1113656.0056 | 2503188.3608 | 1113657.2731
64 | 2503185.4944 | 1113646.6386 | 2503184.1235 | 1113644.9595 | 2503182.6944 | 1113643.6895
65 | 2503176.3579 | 1113633.4921 | 2503174.1388 | 1113628.9607
66 | 2503176.3579 | 1113633.4921 | 2503179.1985 | 1113639.2923
67 | 2503171.0453 | 1113622.6442 | 2503174.1388 | 1113628.9607
68 | 2503182.6944 | 1113643.6895 | 2503181.3338 | 1113642.4804 | 2503179.5325 | 1113639.9743 | 2503179.1985 | 1113639.2923
69 | 2503171.0453 | 1113622.6442 | 2503169.7885 | 1113620.0778
70 | 2503166.1044 | 1113605.0675 | 2503165.7771 | 1113608.7528 | 2503165.9729 | 1113611.329 | 2503166.7394 | 1113613.8516 | 2503169.7885 | 1113620.0778
71 | 2503174.357 | 1113604.7464 | 2503166.1044 | 1113605.0675
72 | 2503174.357 | 1113604.7464 | 2503171.0973 | 1113599.3739
73 | 2503174.357 | 1113604.7464 | 2503181.863 | 1113603.9791
74 | 2503264.8431 | 1113572.3726 | 2503263.6091 | 1113572.3884 | 2503256.0607 | 1113573.2762 | 2503253.4485 | 1113574.0117
75 | 2503264.8431 | 1113572.3726 | 2503265.2601 | 1113572.3672
76 | 2503253.4485 | 1113574.0117 | 2503251.1621 | 1113574.6554 | 2503250.2089 | 1113575.0582
77 | 2503279.7713 | 1113571.9099 | 2503277.6962 | 1113572.2077 | 2503265.2601 | 1113572.3672
78 | 2503250.2089 | 1113575.0582 | 2503245.9946 | 1113576.8394
79 | 2503286.3702 | 1113570.2123 | 2503282.1432 | 1113571.5695 | 2503279.7713 | 1113571.9099
80 | 2503234.113 | 1113587.6693 | 2503236.0906 | 1113584.2911 | 2503238.5261 | 1113581.0502 | 2503241.6476 | 1113578.6766 | 2503245.9946 | 1113576.8394
81 | 2503290.9723 | 1113567.0859 | 2503289.294 | 1113568.5201 | 2503286.3702 | 1113570.2123 | 2503286.3702 | 1113570.2123
82 | 2503229.3672 | 1113586.0441 | 2503230.4931 | 1113585.926 | 2503232.7049 | 1113586.5689 | 2503234.113 | 1113587.6693
83 | 2503290.9723 | 1113567.0859 | 2503296.9204 | 1113562.0029
84 | 2503229.3672 | 1113586.0441 | 2503228.9718 | 1113583.0597 | 2503228.1422 | 1113579.9711 | 2503226.2782 | 1113576.4431 | 2503221.619 | 1113569.8991
85 | 2503222.7754 | 1113595.5443 | 2503226.5959 | 1113594.8605 | 2503226.8819 | 1113590.5199 | 2503227.8018 | 1113588.1482 | 2503228.4532 | 1113586.8592 | 2503229.3672 | 1113586.0441
86 | 2503296.9204 | 1113562.0029 | 2503297.8872 | 1113561.1768
87 | 2503182.3202 | 1113374.2543 | 2503180.2858 | 1113376.1767 | 2503159.9298 | 1113396.7106
88 | 2503146.486 | 1113410.2718 | 2503159.9298 | 1113396.7106
89 | 2503182.3202 | 1113374.2543 | 2503184.9347 | 1113371.7838
90 | 2503146.486 | 1113410.2718 | 2503155.247 | 1113413.7005 | 2503162.8145 | 1113417.2824
91 | 2503190.818 | 1113366.2244 | 2503184.9347 | 1113371.7838
92 | 2503187.0049 | 1113435.4504 | 2503176.7225 | 1113425.2864 | 2503169.8108 | 1113420.594 | 2503162.8145 | 1113417.2824
93 | 2503190.818 | 1113366.2244 | 2503198.6075 | 1113358.6618 | 2503206.8124 | 1113350.6921
94 | 2503187.0049 | 1113435.4504 | 2503191.0575 | 1113434.296 | 2503194.2603 | 1113433.6222 | 2503199.6507 | 1113434.0029 | 2503202.7106 | 1113434.054 | 2503213.6412 | 1113431.1441 | 2503220.125 | 1113428.4054 | 2503223.2358 | 1113428.2556
95 | 2503187.0049 | 1113435.4504 | 2503189.743 | 1113439.5314 | 2503191.2161 | 1113443.2435 | 2503192.724 | 1113447.6888 | 2503193.1672 | 1113452.6959 | 2503192.6069 | 1113456.7852 | 2503191.619 | 1113459.7361 | 2503185.2945 | 1113469.0263
96 | 2503128.3485 | 1113448.9193 | 2503125.2149 | 1113451.5044 | 2503124.4471 | 1113450.3493 | 2503098.5389 | 1113474.0675 | 2503097.4579 | 1113475.0632
97 | 2503131.3269 | 1113535.0694 | 2503132.6708 | 1113529.2665 | 2503117.0206 | 1113501.3108 | 2503112.9749 | 1113500.9642 | 2503097.4579 | 1113475.0632
98 | 2503131.3269 | 1113535.0694 | 2503137.5583 | 1113545.6291
99 | 2503206.8124 | 1113350.6921 | 2503209.933 | 1113347.6609
100 | 2503223.2358 | 1113428.2556 | 2503226.0944 | 1113429.2438 | 2503235.7759 | 1113438.7481
101 | 2503223.2358 | 1113428.2556 | 2503224.4318 | 1113425.7571 | 2503227.0884 | 1113423.2909 | 2503227.2247 | 1113422.1547 | 2503227.0438 | 1113420.501 | 2503225.5 | 1113417.6795 | 2503225.3622 | 1113415.825 | 2503225.9065 | 1113414.1153 | 2503235.1352 | 1113404.7731 | 2503237.456 | 1113404.0133 | 2503239.2162 | 1113403.9407 | 2503240.8198 | 1113404.2263
102 | 2503181.3345 | 1113474.8432 | 2503185.2945 | 1113469.0263
103 | 2503151.9277 | 1113564.5095 | 2503149.1922 | 1113560.0212 | 2503144.3648 | 1113557.1634 | 2503137.5583 | 1113545.6291
104 | 2503209.9896 | 1113347.6059 | 2503209.933 | 1113347.6609
105 | 2503235.7759 | 1113438.7481 | 2503237.5038 | 1113440.4444
106 | 2503254.2073 | 1113410.9943 | 2503252.2845 | 1113412.9707 | 2503251.1242 | 1113413.3562 | 2503249.7208 | 1113413.034 | 2503240.8198 | 1113404.2263
107 | 2503181.3345 | 1113474.8432 | 2503180.0336 | 1113476.7542 | 2503179.4935 | 1113478.7307 | 2503179.7474 | 1113481.5617 | 2503183.7378 | 1113493.0198
108 | 2503351.4337 | 1113528.4696 | 2503355.1415 | 1113536.6822
109 | 2503355.1415 | 1113536.6822 | 2503351.2156 | 1113536.5781 | 2503344.1316 | 1113528.8197 | 2503340.9728 | 1113528.381 | 2503323.9133 | 1113541.2815
110 | 2503351.4337 | 1113528.4696 | 2503358.4878 | 1113527.1006 | 2503361.6063 | 1113528.4072 | 2503365.5283 | 1113534.0703
111 | 2503362.5986 | 1113496.7051 | 2503361.1901 | 1113501.8641 | 2503345.5013 | 1113520.2704 | 2503350.1443 | 1113525.6107 | 2503351.4337 | 1113528.4696
112 | 2503303.6728 | 1113475.4217 | 2503336.9783 | 1113510.4448 | 2503345.5013 | 1113520.2704 | 2503350.1443 | 1113525.6107 | 2503351.4337 | 1113528.4696
113 | 2503313.9013 | 1113547.4918 | 2503316.7011 | 1113546.7355 | 2503323.9133 | 1113541.2815
114 | 2503330.9557 | 1113645.8895 | 2503308.1016 | 1113659.2425
115 | 2503297.8872 | 1113561.1768 | 2503308.0074 | 1113552.5285
116 | 2503313.9013 | 1113547.4918 | 2503308.0074 | 1113552.5285
117 | 2503314.0068 | 1113541.0417 | 2503313.9013 | 1113547.4918
118 | 2503314.0068 | 1113541.0417 | 2503308.8764 | 1113534.6864 | 2503305.029 | 1113530.3118 | 2503303.8297 | 1113528.8323
119 | 2503360.1296 | 1113489.6401 | 2503362.4587 | 1113494.2391 | 2503362.5986 | 1113496.7051
120 | 2503319.3011 | 1113448.3998 | 2503322.8044 | 1113453.9584 | 2503321.586 | 1113458.4473 | 2503305.4449 | 1113473.6812 | 2503303.6728 | 1113475.4217
121 | 2503303.8297 | 1113528.8323 | 2503293.513 | 1113516.1052
122 | 2503293.513 | 1113516.1052 | 2503283.7532 | 1113504.0654
123 | 2503275.5603 | 1113508.6691 | 2503275.5603 | 1113508.6691 | 2503282.7594 | 1113502.8394 | 2503283.7532 | 1113504.0654
124 | 2503181.5317 | 1113721.6484 | 2503186.3732 | 1113719.0498
125 | 2503195.9245 | 1113712.1978 | 2503193.994 | 1113713.4107 | 2503187.4243 | 1113718.4856 | 2503186.3732 | 1113719.0498
126 | 2503223.6051 | 1113612.5686 | 2503223.3943 | 1113608.2423
127 | 2503222.7754 | 1113595.5443 | 2503223.3943 | 1113608.2423
128 | 2503222.7754 | 1113595.5443 | 2503215.78 | 1113597.0899
129 | 2503204.1639 | 1113599.1508 | 2503211.2752 | 1113598.0852 | 2503215.78 | 1113597.0899
130 | 2503204.1639 | 1113599.1508 | 2503201.4728 | 1113599.554 | 2503193.7268 | 1113601.1233 | 2503192.2504 | 1113601.4837
131 | 2503218.6914 | 1113565.7873 | 2503221.619 | 1113569.8991
132 | 2503248.3431 | 1113610.9117 | 2503247.8663 | 1113612.2376
133 | 2503190.0718 | 1113602.0156 | 2503192.2504 | 1113601.4837
134 | 2503218.5335 | 1113565.5654 | 2503218.6914 | 1113565.7873
135 | 2503245.4438 | 1113618.9742 | 2503247.8663 | 1113612.2376
136 | 2503210.3213 | 1113553.7948 | 2503209.2657 | 1113552.0896
137 | 2503210.3829 | 1113553.8944 | 2503210.3213 | 1113553.7948
138 | 2503201.8119 | 1113538.1785 | 2503203.778 | 1113542.782 | 2503206.0691 | 1113546.9257 | 2503209.2657 | 1113552.0896
139 | 2503210.3829 | 1113553.8944 | 2503212.2867 | 1113556.6489
140 | 2503201.8119 | 1113538.1785 | 2503200.6172 | 1113535.3813
141 | 2503213.0487 | 1113557.7514 | 2503212.2867 | 1113556.6489
142 | 2503199.216 | 1113532.1006 | 2503200.6172 | 1113535.3813
143 | 2503213.0487 | 1113557.7514 | 2503214.4821 | 1113559.8254
144 | 2503199.216 | 1113532.1006 | 2503197.3969 | 1113527.8416
145 | 2503216.0597 | 1113562.0909 | 2503215.6574 | 1113561.5259 | 2503214.4821 | 1113559.8254
146 | 2503194.4026 | 1113520.8307 | 2503197.3969 | 1113527.8416
147 | 2503218.5335 | 1113565.5654 | 2503216.0597 | 1113562.0909
148 | 2503190.0718 | 1113602.0156 | 2503182.2234 | 1113603.9423 | 2503181.863 | 1113603.9791
149 | 2503190.0718 | 1113602.0156 | 2503195.044 | 1113613.9212 | 2503197.1144 | 1113617.9169
150 | 2503199.4947 | 1113622.6888 | 2503199.2207 | 1113621.9817 | 2503197.1144 | 1113617.9169
151 | 2503199.4947 | 1113622.6888 | 2503203.5013 | 1113630.7409 | 2503213.1728 | 1113644.7504
152 | 2503202.9078 | 1113621.1666 | 2503199.4947 | 1113622.6888
153 | 2503168.1365 | 1113591.1041 | 2503168.9857 | 1113595.8935 | 2503171.0973 | 1113599.3739
154 | 2503213.1728 | 1113644.7504 | 2503221.3297 | 1113642.7966
155 | 2503269.695 | 1113650.2074 | 2503266.5886 | 1113653.3801
156 | 2503194.4026 | 1113520.8307 | 2503194.0672 | 1113520.0454 | 2503193.909 | 1113519.6716
157 | 2503192.2285 | 1113515.6997 | 2503193.909 | 1113519.6716
158 | 2503188.8808 | 1113507.7874 | 2503192.2285 | 1113515.6997
159 | 2503188.8808 | 1113507.7874 | 2503179.3831 | 1113512.2896
160 | 2503188.8808 | 1113507.7874 | 2503186.7591 | 1113501.6954
161 | 2503163.1356 | 1113582.8988 | 2503168.1365 | 1113591.1041 | 2503168.1365 | 1113591.1041
162 | 2503163.1356 | 1113582.8988 | 2503151.9277 | 1113564.5095
163 | 2503183.7378 | 1113493.0198 | 2503186.7591 | 1113501.6954
164 | 2503254.2073 | 1113410.9943 | 2503257.4307 | 1113407.7408 | 2503258.9272 | 1113407.7836
165 | 2503258.9272 | 1113407.7836 | 2503259.4247 | 1113407.7979
166 | 2503265.7504 | 1113495.7724 | 2503255.3211 | 1113482.0615
167 | 2503265.7504 | 1113495.7724 | 2503275.5603 | 1113508.6691

## bus_geodata
| x | y | coords
0 | 2503136.3659 | 1113779.7383
1 | 2503125.3944 | 1113800.8956
2 | 2503154.5238 | 1113752.1771
3 | 2503156.8595 | 1113756.22
4 | 2503157.438 | 1113740.7234
5 | 2503129.2817 | 1113801.9785
6 | 2503143.4252 | 1113776.292
7 | 2503157.4778 | 1113755.4322
8 | 2503196.2638 | 1113722.5023
9 | 2503146.0335 | 1113729.8271
10 | 2503217.7391 | 1113726.9061
11 | 2503186.6281 | 1113728.6415
12 | 2503216.9244 | 1113709.2971
13 | 2503222.6912 | 1113705.2135
14 | 2503228.7977 | 1113728.5853
15 | 2503265.0593 | 1113667.4352
16 | 2503272.8603 | 1113663.9973
17 | 2503251.8684 | 1113680.1761
18 | 2503212.5355 | 1113701.4846
19 | 2503200.7494 | 1113709.1663
20 | 2503218.3979 | 1113697.5885
21 | 2503207.8124 | 1113692.6664
22 | 2503221.0477 | 1113695.6486
23 | 2503237.6504 | 1113694.8568
24 | 2503245.9754 | 1113674.4333
25 | 2503238.8851 | 1113680.7728
26 | 2503251.8098 | 1113668.4744
27 | 2503230.8597 | 1113688.05
28 | 2503234.2407 | 1113660.977
29 | 2503235.5498 | 1113743.022
30 | 2503301.2046 | 1113629.8344
31 | 2503335.1108 | 1113610.6477
32 | 2503288.945 | 1113631.2534
33 | 2503280.4397 | 1113611.4214
34 | 2503268.2936 | 1113608.604
35 | 2503282.6404 | 1113636.5011
36 | 2503129.7821 | 1113800.9625
37 | 2503128.7049 | 1113803.267
38 | 2503160.2434 | 1113751.9077
39 | 2503115.2773 | 1113700.4416
40 | 2503265.0898 | 1113761.1462
41 | 2503297.9151 | 1113649.2434
42 | 2503197.951 | 1113710.9245
43 | 2503204.2084 | 1113685.9374
44 | 2503261.0123 | 1113659.0754
45 | 2503250.4582 | 1113605.0299
46 | 2503274.3262 | 1113645.3211
47 | 2503094.6713 | 1113878.3686
48 | 2503118.3832 | 1113635.4416
49 | 2503127.3523 | 1113626.0197
50 | 2503139.0838 | 1113616.315
51 | 2503140.6463 | 1113612.9574
52 | 2503154.1701 | 1113607.3584
53 | 2503136.2893 | 1113611.4929
54 | 2503154.6963 | 1113607.1841
55 | 2503203.3471 | 1113684.3294
56 | 2503201.2537 | 1113680.4209
57 | 2503195.6923 | 1113670.3134
58 | 2503193.3165 | 1113666.1476
59 | 2503188.3608 | 1113657.2731
60 | 2503185.4944 | 1113646.6386
61 | 2503176.3579 | 1113633.4921
62 | 2503174.1388 | 1113628.9607
63 | 2503179.1985 | 1113639.2923
64 | 2503171.0453 | 1113622.6442
65 | 2503182.6944 | 1113643.6895
66 | 2503169.7885 | 1113620.0778
67 | 2503166.1044 | 1113605.0675
68 | 2503174.357 | 1113604.7464
69 | 2503264.8431 | 1113572.3726
70 | 2503253.4485 | 1113574.0117
71 | 2503265.2601 | 1113572.3672
72 | 2503250.2089 | 1113575.0582
73 | 2503279.7713 | 1113571.9099
74 | 2503245.9946 | 1113576.8394
75 | 2503286.3702 | 1113570.2123
76 | 2503234.113 | 1113587.6693
77 | 2503290.9723 | 1113567.0859
78 | 2503229.3672 | 1113586.0441
79 | 2503296.9204 | 1113562.0029
80 | 2503159.9298 | 1113396.7106
81 | 2503182.3202 | 1113374.2543
82 | 2503146.486 | 1113410.2718
83 | 2503184.9347 | 1113371.7838
84 | 2503162.8145 | 1113417.2824
85 | 2503190.818 | 1113366.2244
86 | 2503187.0049 | 1113435.4504
87 | 2503097.4579 | 1113475.0632
88 | 2503128.3485 | 1113448.9193
89 | 2503131.3269 | 1113535.0694
90 | 2503206.8124 | 1113350.6921
91 | 2503223.2358 | 1113428.2556
92 | 2503185.2945 | 1113469.0263
93 | 2503137.5583 | 1113545.6291
94 | 2503209.933 | 1113347.6609
95 | 2503235.7759 | 1113438.7481
96 | 2503240.8198 | 1113404.2263
97 | 2503181.3345 | 1113474.8432
98 | 2503355.1415 | 1113536.6822
99 | 2503351.4337 | 1113528.4696
100 | 2503323.9133 | 1113541.2815
101 | 2503308.1016 | 1113659.2425
102 | 2503297.8872 | 1113561.1768
103 | 2503308.0074 | 1113552.5285
104 | 2503313.9013 | 1113547.4918
105 | 2503209.9896 | 1113347.6059
106 | 2503314.0068 | 1113541.0417
107 | 2503365.5283 | 1113534.0703
108 | 2503362.5986 | 1113496.7051
109 | 2503303.6728 | 1113475.4217
110 | 2503303.8297 | 1113528.8323
111 | 2503360.1296 | 1113489.6401
112 | 2503319.3011 | 1113448.3998
113 | 2503330.9557 | 1113645.8895
114 | 2503293.513 | 1113516.1052
115 | 2503283.7532 | 1113504.0654
116 | 2503181.5317 | 1113721.6484
117 | 2503186.3732 | 1113719.0498
118 | 2503195.9245 | 1113712.1978
119 | 2503223.6051 | 1113612.5686
120 | 2503223.3943 | 1113608.2423
121 | 2503222.7754 | 1113595.5443
122 | 2503215.78 | 1113597.0899
123 | 2503204.1639 | 1113599.1508
124 | 2503221.619 | 1113569.8991
125 | 2503248.3431 | 1113610.9117
126 | 2503192.2504 | 1113601.4837
127 | 2503218.6914 | 1113565.7873
128 | 2503247.8663 | 1113612.2376
129 | 2503210.3213 | 1113553.7948
130 | 2503209.2657 | 1113552.0896
131 | 2503210.3829 | 1113553.8944
132 | 2503201.8119 | 1113538.1785
133 | 2503212.2867 | 1113556.6489
134 | 2503200.6172 | 1113535.3813
135 | 2503213.0487 | 1113557.7514
136 | 2503199.216 | 1113532.1006
137 | 2503214.4821 | 1113559.8254
138 | 2503197.3969 | 1113527.8416
139 | 2503216.0597 | 1113562.0909
140 | 2503190.0718 | 1113602.0156
141 | 2503181.863 | 1113603.9791
142 | 2503197.1144 | 1113617.9169
143 | 2503199.4947 | 1113622.6888
144 | 2503171.0974 | 1113599.3739
145 | 2503213.1728 | 1113644.7504
146 | 2503202.9078 | 1113621.1666
147 | 2503266.5886 | 1113653.3801
148 | 2503269.695 | 1113650.2074
149 | 2503194.4026 | 1113520.8307
150 | 2503193.909 | 1113519.6716
151 | 2503192.2285 | 1113515.6997
152 | 2503188.8808 | 1113507.7874
153 | 2503163.1356 | 1113582.8988
154 | 2503168.1365 | 1113591.1041
155 | 2503151.9277 | 1113564.5095
156 | 2503179.3831 | 1113512.2896
157 | 2503221.3297 | 1113642.7966
158 | 2503186.7591 | 1113501.6954
159 | 2503183.7378 | 1113493.0198
160 | 2503237.5038 | 1113440.4444
161 | 2503254.2073 | 1113410.9943
162 | 2503258.9272 | 1113407.7836
163 | 2503245.4438 | 1113618.9742
164 | 2503218.5335 | 1113565.5654
165 | 2503255.3211 | 1113482.0615
166 | 2503265.7504 | 1113495.7724
167 | 2503275.5603 | 1113508.6691
168 | 2503259.4247 | 1113407.7979
169 | 2503234.113 | 1113587.6693

## line_std_types
| c_nf_per_km | r_ohm_per_km | x_ohm_per_km | max_i_ka | type | q_mm2 | alpha | voltage_rating
NAYY 4x50 SE | 210 | 0.642 | 0.083 | 0.142 | cs | 50 | 0.00403 | LV
NAYY 4x120 SE | 264 | 0.225 | 0.08 | 0.242 | cs | 120 | 0.00403 | LV
NAYY 4x150 SE | 261 | 0.208 | 0.08 | 0.27 | cs | 150 | 0.00403 | LV
NA2XS2Y 1x95 RM/25 12/20 kV | 216 | 0.313 | 0.132 | 0.252 | cs | 95 | 0.00403 | MV
NA2XS2Y 1x185 RM/25 12/20 kV | 273 | 0.161 | 0.117 | 0.362 | cs | 185 | 0.00403 | MV
NA2XS2Y 1x240 RM/25 12/20 kV | 304 | 0.122 | 0.112 | 0.421 | cs | 240 | 0.00403 | MV
NA2XS2Y 1x95 RM/25 6/10 kV | 315 | 0.313 | 0.123 | 0.249 | cs | 95 | 0.00403 | MV
NA2XS2Y 1x185 RM/25 6/10 kV | 406 | 0.161 | 0.11 | 0.358 | cs | 185 | 0.00403 | MV
NA2XS2Y 1x240 RM/25 6/10 kV | 456 | 0.122 | 0.105 | 0.416 | cs | 240 | 0.00403 | MV
NA2XS2Y 1x150 RM/25 12/20 kV | 250 | 0.206 | 0.116 | 0.319 | cs | 150 | 0.00403 | MV
NA2XS2Y 1x120 RM/25 12/20 kV | 230 | 0.253 | 0.119 | 0.283 | cs | 120 | 0.00403 | MV
NA2XS2Y 1x70 RM/25 12/20 kV | 190 | 0.443 | 0.132 | 0.22 | cs | 70 | 0.00403 | MV
NA2XS2Y 1x150 RM/25 6/10 kV | 360 | 0.206 | 0.11 | 0.315 | cs | 150 | 0.00403 | MV
NA2XS2Y 1x120 RM/25 6/10 kV | 340 | 0.253 | 0.113 | 0.28 | cs | 120 | 0.00403 | MV
NA2XS2Y 1x70 RM/25 6/10 kV | 280 | 0.443 | 0.123 | 0.217 | cs | 70 | 0.00403 | MV
N2XS(FL)2Y 1x120 RM/35 64/110 kV | 112 | 0.153 | 0.166 | 0.366 | cs | 120 | 0.00393 | HV
N2XS(FL)2Y 1x185 RM/35 64/110 kV | 125 | 0.099 | 0.156 | 0.457 | cs | 185 | 0.00393 | HV
N2XS(FL)2Y 1x240 RM/35 64/110 kV | 135 | 0.075 | 0.149 | 0.526 | cs | 240 | 0.00393 | HV
N2XS(FL)2Y 1x300 RM/35 64/110 kV | 144 | 0.06 | 0.144 | 0.588 | cs | 300 | 0.00393 | HV
15-AL1/3-ST1A 0.4 | 11 | 1.8769 | 0.35 | 0.105 | ol | 16 | 0.00403 | LV
24-AL1/4-ST1A 0.4 | 11.25 | 1.2012 | 0.335 | 0.14 | ol | 24 | 0.00403 | LV
48-AL1/8-ST1A 0.4 | 12.2 | 0.5939 | 0.3 | 0.21 | ol | 48 | 0.00403 | LV
94-AL1/15-ST1A 0.4 | 13.2 | 0.306 | 0.29 | 0.35 | ol | 94 | 0.00403 | LV
34-AL1/6-ST1A 10.0 | 9.7 | 0.8342 | 0.36 | 0.17 | ol | 34 | 0.00403 | MV
48-AL1/8-ST1A 10.0 | 10.1 | 0.5939 | 0.35 | 0.21 | ol | 48 | 0.00403 | MV
70-AL1/11-ST1A 10.0 | 10.4 | 0.4132 | 0.339 | 0.29 | ol | 70 | 0.00403 | MV
94-AL1/15-ST1A 10.0 | 10.75 | 0.306 | 0.33 | 0.35 | ol | 94 | 0.00403 | MV
122-AL1/20-ST1A 10.0 | 11.1 | 0.2376 | 0.323 | 0.41 | ol | 122 | 0.00403 | MV
149-AL1/24-ST1A 10.0 | 11.25 | 0.194 | 0.315 | 0.47 | ol | 149 | 0.00403 | MV
34-AL1/6-ST1A 20.0 | 9.15 | 0.8342 | 0.382 | 0.17 | ol | 34 | 0.00403 | MV
48-AL1/8-ST1A 20.0 | 9.5 | 0.5939 | 0.372 | 0.21 | ol | 48 | 0.00403 | MV
70-AL1/11-ST1A 20.0 | 9.7 | 0.4132 | 0.36 | 0.29 | ol | 70 | 0.00403 | MV
94-AL1/15-ST1A 20.0 | 10 | 0.306 | 0.35 | 0.35 | ol | 94 | 0.00403 | MV
122-AL1/20-ST1A 20.0 | 10.3 | 0.2376 | 0.344 | 0.41 | ol | 122 | 0.00403 | MV
149-AL1/24-ST1A 20.0 | 10.5 | 0.194 | 0.337 | 0.47 | ol | 149 | 0.00403 | MV
184-AL1/30-ST1A 20.0 | 10.75 | 0.1571 | 0.33 | 0.535 | ol | 184 | 0.00403 | MV
243-AL1/39-ST1A 20.0 | 11 | 0.1188 | 0.32 | 0.645 | ol | 243 | 0.00403 | MV
48-AL1/8-ST1A 110.0 | 8 | 0.5939 | 0.46 | 0.21 | ol | 48 | 0.00403 | HV
70-AL1/11-ST1A 110.0 | 8.4 | 0.4132 | 0.45 | 0.29 | ol | 70 | 0.00403 | HV
94-AL1/15-ST1A 110.0 | 8.65 | 0.306 | 0.44 | 0.35 | ol | 94 | 0.00403 | HV
122-AL1/20-ST1A 110.0 | 8.5 | 0.2376 | 0.43 | 0.41 | ol | 122 | 0.00403 | HV
149-AL1/24-ST1A 110.0 | 8.75 | 0.194 | 0.41 | 0.47 | ol | 149 | 0.00403 | HV
184-AL1/30-ST1A 110.0 | 8.8 | 0.1571 | 0.4 | 0.535 | ol | 184 | 0.00403 | HV
243-AL1/39-ST1A 110.0 | 9 | 0.1188 | 0.39 | 0.645 | ol | 243 | 0.00403 | HV
305-AL1/39-ST1A 110.0 | 9.2 | 0.0949 | 0.38 | 0.74 | ol | 305 | 0.00403 | HV
490-AL1/64-ST1A 110.0 | 9.75 | 0.059 | 0.37 | 0.96 | ol | 490 | 0.00403 | HV
679-AL1/86-ST1A 110.0 | 9.95 | 0.042 | 0.36 | 1.15 | ol | 679 | 0.00403 | HV
490-AL1/64-ST1A 220.0 | 10 | 0.059 | 0.285 | 0.96 | ol | 490 | 0.00403 | HV
679-AL1/86-ST1A 220.0 | 11.7 | 0.042 | 0.275 | 1.15 | ol | 679 | 0.00403 | HV
490-AL1/64-ST1A 380.0 | 11 | 0.059 | 0.253 | 0.96 | ol | 490 | 0.00403 | HV
679-AL1/86-ST1A 380.0 | 14.6 | 0.042 | 0.25 | 1.15 | ol | 679 | 0.00403 | HV

## trafo_std_types
| i0_percent | pfe_kw | vkr_percent | sn_mva | vn_lv_kv | vn_hv_kv | vk_percent | shift_degree | vector_group | tap_side | tap_neutral | tap_min | tap_max | tap_step_degree | tap_step_percent | tap_phase_shifter
160 MVA 380/110 kV | 0.06 | 60 | 0.25 | 160 | 110 | 380 | 12.2 | 0 | Yy0 | hv | 0 | -9 | 9 | 0 | 1.5 | FALSE
100 MVA 220/110 kV | 0.06 | 55 | 0.26 | 100 | 110 | 220 | 12 | 0 | Yy0 | hv | 0 | -9 | 9 | 0 | 1.5 | FALSE
63 MVA 110/20 kV | 0.04 | 22 | 0.32 | 63 | 20 | 110 | 18 | 150 | YNd5 | hv | 0 | -9 | 9 | 0 | 1.5 | FALSE
40 MVA 110/20 kV | 0.05 | 18 | 0.34 | 40 | 20 | 110 | 16.2 | 150 | YNd5 | hv | 0 | -9 | 9 | 0 | 1.5 | FALSE
25 MVA 110/20 kV | 0.07 | 14 | 0.41 | 25 | 20 | 110 | 12 | 150 | YNd5 | hv | 0 | -9 | 9 | 0 | 1.5 | FALSE
63 MVA 110/10 kV | 0.04 | 22 | 0.32 | 63 | 10 | 110 | 18 | 150 | YNd5 | hv | 0 | -9 | 9 | 0 | 1.5 | FALSE
40 MVA 110/10 kV | 0.05 | 18 | 0.34 | 40 | 10 | 110 | 16.2 | 150 | YNd5 | hv | 0 | -9 | 9 | 0 | 1.5 | FALSE
25 MVA 110/10 kV | 0.07 | 14 | 0.41 | 25 | 10 | 110 | 12 | 150 | YNd5 | hv | 0 | -9 | 9 | 0 | 1.5 | FALSE
0.25 MVA 20/0.4 kV | 0.32 | 0.8 | 1.44 | 0.25 | 0.4 | 20 | 6 | 150 | Yzn5 | hv | 0 | -2 | 2 | 0 | 2.5 | FALSE
0.4 MVA 20/0.4 kV | 0.3375 | 1.35 | 1.425 | 0.4 | 0.4 | 20 | 6 | 150 | Dyn5 | hv | 0 | -2 | 2 | 0 | 2.5 | FALSE
0.63 MVA 20/0.4 kV | 0.2619 | 1.65 | 1.206 | 0.63 | 0.4 | 20 | 6 | 150 | Dyn5 | hv | 0 | -2 | 2 | 0 | 2.5 | FALSE
0.25 MVA 10/0.4 kV | 0.24 | 0.6 | 1.2 | 0.25 | 0.4 | 10 | 4 | 150 | Dyn5 | hv | 0 | -2 | 2 | 0 | 2.5 | FALSE
0.4 MVA 10/0.4 kV | 0.2375 | 0.95 | 1.325 | 0.4 | 0.4 | 10 | 4 | 150 | Dyn5 | hv | 0 | -2 | 2 | 0 | 2.5 | FALSE
0.63 MVA 10/0.4 kV | 0.1873 | 1.18 | 1.0794 | 0.63 | 0.4 | 10 | 4 | 150 | Dyn5 | hv | 0 | -2 | 2 | 0 | 2.5 | FALSE

## trafo3w_std_types
| sn_hv_mva | sn_mv_mva | sn_lv_mva | vn_hv_kv | vn_mv_kv | vn_lv_kv | vk_hv_percent | vk_mv_percent | vk_lv_percent | vkr_hv_percent | vkr_mv_percent | vkr_lv_percent | pfe_kw | i0_percent | shift_mv_degree | shift_lv_degree | vector_group | tap_side | tap_neutral | tap_min | tap_max | tap_step_percent
63/25/38 MVA 110/20/10 kV | 63 | 25 | 38 | 110 | 20 | 10 | 10.4 | 10.4 | 10.4 | 0.28 | 0.32 | 0.35 | 35 | 0.89 | 0 | 0 | YN0yn0yn0 | hv | 0 | -10 | 10 | 1.2
63/25/38 MVA 110/10/10 kV | 63 | 25 | 38 | 110 | 10 | 10 | 10.4 | 10.4 | 10.4 | 0.28 | 0.32 | 0.35 | 35 | 0.89 | 0 | 0 | YN0yn0yn0 | hv | 0 | -10 | 10 | 1.2

## fuse_std_types
| fuse_type | i_rated_a | t_avg | t_min | t_total | x_avg | x_min | x_total
HV 100A | HV 100A | 100 | 0 | [10.0, 3.64, 0.854, 0.281, 0.1, 0.0531, 0.022, 0.01] | [10.0, 4.267, 1.21, 0.403, 0.1, 0.058, 0.022, 0.01] | 0 | [300.0, 350.0, 450.0, 550.0, 700.0, 850.0, 1200.0, 1752.0] | [600.0, 700.0, 900.0, 1150.0, 1665.0, 2000.0, 3000.0, 4313.0]
HV 10A | HV 10A | 10 | 0 | [10.0, 1675.0, 0.344, 0.156, 0.1, 0.0417, 0.0171, 0.01] | [10.0, 1.3, 0.3, 0.155, 0.1, 0.0555, 0.023, 0.01] | 0 | [30.0, 32.0, 35.0, 37.0, 39.0, 50.0, 70.0, 88.0] | [60.0, 70.0, 80.0, 87.0, 94.0, 110.0, 150.0, 216.0]
HV 125A | HV 125A | 125 | 0 | [10.0, 1.82, 0.344, 0.1, 0.0467, 0.0269, 0.01] | [10.0, 2.478, 0.426, 0.1, 0.0427, 0.0211, 0.01] | 0 | [375.0, 500.0, 700.0, 925.0, 1200.0, 1500.0, 2341.0] | [750.0, 1000.0, 1500.0, 2200.0, 3000.0, 4000.0, 5765.0]
HV 160A | HV 160A | 160 | 0 | [10.0, 4.15, 1.03, 0.198, 0.1, 0.051, 0.0172, 0.01] | [10.0, 2.3, 0.734, 0.274, 0.1, 0.046, 0.0177, 0.01] | 0 | [480.0, 550.0, 700.0, 1000.0, 1260.0, 1600.0, 2500.0, 3227.0] | [960.0, 1300.0, 1700.0, 2200.0, 2996.0, 4000.0, 6000.0, 7946.0]
HV 16A | HV 16A | 16 | 0 | [10.0, 0.352, 0.164, 0.1, 0.0649, 0.0342, 0.01] | [10.0, 2.34, 0.722, 0.181, 0.1, 0.055, 0.0296, 0.01] | 0 | [48.0, 60.0, 65.0, 71.0, 80.0, 100.0, 162.0] | [96.0, 110.0, 125.0, 150.0, 168.0, 200.0, 250.0, 398.0]
HV 200A | HV 200A | 200 | 0 | [10.0, 4.267, 1.21, 0.403, 0.1, 0.058, 0.022, 0.01] | [10.0, 3.73, 1.654, 0.328, 0.1, 0.0531, 0.019, 0.01] | 0 | [600.0, 700.0, 900.0, 1150.0, 1665.0, 2000.0, 3000.0, 4313.0] | [1200.0, 1500.0, 1800.0, 2700.0, 3960.0, 5000.0, 7500.0, 10620.0]
HV 20A | HV 20A | 20 | 0 | [10.0, 1.3, 0.3, 0.155, 0.1, 0.0555, 0.023, 0.01] | [10.0, 1.3, 0.161, 0.1, 0.0611, 0.0399, 0.0141, 0.01] | 0 | [60.0, 70.0, 80.0, 87.0, 94.0, 110.0, 150.0, 216.0] | [120.0, 150.0, 200.0, 223.0, 260.0, 300.0, 450.0, 532.0]
HV 25A | HV 25A | 25 | 0 | [10.0, 2.512, 0.833, 0.299, 0.1, 0.0372, 0.0223, 0.01] | [10.0, 3.125, 0.597, 0.198, 0.1, 0.0378, 0.022, 0.01] | 0 | [75.0, 82.0, 90.0, 100.0, 124.0, 170.0, 200.0, 289.0] | [150.0, 170.0, 210.0, 250.0, 294.0, 400.0, 500.0, 711.0]
HV 31.5A | HV 31.5A | 31.5 | 0 | [10.0, 2.34, 0.722, 0.181, 0.1, 0.055, 0.0296, 0.01] | [10.0, 2.84, 0.368, 0.164, 0.1, 0.0621, 0.0378, 0.0195, 0.01] | 0 | [95.0, 110.0, 125.0, 150.0, 165.0, 200.0, 250.0, 390.0] | [189.0, 220.0, 300.0, 350.0, 393.0, 450.0, 530.0, 700.0, 960.0]
HV 40A | HV 40A | 40 | 0 | [10.0, 1.3, 0.161, 0.1, 0.0611, 0.0399, 0.0141, 0.01] | [10.0, 2.05, 0.369, 0.198, 0.1, 0.051, 0.0298, 0.01] | 0 | [120.0, 150.0, 200.0, 223.0, 260.0, 300.0, 450.0, 532.0] | [240.0, 300.0, 400.0, 450.0, 530.0, 650.0, 800.0, 1311.0]
HV 50A | HV 50A | 50 | 0 | [10.0, 3.215, 0.597, 0.198, 0.1, 0.0378, 0.022, 0.01] | [10.0, 3.64, 0.854, 0.281, 0.1, 0.0531, 0.022, 0.01] | 0 | [150.0, 170.0, 210.0, 250.0, 294.0, 400.0, 500.0, 711.0] | [300.0, 350.0, 450.0, 550.0, 700.0, 850.0, 1200.0, 1752.0]
HV 6.3A | HV 6.3A | 6.3 | 0 | [10.0, 1.39, 0.344, 0.168, 0.1, 0.056, 0.0263, 0.01] | [10.0, 1.711, 0.516, 0.198, 0.1, 0.0634, 0.0303, 0.01] | 0 | [19.0, 19.5, 20.4, 20.8, 22.0, 25.0, 32.0, 48.0] | [38.0, 40.0, 43.0, 48.0, 53.0, 60.0, 75.0, 118.0]
HV 63A | HV 63A | 63 | 0 | [10.0, 2.84, 0.368, 0.164, 0.1, 0.0621, 0.0378, 0.0195, 0.01] | [10.0, 1.82, 0.344, 0.1, 0.0467, 0.0269, 0.01] | 0 | [189.0, 220.0, 300.0, 350.0, 393.0, 450.0, 530.0, 700.0, 961.0] | [378.0, 500.0, 700.0, 934.0, 1200.0, 1500.0, 2366.0]
HV 80A | HV 80A | 80 | 0 | [10.0, 2.05, 0.369, 0.198, 0.1, 0.051, 0.0298, 0.01] | [10.0, 4.15, 1.03, 0.198, 0.1, 0.051, 0.0172, 0.01] | 0 | [240.0, 300.0, 400.0, 450.0, 530.0, 650.0, 800.0, 1311.0] | [480.0, 550.0, 700.0, 1000.0, 1260.0, 1600.0, 2500.0, 3227.0]
Siemens NH-1-100 | Siemens NH-1-100 | 100 | [5400.0, 2000.0, 400.0, 20.0, 1.0, 0.2, 0.012, 0.004] | 0 | 0 | [150.0, 190.0, 250.0, 430.0, 900.0, 1250.0, 2700.0, 3600.0] | 0 | 0
Siemens NH-1-125 | Siemens NH-1-125 | 125 | [4800.0, 120.0, 7.0, 0.1, 0.004] | 0 | 0 | [180.0, 400.0, 740.0, 2000.0, 4250.0] | 0 | 0
Siemens NH-1-16 | Siemens NH-1-16 | 16 | [4000.0, 400.0, 2.0, 0.1, 0.04, 0.01] | 0 | 0 | [26.0, 35.0, 75.0, 150.0, 200.0, 300.0] | 0 | 0
Siemens NH-1-160 | Siemens NH-1-160 | 160 | [4800.0, 120.0, 7.0, 0.1, 0.004] | 0 | 0 | [210.0, 500.0, 900.0, 2300.0, 5000.0] | 0 | 0
Siemens NH-1-25 | Siemens NH-1-25 | 25 | [4000.0, 1000.0, 10.0, 0.2, 0.02, 0.01] | 0 | 0 | [40.0, 50.0, 100.0, 210.0, 400.0, 500.0] | 0 | 0
Siemens NH-1-50 | Siemens NH-1-50 | 50 | [4000.0, 40.0, 4.0, 1.0, 0.02, 0.01] | 0 | 0 | [86.0, 200.0, 300.0, 400.0, 1000.0, 1280.0] | 0 | 0
Siemens NH-1-63 | Siemens NH-1-63 | 63 | [4000.0, 100.0, 10.0, 2.0, 0.04, 0.01] | 0 | 0 | [100.0, 200.0, 300.0, 400.0, 1000.0, 1500.0] | 0 | 0
Siemens NH-1-80 | Siemens NH-1-80 | 80 | [4800.0, 120.0, 7.0, 0.1, 0.01] | 0 | 0 | [150.58, 250.0, 450.0, 1150.0, 2470.0] | 0 | 0
Siemens NH-2-1000 | Siemens NH-2-1000 | 1000 | [4800.0, 120.0, 7.0, 0.1, 0.004] | 0 | 0 | [1900.0, 3500.0, 8400.0, 24000.0, 52000.0] | 0 | 0
Siemens NH-2-200 | Siemens NH-2-200 | 200 | [4800.0, 120.0, 7.0, 0.1, 0.004] | 0 | 0 | [280.0, 650.0, 1200.0, 3000.0, 7000.0] | 0 | 0
Siemens NH-2-224 | Siemens NH-2-224 | 224 | [4800.0, 120.0, 7.0, 0.2, 0.04, 0.004] | 0 | 0 | [400.0, 750.0, 1453.0, 3025.0, 4315.0, 7600.0] | 0 | 0
Siemens NH-2-250 | Siemens NH-2-250 | 250 | [4800.0, 120.0, 7.0, 0.1, 0.004] | 0 | 0 | [450.0, 800.0, 1650.0, 4000.0, 8500.0] | 0 | 0
Siemens NH-2-315 | Siemens NH-2-315 | 315 | [4800.0, 120.0, 7.0, 0.1, 0.004] | 0 | 0 | [550.0, 920.0, 1900.0, 5000.0, 11000.0] | 0 | 0
Siemens NH-2-355 | Siemens NH-2-355 | 355 | [4800.0, 120.0, 6.0, 0.1, 0.004] | 0 | 0 | [650.0, 1116.27, 2350.0, 5840.0, 12790.0] | 0 | 0
Siemens NH-2-400 | Siemens NH-2-400 | 400 | [4800.0, 120.0, 7.0, 0.1, 0.004] | 0 | 0 | [720.0, 1350.0, 2800.0, 6500.0, 15000.0] | 0 | 0
Siemens NH-2-425 | Siemens NH-2-425 | 425 | [4800.0, 120.0, 7.0, 0.1, 0.004] | 0 | 0 | [850.0, 1500.0, 3050.0, 7500.0, 16500.0] | 0 | 0
Siemens NH-2-630 | Siemens NH-2-630 | 630 | [4800.0, 120.0, 7.0, 0.1, 0.004] | 0 | 0 | [1200.0, 2000.0, 4800.0, 12000.0, 26000.0] | 0 | 0

## dtypes
| element | column | dtype
0 | bus | name | object
1 | bus | vn_kv | float64
2 | bus | type | object
3 | bus | zone | object
4 | bus | in_service | bool
5 | load | name | object
6 | load | bus | uint32
7 | load | p_mw | float64
8 | load | q_mvar | float64
9 | load | const_z_percent | float64
10 | load | const_i_percent | float64
11 | load | sn_mva | float64
12 | load | scaling | float64
13 | load | in_service | bool
14 | load | type | object
15 | ext_grid | name | object
16 | ext_grid | bus | uint32
17 | ext_grid | vm_pu | float64
18 | ext_grid | va_degree | float64
19 | ext_grid | slack_weight | float64
20 | ext_grid | in_service | bool
21 | line | name | object
22 | line | std_type | object
23 | line | from_bus | uint32
24 | line | to_bus | uint32
25 | line | length_km | float64
26 | line | r_ohm_per_km | float64
27 | line | x_ohm_per_km | float64
28 | line | c_nf_per_km | float64
29 | line | g_us_per_km | float64
30 | line | max_i_ka | float64
31 | line | df | float64
32 | line | parallel | uint32
33 | line | type | object
34 | line | in_service | bool
35 | trafo | name | object
36 | trafo | std_type | object
37 | trafo | hv_bus | uint32
38 | trafo | lv_bus | uint32
39 | trafo | sn_mva | float64
40 | trafo | vn_hv_kv | float64
41 | trafo | vn_lv_kv | float64
42 | trafo | vk_percent | float64
43 | trafo | vkr_percent | float64
44 | trafo | pfe_kw | float64
45 | trafo | i0_percent | float64
46 | trafo | shift_degree | float64
47 | trafo | tap_side | object
48 | trafo | tap_neutral | int32
49 | trafo | tap_min | int32
50 | trafo | tap_max | int32
51 | trafo | tap_step_percent | float64
52 | trafo | tap_step_degree | float64
53 | trafo | tap_pos | int32
54 | trafo | tap_phase_shifter | bool
55 | trafo | parallel | uint32
56 | trafo | df | float64
57 | trafo | in_service | bool
58 | line_geodata | coords | object
59 | bus_geodata | x | float64
60 | bus_geodata | y | float64
61 | bus_geodata | coords | object

## parameters
| version | format_version | converged | OPF_converged | name | f_hz | sn_mva
0 | 2.14.6 | 2.14.0 | FALSE | FALSE |  | 50 | 1