## bus
| name | vn_kv | type | zone | in_service
0 | bus_LV_6645-14_0_4_node_0 | 0.4 | n |  | TRUE
1 | bus_LV_6645-14_0_4_node_1 | 0.4 | n |  | TRUE
2 | bus_LV_6645-14_0_4_node_2 | 0.4 | n |  | TRUE
3 | bus_LV_6645-14_0_4_node_3 | 0.4 | n |  | TRUE
4 | bus_LV_6645-14_0_4_node_4 | 0.4 | n |  | TRUE
5 | bus_LV_6645-14_0_4_node_5 | 0.4 | n |  | TRUE
6 | bus_LV_6645-14_0_4_node_11 | 0.4 | n |  | TRUE
7 | bus_LV_6645-14_0_4_node_32 | 0.4 | n |  | TRUE
8 | bus_LV_6645-14_0_4_node_6 | 0.4 | n |  | TRUE
9 | bus_LV_6645-14_0_4_node_63 | 0.4 | n |  | TRUE
10 | bus_LV_6645-14_0_4_node_9 | 0.4 | n |  | TRUE
11 | bus_LV_6645-14_0_4_node_55 | 0.4 | n |  | TRUE
12 | bus_LV_6645-14_0_4_node_7 | 0.4 | n |  | TRUE
13 | bus_LV_6645-14_0_4_node_45 | 0.4 | n |  | TRUE
14 | bus_LV_6645-14_0_4_node_10 | 0.4 | n |  | TRUE
15 | bus_LV_6645-14_0_4_node_77 | 0.4 | n |  | TRUE
16 | bus_LV_6645-14_0_4_node_81 | 0.4 | n |  | TRUE
17 | bus_LV_6645-14_0_4_node_82 | 0.4 | n |  | TRUE
18 | bus_LV_6645-14_0_4_node_153 | 0.4 | n |  | TRUE
19 | bus_LV_6645-14_0_4_node_12 | 0.4 | n |  | TRUE
20 | bus_LV_6645-14_0_4_node_16 | 0.4 | n |  | TRUE
21 | bus_LV_6645-14_0_4_node_74 | 0.4 | n |  | TRUE
22 | bus_LV_6645-14_0_4_node_13 | 0.4 | n |  | TRUE
23 | bus_LV_6645-14_0_4_node_17 | 0.4 | n |  | TRUE
24 | bus_LV_6645-14_0_4_node_56 | 0.4 | n |  | TRUE
25 | bus_LV_6645-14_0_4_node_14 | 0.4 | n |  | TRUE
26 | bus_LV_6645-14_0_4_node_19 | 0.4 | n |  | TRUE
27 | bus_LV_6645-14_0_4_node_73 | 0.4 | n |  | TRUE
28 | bus_LV_6645-14_0_4_node_15 | 0.4 | n |  | TRUE
29 | bus_LV_6645-14_0_4_node_75 | 0.4 | n |  | TRUE
30 | bus_LV_6645-14_0_4_node_59 | 0.4 | n |  | TRUE
31 | bus_LV_6645-14_0_4_node_60 | 0.4 | n |  | TRUE
32 | bus_LV_6645-14_0_4_node_18 | 0.4 | n |  | TRUE
33 | bus_LV_6645-14_0_4_node_31 | 0.4 | n |  | TRUE
34 | bus_LV_6645-14_0_4_node_58 | 0.4 | n |  | TRUE
35 | bus_LV_6645-14_0_4_node_71 | 0.4 | n |  | TRUE
36 | bus_LV_6645-14_0_4_node_20 | 0.4 | n |  | TRUE
37 | bus_LV_6645-14_0_4_node_87 | 0.4 | n |  | TRUE
38 | bus_LV_6645-14_0_4_node_22 | 0.4 | n |  | TRUE
39 | bus_LV_6645-14_0_4_node_26 | 0.4 | n |  | TRUE
40 | bus_LV_6645-14_0_4_node_21 | 0.4 | n |  | TRUE
41 | bus_LV_6645-14_0_4_node_137 | 0.4 | n |  | TRUE
42 | bus_LV_6645-14_0_4_node_109 | 0.4 | n |  | TRUE
43 | bus_LV_6645-14_0_4_node_127 | 0.4 | n |  | TRUE
44 | bus_LV_6645-14_0_4_node_23 | 0.4 | n |  | TRUE
45 | bus_LV_6645-14_0_4_node_27 | 0.4 | n |  | TRUE
46 | bus_LV_6645-14_0_4_node_145 | 0.4 | n |  | TRUE
47 | bus_LV_6645-14_0_4_node_24 | 0.4 | n |  | TRUE
48 | bus_LV_6645-14_0_4_node_29 | 0.4 | n |  | TRUE
49 | bus_LV_6645-14_0_4_node_130 | 0.4 | n |  | TRUE
50 | bus_LV_6645-14_0_4_node_25 | 0.4 | n |  | TRUE
51 | bus_LV_6645-14_0_4_node_128 | 0.4 | n |  | TRUE
52 | bus_LV_6645-14_0_4_node_118 | 0.4 | n |  | TRUE
53 | bus_LV_6645-14_0_4_node_28 | 0.4 | n |  | TRUE
54 | bus_LV_6645-14_0_4_node_98 | 0.4 | n |  | TRUE
55 | bus_LV_6645-14_0_4_node_84 | 0.4 | n |  | TRUE
56 | bus_LV_6645-14_0_4_node_61 | 0.4 | n |  | TRUE
57 | bus_LV_6645-14_0_4_node_62 | 0.4 | n |  | TRUE
58 | bus_LV_6645-14_0_4_node_48 | 0.4 | n |  | TRUE
59 | bus_LV_6645-14_0_4_node_64 | 0.4 | n |  | TRUE
60 | bus_LV_6645-14_0_4_node_43 | 0.4 | n |  | TRUE
61 | bus_LV_6645-14_0_4_node_102 | 0.4 | n |  | TRUE
62 | bus_LV_6645-14_0_4_node_99 | 0.4 | n |  | TRUE
63 | bus_LV_6645-14_0_4_node_57 | 0.4 | n |  | TRUE
64 | bus_LV_6645-14_0_4_node_76 | 0.4 | n |  | TRUE
65 | bus_LV_6645-14_0_4_node_67 | 0.4 | n |  | TRUE
66 | bus_LV_6645-14_0_4_node_88 | 0.4 | n |  | TRUE
67 | bus_LV_6645-14_0_4_node_107 | 0.4 | n |  | TRUE
68 | bus_LV_6645-14_0_4_node_70 | 0.4 | n |  | TRUE
69 | bus_LV_6645-14_0_4_node_143 | 0.4 | n |  | TRUE
70 | bus_LV_6645-14_0_4_node_125 | 0.4 | n |  | TRUE
71 | bus_LV_6645-14_0_4_node_116 | 0.4 | n |  | TRUE
72 | bus_LV_6645-14_0_4_node_79 | 0.4 | n |  | TRUE
73 | bus_LV_6645-14_0_4_node_78 | 0.4 | n |  | TRUE
74 | bus_LV_6645-14_0_4_node_86 | 0.4 | n |  | TRUE
75 | bus_LV_6645-14_0_4_node_89 | 0.4 | n |  | TRUE
76 | bus_LV_6645-14_0_4_node_68 | 0.4 | n |  | TRUE
77 | bus_LV_6645-14_0_4_node_49 | 0.4 | n |  | TRUE
78 | bus_LV_6645-14_0_4_node_33 | 0.4 | n |  | TRUE
79 | bus_LV_6645-14_0_4_node_34 | 0.4 | n |  | TRUE
80 | bus_LV_6645-14_0_4_node_35 | 0.4 | n |  | TRUE
81 | bus_LV_6645-14_0_4_node_36 | 0.4 | n |  | TRUE
82 | bus_LV_6645-14_0_4_node_37 | 0.4 | n |  | TRUE
83 | bus_LV_6645-14_0_4_node_38 | 0.4 | n |  | TRUE
84 | bus_LV_6645-14_0_4_node_39 | 0.4 | n |  | TRUE
85 | bus_LV_6645-14_0_4_node_69 | 0.4 | n |  | TRUE
86 | bus_LV_6645-14_0_4_node_47 | 0.4 | n |  | TRUE
87 | bus_LV_6645-14_0_4_node_46 | 0.4 | n |  | TRUE
88 | bus_LV_6645-14_0_4_node_40 | 0.4 | n |  | TRUE
89 | bus_LV_6645-14_0_4_node_41 | 0.4 | n |  | TRUE
90 | bus_LV_6645-14_0_4_node_42 | 0.4 | n |  | TRUE
91 | bus_LV_6645-14_0_4_node_44 | 0.4 | n |  | TRUE
92 | bus_LV_6645-14_0_4_node_50 | 0.4 | n |  | TRUE
93 | bus_LV_6645-14_0_4_node_51 | 0.4 | n |  | TRUE
94 | bus_LV_6645-14_0_4_node_52 | 0.4 | n |  | TRUE
95 | bus_LV_6645-14_0_4_node_53 | 0.4 | n |  | TRUE
96 | bus_LV_6645-14_0_4_node_54 | 0.4 | n |  | TRUE
97 | bus_LV_6645-14_0_4_node_65 | 0.4 | n |  | TRUE
98 | bus_LV_6645-14_0_4_node_66 | 0.4 | n |  | TRUE
99 | bus_LV_6645-14_0_4_node_155 | 0.4 | n |  | TRUE
100 | bus_LV_6645-14_0_4_node_104 | 0.4 | n |  | TRUE
101 | bus_LV_6645-14_0_4_node_105 | 0.4 | n |  | TRUE
102 | bus_LV_6645-14_0_4_node_154 | 0.4 | n |  | TRUE
103 | bus_LV_6645-14_0_4_node_80 | 0.4 | n |  | TRUE
104 | bus_LV_6645-14_0_4_node_83 | 0.4 | n |  | TRUE
105 | bus_LV_6645-14_0_4_node_93 | 0.4 | n |  | TRUE
106 | bus_LV_6645-14_0_4_node_94 | 0.4 | n |  | TRUE
107 | bus_LV_6645-14_0_4_node_90 | 0.4 | n |  | TRUE
108 | bus_LV_6645-14_0_4_node_96 | 0.4 | n |  | TRUE
109 | bus_LV_6645-14_0_4_node_97 | 0.4 | n |  | TRUE
110 | bus_LV_6645-14_0_4_node_91 | 0.4 | n |  | TRUE
111 | bus_LV_6645-14_0_4_node_92 | 0.4 | n |  | TRUE
112 | bus_LV_6645-14_0_4_node_95 | 0.4 | n |  | TRUE
113 | bus_LV_6645-14_0_4_node_163 | 0.4 | n |  | TRUE
114 | bus_LV_6645-14_0_4_node_136 | 0.4 | n |  | TRUE
115 | bus_LV_6645-14_0_4_node_164 | 0.4 | n |  | TRUE
116 | bus_LV_6645-14_0_4_node_135 | 0.4 | n |  | TRUE
117 | bus_LV_6645-14_0_4_node_101 | 0.4 | n |  | TRUE
118 | bus_LV_6645-14_0_4_node_103 | 0.4 | n |  | TRUE
119 | bus_LV_6645-14_0_4_node_148 | 0.4 | n |  | TRUE
120 | bus_LV_6645-14_0_4_node_146 | 0.4 | n |  | TRUE
121 | bus_LV_6645-14_0_4_node_138 | 0.4 | n |  | TRUE
122 | bus_LV_6645-14_0_4_node_139 | 0.4 | n |  | TRUE
123 | bus_LV_6645-14_0_4_node_106 | 0.4 | n |  | TRUE
124 | bus_LV_6645-14_0_4_node_108 | 0.4 | n |  | TRUE
125 | bus_LV_6645-14_0_4_node_110 | 0.4 | n |  | TRUE
126 | bus_LV_6645-14_0_4_node_111 | 0.4 | n |  | TRUE
127 | bus_LV_6645-14_0_4_node_112 | 0.4 | n |  | TRUE
128 | bus_LV_6645-14_0_4_node_167 | 0.4 | n |  | TRUE
129 | bus_LV_6645-14_0_4_node_166 | 0.4 | n |  | TRUE
130 | bus_LV_6645-14_0_4_node_113 | 0.4 | n |  | TRUE
131 | bus_LV_6645-14_0_4_node_114 | 0.4 | n |  | TRUE
132 | bus_LV_6645-14_0_4_node_115 | 0.4 | n |  | TRUE
133 | bus_LV_6645-14_0_4_node_117 | 0.4 | n |  | TRUE
134 | bus_LV_6645-14_0_4_node_119 | 0.4 | n |  | TRUE
135 | bus_LV_6645-14_0_4_node_133 | 0.4 | n |  | TRUE
136 | bus_LV_6645-14_0_4_node_131 | 0.4 | n |  | TRUE
137 | bus_LV_6645-14_0_4_node_120 | 0.4 | n |  | TRUE
138 | bus_LV_6645-14_0_4_node_121 | 0.4 | n |  | TRUE
139 | bus_LV_6645-14_0_4_node_122 | 0.4 | n |  | TRUE
140 | bus_LV_6645-14_0_4_node_123 | 0.4 | n |  | TRUE
141 | bus_LV_6645-14_0_4_node_124 | 0.4 | n |  | TRUE
142 | bus_LV_6645-14_0_4_node_126 | 0.4 | n |  | TRUE
143 | bus_LV_6645-14_0_4_node_129 | 0.4 | n |  | TRUE
144 | bus_LV_6645-14_0_4_node_151 | 0.4 | n |  | TRUE
145 | bus_LV_6645-14_0_4_node_149 | 0.4 | n |  | TRUE
146 | bus_LV_6645-14_0_4_node_132 | 0.4 | n |  | TRUE
147 | bus_LV_6645-14_0_4_node_134 | 0.4 | n |  | TRUE
148 | bus_LV_6645-14_0_4_node_162 | 0.4 | n |  | TRUE
149 | bus_LV_6645-14_0_4_node_140 | 0.4 | n |  | TRUE
150 | bus_LV_6645-14_0_4_node_141 | 0.4 | n |  | TRUE
151 | bus_LV_6645-14_0_4_node_142 | 0.4 | n |  | TRUE
152 | bus_LV_6645-14_0_4_node_144 | 0.4 | n |  | TRUE
153 | bus_LV_6645-14_0_4_node_150 | 0.4 | n |  | TRUE
154 | bus_LV_6645-14_0_4_node_152 | 0.4 | n |  | TRUE
155 | bus_LV_6645-14_0_4_node_156 | 0.4 | n |  | TRUE
156 | bus_LV_6645-14_0_4_node_157 | 0.4 | n |  | TRUE
157 | bus_LV_6645-14_0_4_node_158 | 0.4 | n |  | TRUE
158 | bus_LV_6645-14_0_4_node_159 | 0.4 | n |  | TRUE
159 | bus_LV_6645-14_0_4_node_160 | 0.4 | n |  | TRUE
160 | bus_LV_6645-14_0_4_node_161 | 0.4 | n |  | TRUE
161 | bus_LV_6645-14_0_4_node_165 | 0.4 | n |  | TRUE
162 | bus_MV_460_0_node_154 | 20 | n |  | TRUE

## load
| name | bus | p_mw | q_mvar | const_z_percent | const_i_percent | sn_mva | scaling | in_service | type
0 | LV_6645-14_0_4_load_0 | 0 | 0.0082215 | 0.0020605 | 0 | 0 |  | 1 | TRUE | wye
1 | LV_6645-14_0_4_load_1 | 1 | 0.0027425 | 0.00068734 | 0 | 0 |  | 1 | TRUE | wye
2 | LV_6645-14_0_4_load_2 | 2 | 0.0025446 | 0.00063773 | 0 | 0 |  | 1 | TRUE | wye
3 | LV_6645-14_0_4_load_4 | 4 | 0.0010124 | 0.00025372 | 0 | 0 |  | 1 | TRUE | wye
4 | LV_6645-14_0_4_load_5 | 5 | 0.001978 | 0.00049573 | 0 | 0 |  | 1 | TRUE | wye
5 | LV_6645-14_0_4_load_32 | 7 | 0.0012638 | 0.00031674 | 0 | 0 |  | 1 | TRUE | wye
6 | LV_6645-14_0_4_load_63 | 9 | 0.00067455 | 0.00016906 | 0 | 0 |  | 1 | TRUE | wye
7 | LV_6645-14_0_4_load_55 | 11 | 0.00079116 | 0.00019828 | 0 | 0 |  | 1 | TRUE | wye
8 | LV_6645-14_0_4_load_45 | 13 | 0.0012115 | 0.00030364 | 0 | 0 |  | 1 | TRUE | wye
9 | LV_6645-14_0_4_load_77 | 15 | 0.0020081 | 0.00050328 | 0 | 0 |  | 1 | TRUE | wye
10 | LV_6645-14_0_4_load_82 | 17 | 0.00151 | 0.00037845 | 0 | 0 |  | 1 | TRUE | wye
11 | LV_6645-14_0_4_load_153 | 18 | 0.0024168 | 0.0006057 | 0 | 0 |  | 1 | TRUE | wye
12 | LV_6645-14_0_4_load_74 | 21 | 0.0023347 | 0.00058513 | 0 | 0 |  | 1 | TRUE | wye
13 | LV_6645-14_0_4_load_56 | 24 | 0.0015073 | 0.00037775 | 0 | 0 |  | 1 | TRUE | wye
14 | LV_6645-14_0_4_load_73 | 27 | 0.0043476 | 0.0010896 | 0 | 0 |  | 1 | TRUE | wye
15 | LV_6645-14_0_4_load_75 | 29 | 0.0031206 | 0.0007821 | 0 | 0 |  | 1 | TRUE | wye
16 | LV_6645-14_0_4_load_59 | 30 | 0.00042165 | 0.00010567 | 0 | 0 |  | 1 | TRUE | wye
17 | LV_6645-14_0_4_load_60 | 31 | 0.0018028 | 0.00045183 | 0 | 0 |  | 1 | TRUE | wye
18 | LV_6645-14_0_4_load_58 | 34 | 0.0099886 | 0.0025034 | 0 | 0 |  | 1 | TRUE | wye
19 | LV_6645-14_0_4_load_71 | 35 | 0.00057555 | 0.00014425 | 0 | 0 |  | 1 | TRUE | wye
20 | LV_6645-14_0_4_load_137 | 41 | 0.061252 | 0.015351 | 0 | 0 |  | 1 | TRUE | wye
21 | LV_6645-14_0_4_load_109 | 42 | 0.0013829 | 0.0003466 | 0 | 0 |  | 1 | TRUE | wye
22 | LV_6645-14_0_4_load_127 | 43 | 0.00087578 | 0.00021949 | 0 | 0 |  | 1 | TRUE | wye
23 | LV_6645-14_0_4_load_145 | 46 | 0.0010807 | 0.00027086 | 0 | 0 |  | 1 | TRUE | wye
24 | LV_6645-14_0_4_load_130 | 49 | 0.0054635 | 0.0013693 | 0 | 0 |  | 1 | TRUE | wye
25 | LV_6645-14_0_4_load_128 | 51 | 0.0018098 | 0.00045357 | 0 | 0 |  | 1 | TRUE | wye
26 | LV_6645-14_0_4_load_118 | 52 | 0.0007435 | 0.00018634 | 0 | 0 |  | 1 | TRUE | wye
27 | LV_6645-14_0_4_load_98 | 54 | 0.036977 | 0.0092674 | 0 | 0 |  | 1 | TRUE | wye
28 | LV_6645-14_0_4_load_84 | 55 | 0.094906 | 0.023786 | 0 | 0 |  | 1 | TRUE | wye
29 | LV_6645-14_0_4_load_61 | 56 | 0.011996 | 0.0030065 | 0 | 0 |  | 1 | TRUE | wye
30 | LV_6645-14_0_4_load_62 | 57 | 0.0011619 | 0.0002912 | 0 | 0 |  | 1 | TRUE | wye
31 | LV_6645-14_0_4_load_48 | 58 | 0.0063593 | 0.0015938 | 0 | 0 |  | 1 | TRUE | wye
32 | LV_6645-14_0_4_load_64 | 59 | 0.00069057 | 0.00017307 | 0 | 0 |  | 1 | TRUE | wye
33 | LV_6645-14_0_4_load_43 | 60 | 0.00062902 | 0.00015765 | 0 | 0 |  | 1 | TRUE | wye
34 | LV_6645-14_0_4_load_102 | 61 | 0.001027 | 0.00025738 | 0 | 0 |  | 1 | TRUE | wye
35 | LV_6645-14_0_4_load_99 | 62 | 0.0012901 | 0.00032333 | 0 | 0 |  | 1 | TRUE | wye
36 | LV_6645-14_0_4_load_57 | 63 | 0.0014959 | 0.0003749 | 0 | 0 |  | 1 | TRUE | wye
37 | LV_6645-14_0_4_load_67 | 65 | 0.0017933 | 0.00044944 | 0 | 0 |  | 1 | TRUE | wye
38 | LV_6645-14_0_4_load_88 | 66 | 0.013208 | 0.0033103 | 0 | 0 |  | 1 | TRUE | wye
39 | LV_6645-14_0_4_load_70 | 68 | 0.00086117 | 0.00021583 | 0 | 0 |  | 1 | TRUE | wye
40 | LV_6645-14_0_4_load_143 | 69 | 0.0010808 | 0.00027086 | 0 | 0 |  | 1 | TRUE | wye
41 | LV_6645-14_0_4_load_116 | 71 | 0.0054604 | 0.0013685 | 0 | 0 |  | 1 | TRUE | wye
42 | LV_6645-14_0_4_load_79 | 72 | 0.0013503 | 0.00033843 | 0 | 0 |  | 1 | TRUE | wye
43 | LV_6645-14_0_4_load_89 | 75 | 0.025092 | 0.0062885 | 0 | 0 |  | 1 | TRUE | wye
44 | LV_6645-14_0_4_load_68 | 76 | 0.00091006 | 0.00022808 | 0 | 0 |  | 1 | TRUE | wye
45 | LV_6645-14_0_4_load_49 | 77 | 0.0016041 | 0.00040204 | 0 | 0 |  | 1 | TRUE | wye
46 | LV_6645-14_0_4_load_33 | 78 | 0.00087761 | 0.00021995 | 0 | 0 |  | 1 | TRUE | wye
47 | LV_6645-14_0_4_load_34 | 79 | 0.0010542 | 0.0002642 | 0 | 0 |  | 1 | TRUE | wye
48 | LV_6645-14_0_4_load_35 | 80 | 0.00046054 | 0.00011542 | 0 | 0 |  | 1 | TRUE | wye
49 | LV_6645-14_0_4_load_36 | 81 | 0.001571 | 0.00039373 | 0 | 0 |  | 1 | TRUE | wye
50 | LV_6645-14_0_4_load_37 | 82 | 0.00068486 | 0.00017164 | 0 | 0 |  | 1 | TRUE | wye
51 | LV_6645-14_0_4_load_38 | 83 | 0.0016659 | 0.00041751 | 0 | 0 |  | 1 | TRUE | wye
52 | LV_6645-14_0_4_load_39 | 84 | 0.0013411 | 0.0003361 | 0 | 0 |  | 1 | TRUE | wye
53 | LV_6645-14_0_4_load_69 | 85 | 0.0015493 | 0.00038829 | 0 | 0 |  | 1 | TRUE | wye
54 | LV_6645-14_0_4_load_47 | 86 | 0.00047566 | 0.00011921 | 0 | 0 |  | 1 | TRUE | wye
55 | LV_6645-14_0_4_load_46 | 87 | 0.001006 | 0.00025214 | 0 | 0 |  | 1 | TRUE | wye
56 | LV_6645-14_0_4_load_40 | 88 | 0.00077547 | 0.00019435 | 0 | 0 |  | 1 | TRUE | wye
57 | LV_6645-14_0_4_load_41 | 89 | 0.0022692 | 0.00056872 | 0 | 0 |  | 1 | TRUE | wye
58 | LV_6645-14_0_4_load_42 | 90 | 0.00033924 | 8.5022e-05 | 0 | 0 |  | 1 | TRUE | wye
59 | LV_6645-14_0_4_load_44 | 91 | 0.0017876 | 0.00044802 | 0 | 0 |  | 1 | TRUE | wye
60 | LV_6645-14_0_4_load_50 | 92 | 0.0062058 | 0.0015553 | 0 | 0 |  | 1 | TRUE | wye
61 | LV_6645-14_0_4_load_51 | 93 | 0.0014271 | 0.00035767 | 0 | 0 |  | 1 | TRUE | wye
62 | LV_6645-14_0_4_load_52 | 94 | 0.0014163 | 0.00035496 | 0 | 0 |  | 1 | TRUE | wye
63 | LV_6645-14_0_4_load_53 | 95 | 0.0014158 | 0.00035484 | 0 | 0 |  | 1 | TRUE | wye
64 | LV_6645-14_0_4_load_54 | 96 | 0.0016167 | 0.00040519 | 0 | 0 |  | 1 | TRUE | wye
65 | LV_6645-14_0_4_load_65 | 97 | 0.00096227 | 0.00024117 | 0 | 0 |  | 1 | TRUE | wye
66 | LV_6645-14_0_4_load_66 | 98 | 0.00086647 | 0.00021716 | 0 | 0 |  | 1 | TRUE | wye
67 | LV_6645-14_0_4_load_155 | 99 | 0.00040803 | 0.00010226 | 0 | 0 |  | 1 | TRUE | wye
68 | LV_6645-14_0_4_load_104 | 100 | 0.0014415 | 0.00036126 | 0 | 0 |  | 1 | TRUE | wye
69 | LV_6645-14_0_4_load_105 | 101 | 0.00048079 | 0.0001205 | 0 | 0 |  | 1 | TRUE | wye
70 | LV_6645-14_0_4_load_154 | 102 | 0.00041154 | 0.00010314 | 0 | 0 |  | 1 | TRUE | wye
71 | LV_6645-14_0_4_load_80 | 103 | 0.00090439 | 0.00022666 | 0 | 0 |  | 1 | TRUE | wye
72 | LV_6645-14_0_4_load_93 | 105 | 0.0009137 | 0.000229 | 0 | 0 |  | 1 | TRUE | wye
73 | LV_6645-14_0_4_load_94 | 106 | 0.0016193 | 0.00040584 | 0 | 0 |  | 1 | TRUE | wye
74 | LV_6645-14_0_4_load_90 | 107 | 0.0054207 | 0.0013586 | 0 | 0 |  | 1 | TRUE | wye
75 | LV_6645-14_0_4_load_96 | 108 | 0.00090901 | 0.00022782 | 0 | 0 |  | 1 | TRUE | wye
76 | LV_6645-14_0_4_load_97 | 109 | 0.0016188 | 0.0004057 | 0 | 0 |  | 1 | TRUE | wye
77 | LV_6645-14_0_4_load_91 | 110 | 0.00169 | 0.00042356 | 0 | 0 |  | 1 | TRUE | wye
78 | LV_6645-14_0_4_load_92 | 111 | 0.0084379 | 0.0021147 | 0 | 0 |  | 1 | TRUE | wye
79 | LV_6645-14_0_4_load_95 | 112 | 0.0054619 | 0.0013689 | 0 | 0 |  | 1 | TRUE | wye
80 | LV_6645-14_0_4_load_163 | 113 | 0.00045777 | 0.00011473 | 0 | 0 |  | 1 | TRUE | wye
81 | LV_6645-14_0_4_load_136 | 114 | 0.0016442 | 0.00041207 | 0 | 0 |  | 1 | TRUE | wye
82 | LV_6645-14_0_4_load_164 | 115 | 0.00046259 | 0.00011594 | 0 | 0 |  | 1 | TRUE | wye
83 | LV_6645-14_0_4_load_135 | 116 | 0.0016194 | 0.00040585 | 0 | 0 |  | 1 | TRUE | wye
84 | LV_6645-14_0_4_load_101 | 117 | 0.0022318 | 0.00055934 | 0 | 0 |  | 1 | TRUE | wye
85 | LV_6645-14_0_4_load_103 | 118 | 0.0013473 | 0.00033767 | 0 | 0 |  | 1 | TRUE | wye
86 | LV_6645-14_0_4_load_148 | 119 | 0.001216 | 0.00030476 | 0 | 0 |  | 1 | TRUE | wye
87 | LV_6645-14_0_4_load_146 | 120 | 0.001162 | 0.00029123 | 0 | 0 |  | 1 | TRUE | wye
88 | LV_6645-14_0_4_load_138 | 121 | 0.00049005 | 0.00012282 | 0 | 0 |  | 1 | TRUE | wye
89 | LV_6645-14_0_4_load_139 | 122 | 0.00041914 | 0.00010505 | 0 | 0 |  | 1 | TRUE | wye
90 | LV_6645-14_0_4_load_106 | 123 | 0.043814 | 0.010981 | 0 | 0 |  | 1 | TRUE | wye
91 | LV_6645-14_0_4_load_110 | 125 | 0.0011941 | 0.00029927 | 0 | 0 |  | 1 | TRUE | wye
92 | LV_6645-14_0_4_load_112 | 127 | 0.0010767 | 0.00026984 | 0 | 0 |  | 1 | TRUE | wye
93 | LV_6645-14_0_4_load_167 | 128 | 0.0098805 | 0.0024763 | 0 | 0 |  | 1 | TRUE | wye
94 | LV_6645-14_0_4_load_166 | 129 | 0.0011025 | 0.0002763 | 0 | 0 |  | 1 | TRUE | wye
95 | LV_6645-14_0_4_load_113 | 130 | 0.0054623 | 0.001369 | 0 | 0 |  | 1 | TRUE | wye
96 | LV_6645-14_0_4_load_114 | 131 | 0.00074305 | 0.00018623 | 0 | 0 |  | 1 | TRUE | wye
97 | LV_6645-14_0_4_load_115 | 132 | 0.00073762 | 0.00018487 | 0 | 0 |  | 1 | TRUE | wye
98 | LV_6645-14_0_4_load_117 | 133 | 0.0018163 | 0.0004552 | 0 | 0 |  | 1 | TRUE | wye
99 | LV_6645-14_0_4_load_119 | 134 | 0.0016433 | 0.00041185 | 0 | 0 |  | 1 | TRUE | wye
100 | LV_6645-14_0_4_load_133 | 135 | 0.0011866 | 0.0002974 | 0 | 0 |  | 1 | TRUE | wye
101 | LV_6645-14_0_4_load_131 | 136 | 0.0043336 | 0.0010861 | 0 | 0 |  | 1 | TRUE | wye
102 | LV_6645-14_0_4_load_120 | 137 | 0.00091391 | 0.00022905 | 0 | 0 |  | 1 | TRUE | wye
103 | LV_6645-14_0_4_load_121 | 138 | 0.00066409 | 0.00016644 | 0 | 0 |  | 1 | TRUE | wye
104 | LV_6645-14_0_4_load_122 | 139 | 0.0026311 | 0.00065941 | 0 | 0 |  | 1 | TRUE | wye
105 | LV_6645-14_0_4_load_123 | 140 | 0.0022225 | 0.00055701 | 0 | 0 |  | 1 | TRUE | wye
106 | LV_6645-14_0_4_load_124 | 141 | 0.0011934 | 0.00029908 | 0 | 0 |  | 1 | TRUE | wye
107 | LV_6645-14_0_4_load_126 | 142 | 0.0030821 | 0.00077244 | 0 | 0 |  | 1 | TRUE | wye
108 | LV_6645-14_0_4_load_151 | 144 | 0.0001829 | 4.5838e-05 | 0 | 0 |  | 1 | TRUE | wye
109 | LV_6645-14_0_4_load_149 | 145 | 0.0011093 | 0.00027803 | 0 | 0 |  | 1 | TRUE | wye
110 | LV_6645-14_0_4_load_132 | 146 | 0.0016432 | 0.00041182 | 0 | 0 |  | 1 | TRUE | wye
111 | LV_6645-14_0_4_load_134 | 147 | 0.0016193 | 0.00040583 | 0 | 0 |  | 1 | TRUE | wye
112 | LV_6645-14_0_4_load_162 | 148 | 0.003752 | 0.00094033 | 0 | 0 |  | 1 | TRUE | wye
113 | LV_6645-14_0_4_load_140 | 149 | 0.0010811 | 0.00027094 | 0 | 0 |  | 1 | TRUE | wye
114 | LV_6645-14_0_4_load_141 | 150 | 0.0010819 | 0.00027114 | 0 | 0 |  | 1 | TRUE | wye
115 | LV_6645-14_0_4_load_142 | 151 | 0.0038204 | 0.00095747 | 0 | 0 |  | 1 | TRUE | wye
116 | LV_6645-14_0_4_load_150 | 153 | 0.00037 | 9.2731e-05 | 0 | 0 |  | 1 | TRUE | wye
117 | LV_6645-14_0_4_load_152 | 154 | 0.00057656 | 0.0001445 | 0 | 0 |  | 1 | TRUE | wye
118 | LV_6645-14_0_4_load_156 | 155 | 0.00040905 | 0.00010252 | 0 | 0 |  | 1 | TRUE | wye
119 | LV_6645-14_0_4_load_157 | 156 | 0.00068122 | 0.00017073 | 0 | 0 |  | 1 | TRUE | wye
120 | LV_6645-14_0_4_load_158 | 157 | 0.00069788 | 0.00017491 | 0 | 0 |  | 1 | TRUE | wye
121 | LV_6645-14_0_4_load_159 | 158 | 0.00068522 | 0.00017173 | 0 | 0 |  | 1 | TRUE | wye
122 | LV_6645-14_0_4_load_160 | 159 | 0.00068574 | 0.00017186 | 0 | 0 |  | 1 | TRUE | wye
123 | LV_6645-14_0_4_load_161 | 160 | 0.00070419 | 0.00017649 | 0 | 0 |  | 1 | TRUE | wye
124 | LV_6645-14_0_4_load_165 | 161 | 0.00046425 | 0.00011635 | 0 | 0 |  | 1 | TRUE | wye

## ext_grid
| name | bus | vm_pu | va_degree | slack_weight | in_service
0 |  | 38 | 1 | 0 | 1 | TRUE

## line
| name | std_type | from_bus | to_bus | length_km | r_ohm_per_km | x_ohm_per_km | c_nf_per_km | g_us_per_km | max_i_ka | df | parallel | type | in_service
0 | LV_6645-14_0_4_line_0 |  | 0 | 1 | 0.018802 | 0.125 | 0.08 | 261 | 0 | 0.364 | 1 | 1 | cs | TRUE
1 | LV_6645-14_0_4_line_1 |  | 0 | 2 | 0.012523 | 0.125 | 0.08 | 261 | 0 | 0.364 | 1 | 1 | cs | TRUE
2 | LV_6645-14_0_4_line_2 |  | 1 | 3 | 0.03604 | 0.125 | 0.08 | 261 | 0 | 0.364 | 1 | 1 | cs | TRUE
3 | LV_6645-14_0_4_line_3 |  | 2 | 4 | 0.030303 | 0.125 | 0.08 | 261 | 0 | 0.364 | 1 | 1 | cs | TRUE
4 | LV_6645-14_0_4_line_4 |  | 3 | 5 | 0.021245 | 0.125 | 0.08 | 261 | 0 | 0.364 | 1 | 1 | cs | TRUE
5 | LV_6645-14_0_4_line_5 |  | 3 | 6 | 0.069115 | 0.125 | 0.08 | 261 | 0 | 0.364 | 1 | 1 | cs | TRUE
6 | LV_6645-14_0_4_line_6 |  | 4 | 7 | 0.0072215 | 0.125 | 0.08 | 261 | 0 | 0.364 | 1 | 1 | cs | TRUE
7 | LV_6645-14_0_4_line_7 |  | 6 | 18 | 0.014707 | 0.125 | 0.08 | 261 | 0 | 0.364 | 1 | 1 | cs | TRUE
8 | LV_6645-14_0_4_line_8 |  | 7 | 58 | 0.0095652 | 0.125 | 0.08 | 261 | 0 | 0.364 | 1 | 1 | cs | TRUE
9 | LV_6645-14_0_4_line_9 |  | 8 | 9 | 0.014314 | 0.125 | 0.08 | 261 | 0 | 0.364 | 1 | 1 | cs | TRUE
10 | LV_6645-14_0_4_line_10 |  | 8 | 10 | 0.067047 | 0.125 | 0.08 | 261 | 0 | 0.364 | 1 | 1 | cs | TRUE
11 | LV_6645-14_0_4_line_11 |  | 8 | 11 | 0.019331 | 0.125 | 0.08 | 261 | 0 | 0.364 | 1 | 1 | cs | TRUE
12 | LV_6645-14_0_4_line_12 |  | 9 | 59 | 0.010015 | 0.125 | 0.08 | 261 | 0 | 0.364 | 1 | 1 | cs | TRUE
13 | LV_6645-14_0_4_line_13 |  | 10 | 14 | 0.021377 | 0.125 | 0.08 | 261 | 0 | 0.364 | 1 | 1 | cs | TRUE
14 | LV_6645-14_0_4_line_14 |  | 10 | 15 | 0.050557 | 0.125 | 0.08 | 261 | 0 | 0.364 | 1 | 1 | cs | TRUE
15 | LV_6645-14_0_4_line_15 |  | 11 | 12 | 0.013494 | 0.125 | 0.08 | 261 | 0 | 0.364 | 1 | 1 | cs | TRUE
16 | LV_6645-14_0_4_line_16 |  | 12 | 13 | 0.03041 | 0.125 | 0.08 | 261 | 0 | 0.364 | 1 | 1 | cs | TRUE
17 | LV_6645-14_0_4_line_17 |  | 13 | 60 | 0.023731 | 0.125 | 0.08 | 261 | 0 | 0.364 | 1 | 1 | cs | TRUE
18 | LV_6645-14_0_4_line_18 |  | 14 | 16 | 0.039497 | 0.125 | 0.08 | 261 | 0 | 0.364 | 1 | 1 | cs | TRUE
19 | LV_6645-14_0_4_line_19 |  | 14 | 17 | 0.0047197 | 0.125 | 0.08 | 261 | 0 | 0.364 | 1 | 1 | cs | TRUE
20 | LV_6645-14_0_4_line_20 |  | 16 | 61 | 0.061006 | 0.125 | 0.08 | 261 | 0 | 0.364 | 1 | 1 | cs | TRUE
21 | LV_6645-14_0_4_line_21 |  | 16 | 62 | 0.0069959 | 0.125 | 0.08 | 261 | 0 | 0.364 | 1 | 1 | cs | TRUE
22 | LV_6645-14_0_4_line_22 |  | 18 | 20 | 0.07278 | 0.125 | 0.08 | 261 | 0 | 0.364 | 1 | 1 | cs | TRUE
23 | LV_6645-14_0_4_line_23 |  | 19 | 20 | 0.01114 | 0.125 | 0.08 | 261 | 0 | 0.364 | 1 | 1 | cs | TRUE
24 | LV_6645-14_0_4_line_24 |  | 19 | 21 | 0.068524 | 0.125 | 0.08 | 261 | 0 | 0.364 | 1 | 1 | cs | TRUE
25 | LV_6645-14_0_4_line_25 |  | 21 | 29 | 0.032259 | 0.125 | 0.08 | 261 | 0 | 0.364 | 1 | 1 | cs | TRUE
26 | LV_6645-14_0_4_line_26 |  | 22 | 23 | 0.005786 | 0.125 | 0.08 | 261 | 0 | 0.364 | 1 | 1 | cs | TRUE
27 | LV_6645-14_0_4_line_27 |  | 22 | 24 | 0.014263 | 0.125 | 0.08 | 261 | 0 | 0.364 | 1 | 1 | cs | TRUE
28 | LV_6645-14_0_4_line_28 |  | 23 | 30 | 0.01709 | 0.125 | 0.08 | 261 | 0 | 0.364 | 1 | 1 | cs | TRUE
29 | LV_6645-14_0_4_line_29 |  | 23 | 31 | 0.042527 | 0.125 | 0.08 | 261 | 0 | 0.364 | 1 | 1 | cs | TRUE
30 | LV_6645-14_0_4_line_30 |  | 24 | 63 | 0.01292 | 0.125 | 0.08 | 261 | 0 | 0.364 | 1 | 1 | cs | TRUE
31 | LV_6645-14_0_4_line_31 |  | 25 | 26 | 0.037951 | 0.125 | 0.08 | 261 | 0 | 0.364 | 1 | 1 | cs | TRUE
32 | LV_6645-14_0_4_line_32 |  | 25 | 27 | 0.039202 | 0.125 | 0.08 | 261 | 0 | 0.364 | 1 | 1 | cs | TRUE
33 | LV_6645-14_0_4_line_33 |  | 26 | 35 | 0.032091 | 0.125 | 0.08 | 261 | 0 | 0.364 | 1 | 1 | cs | TRUE
34 | LV_6645-14_0_4_line_34 |  | 26 | 28 | 0.083267 | 0.125 | 0.08 | 261 | 0 | 0.364 | 1 | 1 | cs | TRUE
35 | LV_6645-14_0_4_line_35 |  | 28 | 29 | 0.016968 | 0.125 | 0.08 | 261 | 0 | 0.364 | 1 | 1 | cs | TRUE
36 | LV_6645-14_0_4_line_36 |  | 30 | 64 | 0.00961 | 0.125 | 0.08 | 261 | 0 | 0.364 | 1 | 1 | cs | TRUE
37 | LV_6645-14_0_4_line_37 |  | 31 | 65 | 0.0010348 | 0.125 | 0.08 | 261 | 0 | 0.364 | 1 | 1 | cs | TRUE
38 | LV_6645-14_0_4_line_38 |  | 32 | 33 | 0.00923 | 0.125 | 0.08 | 261 | 0 | 0.364 | 1 | 1 | cs | TRUE
39 | LV_6645-14_0_4_line_39 |  | 32 | 34 | 0.011229 | 0.125 | 0.08 | 261 | 0 | 0.364 | 1 | 1 | cs | TRUE
40 | LV_6645-14_0_4_line_40 |  | 33 | 56 | 0.022412 | 0.125 | 0.08 | 261 | 0 | 0.364 | 1 | 1 | cs | TRUE
41 | LV_6645-14_0_4_line_41 |  | 33 | 57 | 0.045993 | 0.125 | 0.08 | 261 | 0 | 0.364 | 1 | 1 | cs | TRUE
42 | LV_6645-14_0_4_line_42 |  | 34 | 63 | 0.032765 | 0.125 | 0.08 | 261 | 0 | 0.364 | 1 | 1 | cs | TRUE
43 | LV_6645-14_0_4_line_43 |  | 36 | 37 | 0.012034 | 0.125 | 0.08 | 261 | 0 | 0.364 | 1 | 1 | cs | TRUE
44 | LV_6645-14_0_4_line_44 |  | 36 | 38 | 0.041842 | 0.125 | 0.08 | 261 | 0 | 0.364 | 1 | 2 | cs | TRUE
45 | LV_6645-14_0_4_line_45 |  | 36 | 39 | 0.02542 | 0.125 | 0.08 | 261 | 0 | 0.364 | 1 | 2 | cs | TRUE
46 | LV_6645-14_0_4_line_46 |  | 37 | 66 | 0.029752 | 0.125 | 0.08 | 261 | 0 | 0.364 | 1 | 1 | cs | TRUE
47 | LV_6645-14_0_4_line_47 |  | 38 | 43 | 0.012798 | 0.125 | 0.08 | 261 | 0 | 0.364 | 1 | 1 | cs | TRUE
48 | LV_6645-14_0_4_line_48 |  | 38 | 40 | 0.026901 | 0.125 | 0.08 | 261 | 0 | 0.364 | 1 | 1 | cs | TRUE
49 | LV_6645-14_0_4_line_49 |  | 39 | 52 | 0.026164 | 0.125 | 0.08 | 261 | 0 | 0.364 | 1 | 1 | cs | TRUE
50 | LV_6645-14_0_4_line_50 |  | 39 | 47 | 0.056738 | 0.125 | 0.08 | 261 | 0 | 0.364 | 1 | 2 | cs | TRUE
51 | LV_6645-14_0_4_line_51 |  | 40 | 41 | 0.031845 | 0.125 | 0.08 | 261 | 0 | 0.364 | 1 | 1 | cs | TRUE
52 | LV_6645-14_0_4_line_52 |  | 40 | 42 | 0.0050683 | 0.125 | 0.08 | 261 | 0 | 0.364 | 1 | 1 | cs | TRUE
53 | LV_6645-14_0_4_line_53 |  | 42 | 67 | 0.090193 | 0.125 | 0.08 | 261 | 0 | 0.364 | 1 | 1 | cs | TRUE
54 | LV_6645-14_0_4_line_54 |  | 43 | 68 | 0.0002368 | 0.125 | 0.08 | 261 | 0 | 0.364 | 1 | 1 | cs | TRUE
55 | LV_6645-14_0_4_line_55 |  | 44 | 45 | 0.022575 | 0.125 | 0.08 | 261 | 0 | 0.364 | 1 | 1 | cs | TRUE
56 | LV_6645-14_0_4_line_56 |  | 44 | 46 | 0.062439 | 0.125 | 0.08 | 261 | 0 | 0.364 | 1 | 1 | cs | TRUE
57 | LV_6645-14_0_4_line_57 |  | 45 | 48 | 0.073122 | 0.125 | 0.08 | 261 | 0 | 0.364 | 1 | 1 | cs | TRUE
58 | LV_6645-14_0_4_line_58 |  | 46 | 69 | 0.0059585 | 0.125 | 0.08 | 261 | 0 | 0.364 | 1 | 1 | cs | TRUE
59 | LV_6645-14_0_4_line_59 |  | 47 | 48 | 0.051486 | 0.125 | 0.08 | 261 | 0 | 0.364 | 1 | 2 | cs | TRUE
60 | LV_6645-14_0_4_line_60 |  | 47 | 49 | 0.0049977 | 0.125 | 0.08 | 261 | 0 | 0.364 | 1 | 1 | cs | TRUE
61 | LV_6645-14_0_4_line_61 |  | 48 | 55 | 0.039983 | 0.125 | 0.08 | 261 | 0 | 0.364 | 1 | 1 | cs | TRUE
62 | LV_6645-14_0_4_line_62 |  | 48 | 50 | 0.15811 | 0.125 | 0.08 | 261 | 0 | 0.364 | 1 | 1 | cs | TRUE
63 | LV_6645-14_0_4_line_63 |  | 48 | 53 | 0.082531 | 0.125 | 0.08 | 261 | 0 | 0.364 | 1 | 1 | cs | TRUE
64 | LV_6645-14_0_4_line_64 |  | 50 | 51 | 0.011772 | 0.125 | 0.08 | 261 | 0 | 0.364 | 1 | 1 | cs | TRUE
65 | LV_6645-14_0_4_line_65 |  | 51 | 70 | 0.018269 | 0.125 | 0.08 | 261 | 0 | 0.364 | 1 | 1 | cs | TRUE
66 | LV_6645-14_0_4_line_66 |  | 52 | 71 | 0.0040392 | 0.125 | 0.08 | 261 | 0 | 0.364 | 1 | 1 | cs | TRUE
67 | LV_6645-14_0_4_line_67 |  | 53 | 54 | 0.038707 | 0.125 | 0.08 | 261 | 0 | 0.364 | 1 | 1 | cs | TRUE
68 | LV_6645-14_0_4_line_68 |  | 56 | 68 | 0.042672 | 0.125 | 0.08 | 261 | 0 | 0.364 | 1 | 1 | cs | TRUE
69 | LV_6645-14_0_4_line_69 |  | 57 | 76 | 0.00017768 | 0.125 | 0.08 | 261 | 0 | 0.364 | 1 | 1 | cs | TRUE
70 | LV_6645-14_0_4_line_70 |  | 58 | 77 | 0.016048 | 0.125 | 0.08 | 261 | 0 | 0.364 | 1 | 1 | cs | TRUE
71 | LV_6645-14_0_4_line_71 |  | 59 | 100 | 0.029251 | 0.125 | 0.08 | 261 | 0 | 0.364 | 1 | 1 | cs | TRUE
72 | LV_6645-14_0_4_line_72 |  | 60 | 89 | 0.019706 | 0.125 | 0.08 | 261 | 0 | 0.364 | 1 | 1 | cs | TRUE
73 | LV_6645-14_0_4_line_73 |  | 64 | 99 | 0.0098335 | 0.125 | 0.08 | 261 | 0 | 0.364 | 1 | 1 | cs | TRUE
74 | LV_6645-14_0_4_line_74 |  | 65 | 98 | 0.020436 | 0.125 | 0.08 | 261 | 0 | 0.364 | 1 | 1 | cs | TRUE
75 | LV_6645-14_0_4_line_75 |  | 66 | 74 | 0.042673 | 0.125 | 0.08 | 261 | 0 | 0.364 | 1 | 1 | cs | TRUE
76 | LV_6645-14_0_4_line_76 |  | 67 | 125 | 0.023709 | 0.125 | 0.08 | 261 | 0 | 0.364 | 1 | 1 | cs | TRUE
77 | LV_6645-14_0_4_line_77 |  | 67 | 123 | 0.020952 | 0.125 | 0.08 | 261 | 0 | 0.364 | 1 | 1 | cs | TRUE
78 | LV_6645-14_0_4_line_78 |  | 69 | 150 | 0.012263 | 0.125 | 0.08 | 261 | 0 | 0.364 | 1 | 1 | cs | TRUE
79 | LV_6645-14_0_4_line_79 |  | 70 | 143 | 0.10185 | 0.125 | 0.08 | 261 | 0 | 0.364 | 1 | 1 | cs | TRUE
80 | LV_6645-14_0_4_line_80 |  | 70 | 140 | 0.050251 | 0.125 | 0.08 | 261 | 0 | 0.364 | 1 | 1 | cs | TRUE
81 | LV_6645-14_0_4_line_81 |  | 71 | 131 | 0.017497 | 0.125 | 0.08 | 261 | 0 | 0.364 | 1 | 1 | cs | TRUE
82 | LV_6645-14_0_4_line_82 |  | 72 | 73 | 0.0031226 | 0.125 | 0.08 | 261 | 0 | 0.364 | 1 | 1 | cs | TRUE
83 | LV_6645-14_0_4_line_83 |  | 73 | 103 | 0.02744 | 0.125 | 0.08 | 261 | 0 | 0.364 | 1 | 1 | cs | TRUE
84 | LV_6645-14_0_4_line_84 |  | 74 | 75 | 0.078107 | 0.125 | 0.08 | 261 | 0 | 0.364 | 1 | 1 | cs | TRUE
85 | LV_6645-14_0_4_line_85 |  | 76 | 85 | 0.022029 | 0.125 | 0.08 | 261 | 0 | 0.364 | 1 | 1 | cs | TRUE
86 | LV_6645-14_0_4_line_86 |  | 77 | 92 | 0.02523 | 0.125 | 0.08 | 261 | 0 | 0.364 | 1 | 1 | cs | TRUE
87 | LV_6645-14_0_4_line_87 |  | 78 | 79 | 0.031903 | 0.125 | 0.08 | 261 | 0 | 0.364 | 1 | 1 | cs | TRUE
88 | LV_6645-14_0_4_line_88 |  | 78 | 80 | 0.026952 | 0.125 | 0.08 | 261 | 0 | 0.364 | 1 | 1 | cs | TRUE
89 | LV_6645-14_0_4_line_89 |  | 79 | 81 | 0.010981 | 0.125 | 0.08 | 261 | 0 | 0.364 | 1 | 1 | cs | TRUE
90 | LV_6645-14_0_4_line_90 |  | 80 | 82 | 0.0062816 | 0.125 | 0.08 | 261 | 0 | 0.364 | 1 | 1 | cs | TRUE
91 | LV_6645-14_0_4_line_91 |  | 81 | 83 | 0.016485 | 0.125 | 0.08 | 261 | 0 | 0.364 | 1 | 1 | cs | TRUE
92 | LV_6645-14_0_4_line_92 |  | 82 | 84 | 0.0013488 | 0.125 | 0.08 | 261 | 0 | 0.364 | 1 | 1 | cs | TRUE
93 | LV_6645-14_0_4_line_93 |  | 83 | 85 | 0.0063004 | 0.125 | 0.08 | 261 | 0 | 0.364 | 1 | 1 | cs | TRUE
94 | LV_6645-14_0_4_line_94 |  | 84 | 86 | 0.002453 | 0.125 | 0.08 | 261 | 0 | 0.364 | 1 | 1 | cs | TRUE
95 | LV_6645-14_0_4_line_95 |  | 86 | 87 | 0.03036 | 0.125 | 0.08 | 261 | 0 | 0.364 | 1 | 1 | cs | TRUE
96 | LV_6645-14_0_4_line_96 |  | 87 | 91 | 0.0018314 | 0.125 | 0.08 | 261 | 0 | 0.364 | 1 | 1 | cs | TRUE
97 | LV_6645-14_0_4_line_97 |  | 88 | 89 | 0.0027015 | 0.125 | 0.08 | 261 | 0 | 0.364 | 1 | 1 | cs | TRUE
98 | LV_6645-14_0_4_line_98 |  | 88 | 90 | 0.021749 | 0.125 | 0.08 | 261 | 0 | 0.364 | 1 | 1 | cs | TRUE
99 | LV_6645-14_0_4_line_99 |  | 90 | 91 | 0.0097276 | 0.125 | 0.08 | 261 | 0 | 0.364 | 1 | 1 | cs | TRUE
100 | LV_6645-14_0_4_line_100 |  | 92 | 93 | 0.0047914 | 0.125 | 0.08 | 261 | 0 | 0.364 | 1 | 1 | cs | TRUE
101 | LV_6645-14_0_4_line_101 |  | 93 | 94 | 0.00061418 | 0.125 | 0.08 | 261 | 0 | 0.364 | 1 | 1 | cs | TRUE
102 | LV_6645-14_0_4_line_102 |  | 94 | 95 | 0.022348 | 0.125 | 0.08 | 261 | 0 | 0.364 | 1 | 1 | cs | TRUE
103 | LV_6645-14_0_4_line_103 |  | 95 | 96 | 0.0012906 | 0.125 | 0.08 | 261 | 0 | 0.364 | 1 | 1 | cs | TRUE
104 | LV_6645-14_0_4_line_104 |  | 96 | 97 | 0.0030078 | 0.125 | 0.08 | 261 | 0 | 0.364 | 1 | 1 | cs | TRUE
105 | LV_6645-14_0_4_line_105 |  | 97 | 98 | 0.0079992 | 0.125 | 0.08 | 261 | 0 | 0.364 | 1 | 1 | cs | TRUE
106 | LV_6645-14_0_4_line_106 |  | 99 | 102 | 0.0048732 | 0.125 | 0.08 | 261 | 0 | 0.364 | 1 | 1 | cs | TRUE
107 | LV_6645-14_0_4_line_107 |  | 100 | 101 | 0.0054834 | 0.125 | 0.08 | 261 | 0 | 0.364 | 1 | 1 | cs | TRUE
108 | LV_6645-14_0_4_line_108 |  | 101 | 121 | 0.0014225 | 0.125 | 0.08 | 261 | 0 | 0.364 | 1 | 1 | cs | TRUE
109 | LV_6645-14_0_4_line_109 |  | 102 | 155 | 0.0048782 | 0.125 | 0.08 | 261 | 0 | 0.364 | 1 | 1 | cs | TRUE
110 | LV_6645-14_0_4_line_110 |  | 103 | 104 | 0.011245 | 0.125 | 0.08 | 261 | 0 | 0.364 | 1 | 1 | cs | TRUE
111 | LV_6645-14_0_4_line_111 |  | 104 | 105 | 0.017021 | 0.125 | 0.08 | 261 | 0 | 0.364 | 1 | 1 | cs | TRUE
112 | LV_6645-14_0_4_line_112 |  | 104 | 106 | 0.007801 | 0.125 | 0.08 | 261 | 0 | 0.364 | 1 | 1 | cs | TRUE
113 | LV_6645-14_0_4_line_113 |  | 104 | 107 | 0.023416 | 0.125 | 0.08 | 261 | 0 | 0.364 | 1 | 1 | cs | TRUE
114 | LV_6645-14_0_4_line_114 |  | 105 | 108 | 0.011806 | 0.125 | 0.08 | 261 | 0 | 0.364 | 1 | 1 | cs | TRUE
115 | LV_6645-14_0_4_line_115 |  | 106 | 109 | 0.041632 | 0.125 | 0.08 | 261 | 0 | 0.364 | 1 | 1 | cs | TRUE
116 | LV_6645-14_0_4_line_116 |  | 107 | 110 | 0.03472 | 0.125 | 0.08 | 261 | 0 | 0.364 | 1 | 1 | cs | TRUE
117 | LV_6645-14_0_4_line_117 |  | 108 | 113 | 0.0058329 | 0.125 | 0.08 | 261 | 0 | 0.364 | 1 | 1 | cs | TRUE
118 | LV_6645-14_0_4_line_118 |  | 109 | 114 | 0.0050342 | 0.125 | 0.08 | 261 | 0 | 0.364 | 1 | 1 | cs | TRUE
119 | LV_6645-14_0_4_line_119 |  | 110 | 111 | 0.020011 | 0.125 | 0.08 | 261 | 0 | 0.364 | 1 | 1 | cs | TRUE
120 | LV_6645-14_0_4_line_120 |  | 111 | 112 | 0.0085336 | 0.125 | 0.08 | 261 | 0 | 0.364 | 1 | 1 | cs | TRUE
121 | LV_6645-14_0_4_line_121 |  | 113 | 115 | 0.011754 | 0.125 | 0.08 | 261 | 0 | 0.364 | 1 | 1 | cs | TRUE
122 | LV_6645-14_0_4_line_122 |  | 114 | 116 | 0.025507 | 0.125 | 0.08 | 261 | 0 | 0.364 | 1 | 1 | cs | TRUE
123 | LV_6645-14_0_4_line_123 |  | 115 | 161 | 0.0027805 | 0.125 | 0.08 | 261 | 0 | 0.364 | 1 | 1 | cs | TRUE
124 | LV_6645-14_0_4_line_124 |  | 116 | 147 | 0.0049604 | 0.125 | 0.08 | 261 | 0 | 0.364 | 1 | 1 | cs | TRUE
125 | LV_6645-14_0_4_line_125 |  | 117 | 118 | 0.024687 | 0.125 | 0.08 | 261 | 0 | 0.364 | 1 | 1 | cs | TRUE
126 | LV_6645-14_0_4_line_126 |  | 118 | 119 | 0.00028139 | 0.125 | 0.08 | 261 | 0 | 0.364 | 1 | 1 | cs | TRUE
127 | LV_6645-14_0_4_line_127 |  | 119 | 120 | 0.029829 | 0.125 | 0.08 | 261 | 0 | 0.364 | 1 | 1 | cs | TRUE
128 | LV_6645-14_0_4_line_128 |  | 120 | 152 | 0.025195 | 0.125 | 0.08 | 261 | 0 | 0.364 | 1 | 1 | cs | TRUE
129 | LV_6645-14_0_4_line_129 |  | 121 | 122 | 0.037966 | 0.125 | 0.08 | 261 | 0 | 0.364 | 1 | 1 | cs | TRUE
130 | LV_6645-14_0_4_line_130 |  | 122 | 148 | 0.0066315 | 0.125 | 0.08 | 261 | 0 | 0.364 | 1 | 1 | cs | TRUE
131 | LV_6645-14_0_4_line_131 |  | 123 | 124 | 0.074924 | 0.125 | 0.08 | 261 | 0 | 0.364 | 1 | 1 | cs | TRUE
132 | LV_6645-14_0_4_line_132 |  | 124 | 126 | 0.03637 | 0.125 | 0.08 | 261 | 0 | 0.364 | 1 | 1 | cs | TRUE
133 | LV_6645-14_0_4_line_133 |  | 125 | 127 | 0.0062705 | 0.125 | 0.08 | 261 | 0 | 0.364 | 1 | 1 | cs | TRUE
134 | LV_6645-14_0_4_line_134 |  | 126 | 128 | 0.014573 | 0.125 | 0.08 | 261 | 0 | 0.364 | 1 | 1 | cs | TRUE
135 | LV_6645-14_0_4_line_135 |  | 127 | 129 | 0.0060128 | 0.125 | 0.08 | 261 | 0 | 0.364 | 1 | 1 | cs | TRUE
136 | LV_6645-14_0_4_line_136 |  | 130 | 131 | 0.0063647 | 0.125 | 0.08 | 261 | 0 | 0.364 | 1 | 1 | cs | TRUE
137 | LV_6645-14_0_4_line_137 |  | 130 | 132 | 0.018905 | 0.125 | 0.08 | 261 | 0 | 0.364 | 1 | 1 | cs | TRUE
138 | LV_6645-14_0_4_line_138 |  | 132 | 133 | 0.0011363 | 0.125 | 0.08 | 261 | 0 | 0.364 | 1 | 1 | cs | TRUE
139 | LV_6645-14_0_4_line_139 |  | 133 | 134 | 0.0080772 | 0.125 | 0.08 | 261 | 0 | 0.364 | 1 | 1 | cs | TRUE
140 | LV_6645-14_0_4_line_140 |  | 134 | 135 | 0.026581 | 0.125 | 0.08 | 261 | 0 | 0.364 | 1 | 1 | cs | TRUE
141 | LV_6645-14_0_4_line_141 |  | 135 | 136 | 0.0045619 | 0.125 | 0.08 | 261 | 0 | 0.364 | 1 | 1 | cs | TRUE
142 | LV_6645-14_0_4_line_142 |  | 136 | 146 | 0.0089743 | 0.125 | 0.08 | 261 | 0 | 0.364 | 1 | 1 | cs | TRUE
143 | LV_6645-14_0_4_line_143 |  | 137 | 138 | 0.016499 | 0.125 | 0.08 | 261 | 0 | 0.364 | 1 | 1 | cs | TRUE
144 | LV_6645-14_0_4_line_144 |  | 137 | 139 | 0.030484 | 0.125 | 0.08 | 261 | 0 | 0.364 | 1 | 1 | cs | TRUE
145 | LV_6645-14_0_4_line_145 |  | 138 | 140 | 0.00096848 | 0.125 | 0.08 | 261 | 0 | 0.364 | 1 | 1 | cs | TRUE
146 | LV_6645-14_0_4_line_146 |  | 139 | 141 | 0.0020944 | 0.125 | 0.08 | 261 | 0 | 0.364 | 1 | 1 | cs | TRUE
147 | LV_6645-14_0_4_line_147 |  | 141 | 142 | 0.025104 | 0.125 | 0.08 | 261 | 0 | 0.364 | 1 | 1 | cs | TRUE
148 | LV_6645-14_0_4_line_148 |  | 143 | 144 | 0.0090831 | 0.125 | 0.08 | 261 | 0 | 0.364 | 1 | 1 | cs | TRUE
149 | LV_6645-14_0_4_line_149 |  | 144 | 145 | 0.019119 | 0.125 | 0.08 | 261 | 0 | 0.364 | 1 | 1 | cs | TRUE
150 | LV_6645-14_0_4_line_150 |  | 145 | 153 | 0.046262 | 0.125 | 0.08 | 261 | 0 | 0.364 | 1 | 1 | cs | TRUE
151 | LV_6645-14_0_4_line_151 |  | 146 | 147 | 6.5692e-05 | 0.125 | 0.08 | 261 | 0 | 0.364 | 1 | 1 | cs | TRUE
152 | LV_6645-14_0_4_line_152 |  | 149 | 150 | 0.0040447 | 0.125 | 0.08 | 261 | 0 | 0.364 | 1 | 1 | cs | TRUE
153 | LV_6645-14_0_4_line_153 |  | 149 | 151 | 0.038826 | 0.125 | 0.08 | 261 | 0 | 0.364 | 1 | 1 | cs | TRUE
154 | LV_6645-14_0_4_line_154 |  | 151 | 152 | 0.033562 | 0.125 | 0.08 | 261 | 0 | 0.364 | 1 | 1 | cs | TRUE
155 | LV_6645-14_0_4_line_155 |  | 153 | 154 | 0.028638 | 0.125 | 0.08 | 261 | 0 | 0.364 | 1 | 1 | cs | TRUE
156 | LV_6645-14_0_4_line_156 |  | 155 | 156 | 0.0048392 | 0.125 | 0.08 | 261 | 0 | 0.364 | 1 | 1 | cs | TRUE
157 | LV_6645-14_0_4_line_157 |  | 156 | 157 | 0.0048734 | 0.125 | 0.08 | 261 | 0 | 0.364 | 1 | 1 | cs | TRUE
158 | LV_6645-14_0_4_line_158 |  | 157 | 158 | 0.0048887 | 0.125 | 0.08 | 261 | 0 | 0.364 | 1 | 1 | cs | TRUE
159 | LV_6645-14_0_4_line_159 |  | 158 | 159 | 0.0048459 | 0.125 | 0.08 | 261 | 0 | 0.364 | 1 | 1 | cs | TRUE
160 | LV_6645-14_0_4_line_160 |  | 159 | 160 | 0.0040757 | 0.125 | 0.08 | 261 | 0 | 0.364 | 1 | 1 | cs | TRUE

## trafo
| name | std_type | hv_bus | lv_bus | sn_mva | vn_hv_kv | vn_lv_kv | vk_percent | vkr_percent | pfe_kw | i0_percent | shift_degree | tap_side | tap_neutral | tap_min | tap_max | tap_step_percent | tap_step_degree | tap_pos | tap_phase_shifter | parallel | df | in_service
0 | LV_6645-14_0_4_trafo_22 | 0.63 MVA 20/0.4 kV | 162 | 38 | 0.63 | 20 | 0.4 | 6 | 1.206 | 1.65 | 0.2619 | 150 | hv | 0 | -2 | 2 | 2.5 | 0 | 0 | FALSE | 1 | 1 | TRUE

## line_geodata
| x0 | y0 | x1 | y1 | x2 | y2 | x3 | y3 | x4 | y4 | x5 | y5 | x6 | y6 | x7 | y7 | x8 | y8 | x9 | y9 | x10 | y10 | x11 | y11 | x12 | y12 | x13 | y13 | x14 | y14 | x15 | y15 | x16 | y16 | x17 | y17 | x18 | y18
0 | 2502868.6701 | 1113483.1707 | 2502856.5532 | 1113497.5476
1 | 2502868.6701 | 1113483.1707 | 2502876.7404 | 1113473.5952
2 | 2502833.3272 | 1113525.1055 | 2502856.5532 | 1113497.5476
3 | 2502896.3361 | 1113450.4806 | 2502879.0452 | 1113470.8605 | 2502876.7404 | 1113473.5952
4 | 2502833.3272 | 1113525.1055 | 2502812.0831 | 1113524.8999
5 | 2502898.2677 | 1113520.6163 | 2502896.4407 | 1113516.5209 | 2502887.8059 | 1113520.473 | 2502878.1162 | 1113523.6748 | 2502872.852 | 1113524.8934 | 2502833.3272 | 1113525.1055
6 | 2502901.0081 | 1113444.974 | 2502896.3361 | 1113450.4806
7 | 2502898.2677 | 1113520.6163 | 2502901.3527 | 1113518.8658 | 2502904.6958 | 1113517.3112 | 2502911.5448 | 1113514.3211
8 | 2502901.0081 | 1113444.974 | 2502907.1963 | 1113437.6802
9 | 2502721.4001 | 1113523.1018 | 2502726.0158 | 1113509.552
10 | 2502661.0492 | 1113503.1595 | 2502667.3717 | 1113502.9021 | 2502669.4058 | 1113506.8941 | 2502672.9956 | 1113511.0723 | 2502677.7656 | 1113514.6645 | 2502682.0793 | 1113516.7854 | 2502688.0372 | 1113518.8353 | 2502698.8962 | 1113520.6174 | 2502705.5399 | 1113521.6002 | 2502721.4001 | 1113523.1018
11 | 2502721.4001 | 1113523.1018 | 2502738.1673 | 1113524.322 | 2502740.6841 | 1113524.4425
12 | 2502729.2454 | 1113500.0716 | 2502726.0158 | 1113509.552
13 | 2502661.0492 | 1113503.1595 | 2502654.1688 | 1113503.3146 | 2502652.7163 | 1113506.1842 | 2502649.835 | 1113510.511 | 2502648.6491 | 1113516.5005
14 | 2502661.0492 | 1113503.1595 | 2502659.8444 | 1113497.4197 | 2502659.3446 | 1113489.8786 | 2502660.0036 | 1113479.4616 | 2502663.417 | 1113452.9844
15 | 2502754.1624 | 1113525.0878 | 2502740.6841 | 1113524.4425
16 | 2502754.1624 | 1113525.0878 | 2502768.2836 | 1113498.1552
17 | 2502779.3032 | 1113477.1383 | 2502768.2836 | 1113498.1552
18 | 2502609.7229 | 1113509.2776 | 2502631.7735 | 1113513.8257 | 2502640.2269 | 1113515.413 | 2502648.6491 | 1113516.5005
19 | 2502648.6491 | 1113516.5005 | 2502647.727 | 1113521.1293
20 | 2502609.7229 | 1113509.2776 | 2502613.9764 | 1113570.1351
21 | 2502609.7229 | 1113509.2776 | 2502602.8581 | 1113507.9296
22 | 2502974.2518 | 1113477.8827 | 2502970.7617 | 1113479.9066 | 2502957.1405 | 1113489.8866 | 2502940.167 | 1113500.8433 | 2502934.1095 | 1113504.1425 | 2502928.1465 | 1113507.0732 | 2502911.5448 | 1113514.3211
23 | 2502974.2518 | 1113477.8827 | 2502978.3241 | 1113476.9947 | 2502978.3668 | 1113470.023
24 | 2502978.3668 | 1113470.023 | 2502980.7347 | 1113459.6787 | 2502982.6103 | 1113455.2458 | 2503001.107 | 1113433.2803 | 2503008.2982 | 1113428.8957 | 2503013.1338 | 1113424.0597 | 2503016.6217 | 1113415.6319 | 2503016.6217 | 1113415.6319
25 | 2503016.6217 | 1113415.6319 | 2503035.9662 | 1113391.5961 | 2503036.8641 | 1113390.5141
26 | 2502996.6545 | 1113322.7609 | 2503000.9503 | 1113326.6501
27 | 2502996.6545 | 1113322.7609 | 2502986.0823 | 1113313.1876
28 | 2503000.9503 | 1113326.6501 | 2503007.3032 | 1113333.0967 | 2503013.4041 | 1113338.3314
29 | 2503000.9503 | 1113326.6501 | 2502973.9485 | 1113359.5048
30 | 2502986.0823 | 1113313.1876 | 2502976.5053 | 1113304.5154
31 | 2503096.0843 | 1113319.8446 | 2503108.2689 | 1113319.9719 | 2503134.1476 | 1113319.9466
32 | 2503134.1476 | 1113319.9466 | 2503133.6498 | 1113280.7479
33 | 2503096.0843 | 1113319.8446 | 2503096.7828 | 1113308.4708 | 2503096.7458 | 1113296.0304 | 2503096.0477 | 1113287.8049
34 | 2503048.7461 | 1113378.7501 | 2503052.9977 | 1113376.514 | 2503056.7667 | 1113374.5301 | 2503058.2273 | 1113373.6062 | 2503058.8734 | 1113369.5711 | 2503060.0557 | 1113366.2168 | 2503061.4887 | 1113365.0153 | 2503063.6312 | 1113362.7685 | 2503067.9544 | 1113358.252 | 2503070.4429 | 1113355.4216 | 2503072.1127 | 1113352.6042 | 2503073.4053 | 1113349.3815 | 2503076.1797 | 1113334.9837 | 2503077.2276 | 1113329.0299 | 2503078.6762 | 1113325.9048 | 2503080.8674 | 1113323.8017 | 2503085.0854 | 1113321.8775 | 2503091.8915 | 1113319.9673 | 2503096.0843 | 1113319.8446
35 | 2503048.7461 | 1113378.7501 | 2503045 | 1113380.7113 | 2503036.8641 | 1113390.5141
36 | 2503020.6974 | 1113344.5893 | 2503013.4041 | 1113338.3314
37 | 2502973.9485 | 1113359.5048 | 2502973.2915 | 1113360.3042
38 | 2502942.2999 | 1113276.9704 | 2502934.2994 | 1113272.3291
39 | 2502942.2999 | 1113276.9704 | 2502950.2918 | 1113282.5235 | 2502951.4905 | 1113283.4208
40 | 2502934.2994 | 1113272.3291 | 2502926.9665 | 1113268.8556 | 2502913.7215 | 1113263.4699
41 | 2502934.2994 | 1113272.3291 | 2502906.0417 | 1113308.6177
42 | 2502951.4905 | 1113283.4208 | 2502962.9274 | 1113291.9824 | 2502972.0794 | 1113300.5076 | 2502976.5053 | 1113304.5154
43 | 2502848.1582 | 1113213.3075 | 2502845.6522 | 1113216.005 | 2502839.7605 | 1113221.9477
44 | 2502839.7605 | 1113221.9477 | 2502837.0238 | 1113225.1936 | 2502864.8059 | 1113235.91 | 2502863.3566 | 1113239.4688 | 2502861.8553 | 1113243.1507
45 | 2502820.6787 | 1113227.2127 | 2502821.9945 | 1113223.5227 | 2502834.507 | 1113228.1803 | 2502837.0238 | 1113225.1936 | 2502839.7605 | 1113221.9477
46 | 2502848.1582 | 1113213.3075 | 2502868.9564 | 1113192.0323
47 | 2502861.8553 | 1113243.1507 | 2502873.8093 | 1113247.7216
48 | 2502861.8553 | 1113243.1507 | 2502863.3566 | 1113239.4688 | 2502869.8978 | 1113241.743 | 2502872.6571 | 1113238.9415 | 2502881.125 | 1113230.3447
49 | 2502820.6787 | 1113227.2127 | 2502811.9274 | 1113251.8694
50 | 2502764.6461 | 1113221.8424 | 2502779.4096 | 1113220.9159 | 2502788.9705 | 1113220.7289 | 2502798.6223 | 1113221.3965 | 2502807.1352 | 1113222.8163 | 2502820.6787 | 1113227.2127
51 | 2502881.125 | 1113230.3447 | 2502909.919 | 1113243.9469
52 | 2502881.125 | 1113230.3447 | 2502884.5687 | 1113226.626
53 | 2502922.6698 | 1113153.6865 | 2502908.3994 | 1113167.5461 | 2502902.6229 | 1113173.9316 | 2502895.2752 | 1113182.0545 | 2502892.6791 | 1113188.2889 | 2502891.5102 | 1113192.955 | 2502891.4161 | 1113200.0831 | 2502892.8627 | 1113206.4639 | 2502896.2895 | 1113213.9691 | 2502884.5687 | 1113226.626
54 | 2502874.0304 | 1113247.8062 | 2502873.8093 | 1113247.7216
55 | 2502695.4519 | 1113243.5231 | 2502689.8764 | 1113243.1792 | 2502688.4743 | 1113240.0553 | 2502686.4269 | 1113238.1204 | 2502683.1933 | 1113236.8827 | 2502680.0844 | 1113236.677 | 2502679.3072 | 1113232.5425
56 | 2502679.3072 | 1113232.5425 | 2502671.166 | 1113234.0632 | 2502628.3421 | 1113242.5237 | 2502618.0339 | 1113244.5474
57 | 2502695.4519 | 1113243.5231 | 2502695.9213 | 1113239.5687 | 2502695.4351 | 1113237.1972 | 2502694.4365 | 1113235.1454 | 2502702.7025 | 1113229.8648 | 2502709.7979 | 1113226.7266 | 2502719.6207 | 1113224.5674 | 2502730.3709 | 1113222.4378 | 2502736.8009 | 1113221.1559 | 2502736.688 | 1113216.0546 | 2502736.754 | 1113211.0282 | 2502738.3315 | 1113201.9972
58 | 2502612.187 | 1113245.6952 | 2502618.0339 | 1113244.5474
59 | 2502738.3315 | 1113201.9972 | 2502736.754 | 1113211.0282 | 2502736.688 | 1113216.0546 | 2502740.9786 | 1113215.7633 | 2502752.2385 | 1113213.6255 | 2502764.0747 | 1113212.2456 | 2502764.362 | 1113217.1441 | 2502764.6461 | 1113221.8424
60 | 2502764.6461 | 1113221.8424 | 2502759.6604 | 1113222.1883
61 | 2502738.3315 | 1113201.9972 | 2502778.0636 | 1113206.4731
62 | 2502649.6532 | 1113105.029 | 2502707.2043 | 1113186.4989 | 2502709.4151 | 1113189.4652 | 2502714.9975 | 1113196.969 | 2502722.2141 | 1113206.648 | 2502725.874 | 1113211.8146 | 2502731.478 | 1113211.5355 | 2502733.9639 | 1113214.7976 | 2502736.688 | 1113216.0546 | 2502736.754 | 1113211.0282 | 2502738.3315 | 1113201.9972
63 | 2502738.3315 | 1113201.9972 | 2502743.1728 | 1113178.2936 | 2502744.2651 | 1113175.5966 | 2502746.5561 | 1113172.9804 | 2502770.7066 | 1113154.3032 | 2502776.3236 | 1113149.0542 | 2502764.7105 | 1113141.725
64 | 2502649.6532 | 1113105.029 | 2502643.1682 | 1113095.2045
65 | 2502633.1036 | 1113079.9573 | 2502643.1682 | 1113095.2045
66 | 2502811.9274 | 1113251.8694 | 2502810.5764 | 1113255.676
67 | 2502764.7105 | 1113141.725 | 2502790.3415 | 1113112.7201
68 | 2502874.0304 | 1113247.8062 | 2502893.6388 | 1113255.3039 | 2502913.7215 | 1113263.4699
69 | 2502906.0417 | 1113308.6177 | 2502905.9325 | 1113308.7579
70 | 2502907.1963 | 1113437.6802 | 2502917.5788 | 1113425.4429
71 | 2502729.2454 | 1113500.0716 | 2502733.9406 | 1113486.2886 | 2502738.813 | 1113472.4298
72 | 2502789.9493 | 1113460.6199 | 2502783.0338 | 1113470.0232 | 2502779.3032 | 1113477.1383
73 | 2503020.6974 | 1113344.5893 | 2503014.2505 | 1113352.0146
74 | 2502960.0161 | 1113375.8388 | 2502964.5595 | 1113370.6272 | 2502969.0424 | 1113365.4743 | 2502973.2915 | 1113360.3042
75 | 2502899.5022 | 1113162.3967 | 2502895.2965 | 1113165.0881 | 2502868.9564 | 1113192.0323
76 | 2502922.6698 | 1113153.6865 | 2502939.5827 | 1113137.0717
77 | 2502922.6698 | 1113153.6865 | 2502935.3183 | 1113165.8579 | 2502937.5633 | 1113168.4089
78 | 2502600.1539 | 1113248.0576 | 2502612.187 | 1113245.6952
79 | 2502574.4936 | 1112996.6596 | 2502578.7207 | 1113002.9733 | 2502633.1036 | 1113079.9573
80 | 2502633.1036 | 1113079.9573 | 2502665.2834 | 1113041.3615
81 | 2502804.724 | 1113272.1651 | 2502810.5764 | 1113255.676
82 | 2502677.5467 | 1113336.8133 | 2502678.1525 | 1113333.75
83 | 2502677.5467 | 1113336.8133 | 2502704.4963 | 1113341.9791
84 | 2502899.5022 | 1113162.3967 | 2502915.5544 | 1113146.4405 | 2502917.8573 | 1113142.1565 | 2502917.1285 | 1113137.1762 | 2502899.4102 | 1113095.1848
85 | 2502892.3981 | 1113326.1389 | 2502905.9325 | 1113308.7579
86 | 2502933.9012 | 1113406.2045 | 2502917.5788 | 1113425.4429
87 | 2502851.8715 | 1113377.8115 | 2502871.536 | 1113352.9301 | 2502871.6522 | 1113352.7808
88 | 2502851.8715 | 1113377.8115 | 2502848.4587 | 1113382.1296 | 2502835.501 | 1113399.2205
89 | 2502871.6522 | 1113352.7808 | 2502878.399 | 1113344.1165
90 | 2502835.501 | 1113399.2205 | 2502831.706 | 1113404.226
91 | 2502888.5272 | 1113331.1099 | 2502878.399 | 1113344.1165
92 | 2502830.8911 | 1113405.3008 | 2502831.706 | 1113404.226
93 | 2502888.5272 | 1113331.1099 | 2502892.3981 | 1113326.1389
94 | 2502830.8911 | 1113405.3008 | 2502829.4091 | 1113407.2556
95 | 2502811.2835 | 1113431.6104 | 2502822.2618 | 1113416.6826 | 2502829.4091 | 1113407.2556
96 | 2502811.2835 | 1113431.6104 | 2502810.1985 | 1113433.0858
97 | 2502791.5498 | 1113458.4436 | 2502789.9493 | 1113460.6199
98 | 2502804.4353 | 1113440.9223 | 2502791.5498 | 1113458.4436
99 | 2502804.4353 | 1113440.9223 | 2502810.1985 | 1113433.0858
100 | 2502933.9012 | 1113406.2045 | 2502937.001 | 1113402.5509
101 | 2502937.3984 | 1113402.0826 | 2502937.001 | 1113402.5509
102 | 2502951.9349 | 1113385.1085 | 2502946.8853 | 1113390.9008 | 2502937.3984 | 1113402.0826
103 | 2502951.9349 | 1113385.1085 | 2502952.7831 | 1113384.1357
104 | 2502954.7596 | 1113381.8684 | 2502952.7831 | 1113384.1357
105 | 2502954.7596 | 1113381.8684 | 2502960.0161 | 1113375.8388
106 | 2503011.0556 | 1113355.6943 | 2503014.2505 | 1113352.0146
107 | 2502740.6317 | 1113467.2568 | 2502738.813 | 1113472.4298
108 | 2502740.6317 | 1113467.2568 | 2502741.1035 | 1113465.9149
109 | 2503011.0556 | 1113355.6943 | 2503007.8573 | 1113359.3779
110 | 2502715.54 | 1113344.096 | 2502704.4963 | 1113341.9791
111 | 2502715.54 | 1113344.096 | 2502712.4628 | 1113360.8369
112 | 2502715.54 | 1113344.096 | 2502721.4785 | 1113344.9233 | 2502722.474 | 1113343.4175
113 | 2502715.54 | 1113344.096 | 2502719.9035 | 1113321.0898
114 | 2502710.3284 | 1113372.4484 | 2502712.4628 | 1113360.8369
115 | 2502722.474 | 1113343.4175 | 2502722.1175 | 1113339.4986 | 2502724.7431 | 1113324.0691 | 2502727.3389 | 1113318.7907 | 2502730.9642 | 1113317.9653 | 2502743.0001 | 1113321.1306
116 | 2502726.3733 | 1113286.9782 | 2502719.9035 | 1113321.0898
117 | 2502709.2739 | 1113378.1852 | 2502710.3284 | 1113372.4484
118 | 2502747.8688 | 1113322.411 | 2502743.0001 | 1113321.1306
119 | 2502726.3733 | 1113286.9782 | 2502730.1022 | 1113267.3178
120 | 2502730.1022 | 1113267.3178 | 2502731.6924 | 1113258.9337
121 | 2502709.2739 | 1113378.1852 | 2502707.1489 | 1113389.7454
122 | 2502772.1865 | 1113330.0439 | 2502757.9696 | 1113325.0692 | 2502752.7174 | 1113323.6861 | 2502747.8688 | 1113322.411
123 | 2502706.6463 | 1113392.4801 | 2502707.1489 | 1113389.7454
124 | 2502772.1865 | 1113330.0439 | 2502776.8686 | 1113331.6823
125 | 2502534.3024 | 1113305.7939 | 2502536.8401 | 1113319.4771 | 2502539.1496 | 1113329.9967
126 | 2502534.2511 | 1113305.5172 | 2502534.3024 | 1113305.7939
127 | 2502528.8118 | 1113276.1882 | 2502534.2511 | 1113305.5172
128 | 2502524.2176 | 1113251.4159 | 2502528.8118 | 1113276.1882
129 | 2502753.6959 | 1113430.0977 | 2502741.1035 | 1113465.9149
130 | 2502755.8954 | 1113423.8416 | 2502753.6959 | 1113430.0977
131 | 2502995.8508 | 1113176.2608 | 2502985.4979 | 1113166.5651 | 2502979.5643 | 1113167.9722 | 2502975.4717 | 1113164.7136 | 2502968.9226 | 1113165.3189 | 2502964.5542 | 1113169.914 | 2502959.3179 | 1113176.7466 | 2502954.2943 | 1113178.5393 | 2502949.2395 | 1113177.9088 | 2502947.9819 | 1113175.1162 | 2502945.4954 | 1113171.3315 | 2502941.0782 | 1113172.4029 | 2502937.5633 | 1113168.4089
132 | 2502995.8508 | 1113176.2608 | 2503005.6294 | 1113181.941 | 2503002.6014 | 1113188.2267 | 2503000.8837 | 1113193.3574 | 2502994.6408 | 1113204.3865
133 | 2502944.0559 | 1113132.6774 | 2502939.5827 | 1113137.0717
134 | 2502994.6408 | 1113204.3865 | 2502995.6748 | 1113206.2378 | 2502996.931 | 1113210.3869 | 2502996.208 | 1113212.5109 | 2502990.775 | 1113214.7882
135 | 2502948.3452 | 1113128.4636 | 2502944.0559 | 1113132.6774
136 | 2502804.724 | 1113272.1651 | 2502802.5951 | 1113278.1632
137 | 2502797.5784 | 1113296.2771 | 2502798.1961 | 1113290.5574 | 2502802.5951 | 1113278.1632
138 | 2502797.5784 | 1113296.2771 | 2502797.4564 | 1113297.4068 | 2502797.4564 | 1113297.4068
139 | 2502794.5826 | 1113304.9555 | 2502797.4564 | 1113297.4068
140 | 2502786.5521 | 1113330.2536 | 2502790.0292 | 1113316.916 | 2502794.5826 | 1113304.9555
141 | 2502786.5521 | 1113330.2536 | 2502785.4012 | 1113334.668
142 | 2502785.4012 | 1113334.668 | 2502785.4012 | 1113334.668 | 2502776.9306 | 1113331.704
143 | 2502676.4693 | 1113027.9453 | 2502665.9036 | 1113040.6177
144 | 2502676.4693 | 1113027.9453 | 2502695.9905 | 1113004.5319
145 | 2502665.9036 | 1113040.6177 | 2502665.2834 | 1113041.3615
146 | 2502695.9905 | 1113004.5319 | 2502697.3317 | 1113002.9233
147 | 2502713.4062 | 1112983.64 | 2502711.9813 | 1112985.3529 | 2502697.3317 | 1113002.9233
148 | 2502574.4936 | 1112996.6596 | 2502580.6338 | 1112989.9662
149 | 2502593.5614 | 1112975.8798 | 2502586.6262 | 1112983.4339 | 2502580.6338 | 1112989.9662
150 | 2502593.5614 | 1112975.8798 | 2502611.6357 | 1112956.1925 | 2502624.8468 | 1112941.8
151 | 2502776.8686 | 1113331.6823 | 2502776.9306 | 1113331.704
152 | 2502596.1849 | 1113248.8367 | 2502600.1539 | 1113248.0576
153 | 2502596.1849 | 1113248.8367 | 2502588.4283 | 1113250.3595 | 2502569.7455 | 1113252.5615 | 2502557.6701 | 1113253.4717
154 | 2502524.2176 | 1113251.4159 | 2502534.5681 | 1113252.7723 | 2502547.8896 | 1113253.4472 | 2502556.4279 | 1113253.5654 | 2502557.6701 | 1113253.4717
155 | 2502644.1997 | 1112920.6912 | 2502638.3991 | 1112927.0217 | 2502630.2602 | 1112935.9025 | 2502624.8468 | 1112941.8
156 | 2503004.6848 | 1113363.0319 | 2503007.8573 | 1113359.3779
157 | 2503001.4897 | 1113366.7118 | 2503004.6848 | 1113363.0319
158 | 2502998.2846 | 1113370.4033 | 2503001.4897 | 1113366.7118
159 | 2502998.2846 | 1113370.4033 | 2502995.1076 | 1113374.0625
160 | 2502992.4356 | 1113377.14 | 2502995.1076 | 1113374.0625

## bus_geodata
| x | y | coords
0 | 2502868.6701 | 1113483.1707
1 | 2502856.5532 | 1113497.5476
2 | 2502876.7404 | 1113473.5952
3 | 2502833.3272 | 1113525.1055
4 | 2502896.3361 | 1113450.4806
5 | 2502812.0831 | 1113524.8999
6 | 2502898.2677 | 1113520.6163
7 | 2502901.0081 | 1113444.974
8 | 2502721.4001 | 1113523.1018
9 | 2502726.0158 | 1113509.552
10 | 2502661.0492 | 1113503.1595
11 | 2502740.6841 | 1113524.4425
12 | 2502754.1624 | 1113525.0878
13 | 2502768.2836 | 1113498.1552
14 | 2502648.6491 | 1113516.5005
15 | 2502663.417 | 1113452.9844
16 | 2502609.7229 | 1113509.2776
17 | 2502647.727 | 1113521.1293
18 | 2502911.5448 | 1113514.3211
19 | 2502978.3668 | 1113470.023
20 | 2502974.2518 | 1113477.8827
21 | 2503016.6217 | 1113415.6319
22 | 2502996.6545 | 1113322.7609
23 | 2503000.9503 | 1113326.6501
24 | 2502986.0823 | 1113313.1876
25 | 2503134.1476 | 1113319.9466
26 | 2503096.0843 | 1113319.8446
27 | 2503133.6498 | 1113280.7479
28 | 2503048.7461 | 1113378.7501
29 | 2503036.8641 | 1113390.5141
30 | 2503013.4041 | 1113338.3314
31 | 2502973.9485 | 1113359.5048
32 | 2502942.2999 | 1113276.9704
33 | 2502934.2994 | 1113272.3291
34 | 2502951.4905 | 1113283.4208
35 | 2503096.0477 | 1113287.8049
36 | 2502839.7605 | 1113221.9477
37 | 2502848.1582 | 1113213.3075
38 | 2502861.8553 | 1113243.1507
39 | 2502820.6787 | 1113227.2127
40 | 2502881.125 | 1113230.3447
41 | 2502909.919 | 1113243.9469
42 | 2502884.5687 | 1113226.626
43 | 2502873.8093 | 1113247.7216
44 | 2502679.3072 | 1113232.5425
45 | 2502695.4519 | 1113243.5231
46 | 2502618.0339 | 1113244.5474
47 | 2502764.6461 | 1113221.8424
48 | 2502738.3315 | 1113201.9972
49 | 2502759.6604 | 1113222.1883
50 | 2502649.6532 | 1113105.029
51 | 2502643.1682 | 1113095.2045
52 | 2502811.9274 | 1113251.8694
53 | 2502764.7105 | 1113141.725
54 | 2502790.3415 | 1113112.7201
55 | 2502778.0636 | 1113206.4731
56 | 2502913.7215 | 1113263.4699
57 | 2502906.0417 | 1113308.6177
58 | 2502907.1963 | 1113437.6802
59 | 2502729.2454 | 1113500.0716
60 | 2502779.3032 | 1113477.1383
61 | 2502613.9764 | 1113570.1351
62 | 2502602.8581 | 1113507.9296
63 | 2502976.5053 | 1113304.5154
64 | 2503020.6974 | 1113344.5893
65 | 2502973.2915 | 1113360.3042
66 | 2502868.9564 | 1113192.0323
67 | 2502922.6698 | 1113153.6865
68 | 2502874.0304 | 1113247.8062
69 | 2502612.187 | 1113245.6952
70 | 2502633.1036 | 1113079.9573
71 | 2502810.5764 | 1113255.676
72 | 2502678.1525 | 1113333.75
73 | 2502677.5467 | 1113336.8133
74 | 2502899.5022 | 1113162.3967
75 | 2502899.4102 | 1113095.1848
76 | 2502905.9325 | 1113308.7579
77 | 2502917.5788 | 1113425.4429
78 | 2502851.8715 | 1113377.8115
79 | 2502871.6522 | 1113352.7808
80 | 2502835.501 | 1113399.2205
81 | 2502878.399 | 1113344.1165
82 | 2502831.706 | 1113404.226
83 | 2502888.5272 | 1113331.1099
84 | 2502830.8911 | 1113405.3008
85 | 2502892.3981 | 1113326.1389
86 | 2502829.4091 | 1113407.2556
87 | 2502811.2835 | 1113431.6104
88 | 2502791.5498 | 1113458.4436
89 | 2502789.9493 | 1113460.6199
90 | 2502804.4353 | 1113440.9223
91 | 2502810.1985 | 1113433.0858
92 | 2502933.9012 | 1113406.2045
93 | 2502937.001 | 1113402.5509
94 | 2502937.3984 | 1113402.0826
95 | 2502951.9349 | 1113385.1085
96 | 2502952.7831 | 1113384.1357
97 | 2502954.7596 | 1113381.8684
98 | 2502960.0161 | 1113375.8388
99 | 2503014.2505 | 1113352.0146
100 | 2502738.813 | 1113472.4298
101 | 2502740.6317 | 1113467.2568
102 | 2503011.0556 | 1113355.6943
103 | 2502704.4963 | 1113341.9791
104 | 2502715.54 | 1113344.096
105 | 2502712.4628 | 1113360.8369
106 | 2502722.474 | 1113343.4175
107 | 2502719.9035 | 1113321.0898
108 | 2502710.3284 | 1113372.4484
109 | 2502743.0001 | 1113321.1306
110 | 2502726.3733 | 1113286.9782
111 | 2502730.1022 | 1113267.3178
112 | 2502731.6924 | 1113258.9337
113 | 2502709.2739 | 1113378.1852
114 | 2502747.8688 | 1113322.411
115 | 2502707.1489 | 1113389.7454
116 | 2502772.1865 | 1113330.0439
117 | 2502539.1496 | 1113329.9967
118 | 2502534.3024 | 1113305.7939
119 | 2502534.2511 | 1113305.5172
120 | 2502528.8118 | 1113276.1882
121 | 2502741.1035 | 1113465.9149
122 | 2502753.6959 | 1113430.0977
123 | 2502937.5633 | 1113168.4089
124 | 2502995.8508 | 1113176.2608
125 | 2502939.5827 | 1113137.0717
126 | 2502994.6408 | 1113204.3865
127 | 2502944.0559 | 1113132.6774
128 | 2502990.775 | 1113214.7882
129 | 2502948.3452 | 1113128.4636
130 | 2502802.5951 | 1113278.1632
131 | 2502804.724 | 1113272.1651
132 | 2502797.5784 | 1113296.2771
133 | 2502797.4564 | 1113297.4069
134 | 2502794.5826 | 1113304.9555
135 | 2502786.5521 | 1113330.2536
136 | 2502785.4012 | 1113334.668
137 | 2502676.4693 | 1113027.9453
138 | 2502665.9036 | 1113040.6177
139 | 2502695.9905 | 1113004.5319
140 | 2502665.2834 | 1113041.3615
141 | 2502697.3317 | 1113002.9233
142 | 2502713.4062 | 1112983.64
143 | 2502574.4936 | 1112996.6596
144 | 2502580.6338 | 1112989.9662
145 | 2502593.5614 | 1112975.8798
146 | 2502776.9306 | 1113331.704
147 | 2502776.8686 | 1113331.6823
148 | 2502755.8954 | 1113423.8416
149 | 2502596.1849 | 1113248.8367
150 | 2502600.1539 | 1113248.0576
151 | 2502557.6701 | 1113253.4717
152 | 2502524.2176 | 1113251.4159
153 | 2502624.8468 | 1112941.8
154 | 2502644.1997 | 1112920.6912
155 | 2503007.8573 | 1113359.3779
156 | 2503004.6848 | 1113363.0319
157 | 2503001.4897 | 1113366.7118
158 | 2502998.2846 | 1113370.4033
159 | 2502995.1076 | 1113374.0625
160 | 2502992.4356 | 1113377.14
161 | 2502706.6463 | 1113392.4801
162 | 2502863.3566 | 1113239.4688

## line_std_types
| c_nf_per_km | r_ohm_per_km | x_ohm_per_km | max_i_ka | type | q_mm2 | alpha | voltage_rating
NAYY 4x50 SE | 210 | 0.642 | 0.083 | 0.142 | cs | 50 | 0.00403 | LV
NAYY 4x120 SE | 264 | 0.225 | 0.08 | 0.242 | cs | 120 | 0.00403 | LV
NAYY 4x150 SE | 261 | 0.208 | 0.08 | 0.27 | cs | 150 | 0.00403 | LV
NA2XS2Y 1x95 RM/25 12/20 kV | 216 | 0.313 | 0.132 | 0.252 | cs | 95 | 0.00403 | MV
NA2XS2Y 1x185 RM/25 12/20 kV | 273 | 0.161 | 0.117 | 0.362 | cs | 185 | 0.00403 | MV
NA2XS2Y 1x240 RM/25 12/20 kV | 304 | 0.122 | 0.112 | 0.421 | cs | 240 | 0.00403 | MV
NA2XS2Y 1x95 RM/25 6/10 kV | 315 | 0.313 | 0.123 | 0.249 | cs | 95 | 0.00403 | MV
NA2XS2Y 1x185 RM/25 6/10 kV | 406 | 0.161 | 0.11 | 0.358 | cs | 185 | 0.00403 | MV
NA2XS2Y 1x240 RM/25 6/10 kV | 456 | 0.122 | 0.105 | 0.416 | cs | 240 | 0.00403 | MV
NA2XS2Y 1x150 RM/25 12/20 kV | 250 | 0.206 | 0.116 | 0.319 | cs | 150 | 0.00403 | MV
NA2XS2Y 1x120 RM/25 12/20 kV | 230 | 0.253 | 0.119 | 0.283 | cs | 120 | 0.00403 | MV
NA2XS2Y 1x70 RM/25 12/20 kV | 190 | 0.443 | 0.132 | 0.22 | cs | 70 | 0.00403 | MV
NA2XS2Y 1x150 RM/25 6/10 kV | 360 | 0.206 | 0.11 | 0.315 | cs | 150 | 0.00403 | MV
NA2XS2Y 1x120 RM/25 6/10 kV | 340 | 0.253 | 0.113 | 0.28 | cs | 120 | 0.00403 | MV
NA2XS2Y 1x70 RM/25 6/10 kV | 280 | 0.443 | 0.123 | 0.217 | cs | 70 | 0.00403 | MV
N2XS(FL)2Y 1x120 RM/35 64/110 kV | 112 | 0.153 | 0.166 | 0.366 | cs | 120 | 0.00393 | HV
N2XS(FL)2Y 1x185 RM/35 64/110 kV | 125 | 0.099 | 0.156 | 0.457 | cs | 185 | 0.00393 | HV
N2XS(FL)2Y 1x240 RM/35 64/110 kV | 135 | 0.075 | 0.149 | 0.526 | cs | 240 | 0.00393 | HV
N2XS(FL)2Y 1x300 RM/35 64/110 kV | 144 | 0.06 | 0.144 | 0.588 | cs | 300 | 0.00393 | HV
15-AL1/3-ST1A 0.4 | 11 | 1.8769 | 0.35 | 0.105 | ol | 16 | 0.00403 | LV
24-AL1/4-ST1A 0.4 | 11.25 | 1.2012 | 0.335 | 0.14 | ol | 24 | 0.00403 | LV
48-AL1/8-ST1A 0.4 | 12.2 | 0.5939 | 0.3 | 0.21 | ol | 48 | 0.00403 | LV
94-AL1/15-ST1A 0.4 | 13.2 | 0.306 | 0.29 | 0.35 | ol | 94 | 0.00403 | LV
34-AL1/6-ST1A 10.0 | 9.7 | 0.8342 | 0.36 | 0.17 | ol | 34 | 0.00403 | MV
48-AL1/8-ST1A 10.0 | 10.1 | 0.5939 | 0.35 | 0.21 | ol | 48 | 0.00403 | MV
70-AL1/11-ST1A 10.0 | 10.4 | 0.4132 | 0.339 | 0.29 | ol | 70 | 0.00403 | MV
94-AL1/15-ST1A 10.0 | 10.75 | 0.306 | 0.33 | 0.35 | ol | 94 | 0.00403 | MV
122-AL1/20-ST1A 10.0 | 11.1 | 0.2376 | 0.323 | 0.41 | ol | 122 | 0.00403 | MV
149-AL1/24-ST1A 10.0 | 11.25 | 0.194 | 0.315 | 0.47 | ol | 149 | 0.00403 | MV
34-AL1/6-ST1A 20.0 | 9.15 | 0.8342 | 0.382 | 0.17 | ol | 34 | 0.00403 | MV
48-AL1/8-ST1A 20.0 | 9.5 | 0.5939 | 0.372 | 0.21 | ol | 48 | 0.00403 | MV
70-AL1/11-ST1A 20.0 | 9.7 | 0.4132 | 0.36 | 0.29 | ol | 70 | 0.00403 | MV
94-AL1/15-ST1A 20.0 | 10 | 0.306 | 0.35 | 0.35 | ol | 94 | 0.00403 | MV
122-AL1/20-ST1A 20.0 | 10.3 | 0.2376 | 0.344 | 0.41 | ol | 122 | 0.00403 | MV
149-AL1/24-ST1A 20.0 | 10.5 | 0.194 | 0.337 | 0.47 | ol | 149 | 0.00403 | MV
184-AL1/30-ST1A 20.0 | 10.75 | 0.1571 | 0.33 | 0.535 | ol | 184 | 0.00403 | MV
243-AL1/39-ST1A 20.0 | 11 | 0.1188 | 0.32 | 0.645 | ol | 243 | 0.00403 | MV
48-AL1/8-ST1A 110.0 | 8 | 0.5939 | 0.46 | 0.21 | ol | 48 | 0.00403 | HV
70-AL1/11-ST1A 110.0 | 8.4 | 0.4132 | 0.45 | 0.29 | ol | 70 | 0.00403 | HV
94-AL1/15-ST1A 110.0 | 8.65 | 0.306 | 0.44 | 0.35 | ol | 94 | 0.00403 | HV
122-AL1/20-ST1A 110.0 | 8.5 | 0.2376 | 0.43 | 0.41 | ol | 122 | 0.00403 | HV
149-AL1/24-ST1A 110.0 | 8.75 | 0.194 | 0.41 | 0.47 | ol | 149 | 0.00403 | HV
184-AL1/30-ST1A 110.0 | 8.8 | 0.1571 | 0.4 | 0.535 | ol | 184 | 0.00403 | HV
243-AL1/39-ST1A 110.0 | 9 | 0.1188 | 0.39 | 0.645 | ol | 243 | 0.00403 | HV
305-AL1/39-ST1A 110.0 | 9.2 | 0.0949 | 0.38 | 0.74 | ol | 305 | 0.00403 | HV
490-AL1/64-ST1A 110.0 | 9.75 | 0.059 | 0.37 | 0.96 | ol | 490 | 0.00403 | HV
679-AL1/86-ST1A 110.0 | 9.95 | 0.042 | 0.36 | 1.15 | ol | 679 | 0.00403 | HV
490-AL1/64-ST1A 220.0 | 10 | 0.059 | 0.285 | 0.96 | ol | 490 | 0.00403 | HV
679-AL1/86-ST1A 220.0 | 11.7 | 0.042 | 0.275 | 1.15 | ol | 679 | 0.00403 | HV
490-AL1/64-ST1A 380.0 | 11 | 0.059 | 0.253 | 0.96 | ol | 490 | 0.00403 | HV
679-AL1/86-ST1A 380.0 | 14.6 | 0.042 | 0.25 | 1.15 | ol | 679 | 0.00403 | HV

## trafo_std_types
| i0_percent | pfe_kw | vkr_percent | sn_mva | vn_lv_kv | vn_hv_kv | vk_percent | shift_degree | vector_group | tap_side | tap_neutral | tap_min | tap_max | tap_step_degree | tap_step_percent | tap_phase_shifter
160 MVA 380/110 kV | 0.06 | 60 | 0.25 | 160 | 110 | 380 | 12.2 | 0 | Yy0 | hv | 0 | -9 | 9 | 0 | 1.5 | FALSE
100 MVA 220/110 kV | 0.06 | 55 | 0.26 | 100 | 110 | 220 | 12 | 0 | Yy0 | hv | 0 | -9 | 9 | 0 | 1.5 | FALSE
63 MVA 110/20 kV | 0.04 | 22 | 0.32 | 63 | 20 | 110 | 18 | 150 | YNd5 | hv | 0 | -9 | 9 | 0 | 1.5 | FALSE
40 MVA 110/20 kV | 0.05 | 18 | 0.34 | 40 | 20 | 110 | 16.2 | 150 | YNd5 | hv | 0 | -9 | 9 | 0 | 1.5 | FALSE
25 MVA 110/20 kV | 0.07 | 14 | 0.41 | 25 | 20 | 110 | 12 | 150 | YNd5 | hv | 0 | -9 | 9 | 0 | 1.5 | FALSE
63 MVA 110/10 kV | 0.04 | 22 | 0.32 | 63 | 10 | 110 | 18 | 150 | YNd5 | hv | 0 | -9 | 9 | 0 | 1.5 | FALSE
40 MVA 110/10 kV | 0.05 | 18 | 0.34 | 40 | 10 | 110 | 16.2 | 150 | YNd5 | hv | 0 | -9 | 9 | 0 | 1.5 | FALSE
25 MVA 110/10 kV | 0.07 | 14 | 0.41 | 25 | 10 | 110 | 12 | 150 | YNd5 | hv | 0 | -9 | 9 | 0 | 1.5 | FALSE
0.25 MVA 20/0.4 kV | 0.32 | 0.8 | 1.44 | 0.25 | 0.4 | 20 | 6 | 150 | Yzn5 | hv | 0 | -2 | 2 | 0 | 2.5 | FALSE
0.4 MVA 20/0.4 kV | 0.3375 | 1.35 | 1.425 | 0.4 | 0.4 | 20 | 6 | 150 | Dyn5 | hv | 0 | -2 | 2 | 0 | 2.5 | FALSE
0.63 MVA 20/0.4 kV | 0.2619 | 1.65 | 1.206 | 0.63 | 0.4 | 20 | 6 | 150 | Dyn5 | hv | 0 | -2 | 2 | 0 | 2.5 | FALSE
0.25 MVA 10/0.4 kV | 0.24 | 0.6 | 1.2 | 0.25 | 0.4 | 10 | 4 | 150 | Dyn5 | hv | 0 | -2 | 2 | 0 | 2.5 | FALSE
0.4 MVA 10/0.4 kV | 0.2375 | 0.95 | 1.325 | 0.4 | 0.4 | 10 | 4 | 150 | Dyn5 | hv | 0 | -2 | 2 | 0 | 2.5 | FALSE
0.63 MVA 10/0.4 kV | 0.1873 | 1.18 | 1.0794 | 0.63 | 0.4 | 10 | 4 | 150 | Dyn5 | hv | 0 | -2 | 2 | 0 | 2.5 | FALSE

## trafo3w_std_types
| sn_hv_mva | sn_mv_mva | sn_lv_mva | vn_hv_kv | vn_mv_kv | vn_lv_kv | vk_hv_percent | vk_mv_percent | vk_lv_percent | vkr_hv_percent | vkr_mv_percent | vkr_lv_percent | pfe_kw | i0_percent | shift_mv_degree | shift_lv_degree | vector_group | tap_side | tap_neutral | tap_min | tap_max | tap_step_percent
63/25/38 MVA 110/20/10 kV | 63 | 25 | 38 | 110 | 20 | 10 | 10.4 | 10.4 | 10.4 | 0.28 | 0.32 | 0.35 | 35 | 0.89 | 0 | 0 | YN0yn0yn0 | hv | 0 | -10 | 10 | 1.2
63/25/38 MVA 110/10/10 kV | 63 | 25 | 38 | 110 | 10 | 10 | 10.4 | 10.4 | 10.4 | 0.28 | 0.32 | 0.35 | 35 | 0.89 | 0 | 0 | YN0yn0yn0 | hv | 0 | -10 | 10 | 1.2

## fuse_std_types
| fuse_type | i_rated_a | t_avg | t_min | t_total | x_avg | x_min | x_total
HV 100A | HV 100A | 100 | 0 | [10.0, 3.64, 0.854, 0.281, 0.1, 0.0531, 0.022, 0.01] | [10.0, 4.267, 1.21, 0.403, 0.1, 0.058, 0.022, 0.01] | 0 | [300.0, 350.0, 450.0, 550.0, 700.0, 850.0, 1200.0, 1752.0] | [600.0, 700.0, 900.0, 1150.0, 1665.0, 2000.0, 3000.0, 4313.0]
HV 10A | HV 10A | 10 | 0 | [10.0, 1675.0, 0.344, 0.156, 0.1, 0.0417, 0.0171, 0.01] | [10.0, 1.3, 0.3, 0.155, 0.1, 0.0555, 0.023, 0.01] | 0 | [30.0, 32.0, 35.0, 37.0, 39.0, 50.0, 70.0, 88.0] | [60.0, 70.0, 80.0, 87.0, 94.0, 110.0, 150.0, 216.0]
HV 125A | HV 125A | 125 | 0 | [10.0, 1.82, 0.344, 0.1, 0.0467, 0.0269, 0.01] | [10.0, 2.478, 0.426, 0.1, 0.0427, 0.0211, 0.01] | 0 | [375.0, 500.0, 700.0, 925.0, 1200.0, 1500.0, 2341.0] | [750.0, 1000.0, 1500.0, 2200.0, 3000.0, 4000.0, 5765.0]
HV 160A | HV 160A | 160 | 0 | [10.0, 4.15, 1.03, 0.198, 0.1, 0.051, 0.0172, 0.01] | [10.0, 2.3, 0.734, 0.274, 0.1, 0.046, 0.0177, 0.01] | 0 | [480.0, 550.0, 700.0, 1000.0, 1260.0, 1600.0, 2500.0, 3227.0] | [960.0, 1300.0, 1700.0, 2200.0, 2996.0, 4000.0, 6000.0, 7946.0]
HV 16A | HV 16A | 16 | 0 | [10.0, 0.352, 0.164, 0.1, 0.0649, 0.0342, 0.01] | [10.0, 2.34, 0.722, 0.181, 0.1, 0.055, 0.0296, 0.01] | 0 | [48.0, 60.0, 65.0, 71.0, 80.0, 100.0, 162.0] | [96.0, 110.0, 125.0, 150.0, 168.0, 200.0, 250.0, 398.0]
HV 200A | HV 200A | 200 | 0 | [10.0, 4.267, 1.21, 0.403, 0.1, 0.058, 0.022, 0.01] | [10.0, 3.73, 1.654, 0.328, 0.1, 0.0531, 0.019, 0.01] | 0 | [600.0, 700.0, 900.0, 1150.0, 1665.0, 2000.0, 3000.0, 4313.0] | [1200.0, 1500.0, 1800.0, 2700.0, 3960.0, 5000.0, 7500.0, 10620.0]
HV 20A | HV 20A | 20 | 0 | [10.0, 1.3, 0.3, 0.155, 0.1, 0.0555, 0.023, 0.01] | [10.0, 1.3, 0.161, 0.1, 0.0611, 0.0399, 0.0141, 0.01] | 0 | [60.0, 70.0, 80.0, 87.0, 94.0, 110.0, 150.0, 216.0] | [120.0, 150.0, 200.0, 223.0, 260.0, 300.0, 450.0, 532.0]
HV 25A | HV 25A | 25 | 0 | [10.0, 2.512, 0.833, 0.299, 0.1, 0.0372, 0.0223, 0.01] | [10.0, 3.125, 0.597, 0.198, 0.1, 0.0378, 0.022, 0.01] | 0 | [75.0, 82.0, 90.0, 100.0, 124.0, 170.0, 200.0, 289.0] | [150.0, 170.0, 210.0, 250.0, 294.0, 400.0, 500.0, 711.0]
HV 31.5A | HV 31.5A | 31.5 | 0 | [10.0, 2.34, 0.722, 0.181, 0.1, 0.055, 0.0296, 0.01] | [10.0, 2.84, 0.368, 0.164, 0.1, 0.0621, 0.0378, 0.0195, 0.01] | 0 | [95.0, 110.0, 125.0, 150.0, 165.0, 200.0, 250.0, 390.0] | [189.0, 220.0, 300.0, 350.0, 393.0, 450.0, 530.0, 700.0, 960.0]
HV 40A | HV 40A | 40 | 0 | [10.0, 1.3, 0.161, 0.1, 0.0611, 0.0399, 0.0141, 0.01] | [10.0, 2.05, 0.369, 0.198, 0.1, 0.051, 0.0298, 0.01] | 0 | [120.0, 150.0, 200.0, 223.0, 260.0, 300.0, 450.0, 532.0] | [240.0, 300.0, 400.0, 450.0, 530.0, 650.0, 800.0, 1311.0]
HV 50A | HV 50A | 50 | 0 | [10.0, 3.215, 0.597, 0.198, 0.1, 0.0378, 0.022, 0.01] | [10.0, 3.64, 0.854, 0.281, 0.1, 0.0531, 0.022, 0.01] | 0 | [150.0, 170.0, 210.0, 250.0, 294.0, 400.0, 500.0, 711.0] | [300.0, 350.0, 450.0, 550.0, 700.0, 850.0, 1200.0, 1752.0]
HV 6.3A | HV 6.3A | 6.3 | 0 | [10.0, 1.39, 0.344, 0.168, 0.1, 0.056, 0.0263, 0.01] | [10.0, 1.711, 0.516, 0.198, 0.1, 0.0634, 0.0303, 0.01] | 0 | [19.0, 19.5, 20.4, 20.8, 22.0, 25.0, 32.0, 48.0] | [38.0, 40.0, 43.0, 48.0, 53.0, 60.0, 75.0, 118.0]
HV 63A | HV 63A | 63 | 0 | [10.0, 2.84, 0.368, 0.164, 0.1, 0.0621, 0.0378, 0.0195, 0.01] | [10.0, 1.82, 0.344, 0.1, 0.0467, 0.0269, 0.01] | 0 | [189.0, 220.0, 300.0, 350.0, 393.0, 450.0, 530.0, 700.0, 961.0] | [378.0, 500.0, 700.0, 934.0, 1200.0, 1500.0, 2366.0]
HV 80A | HV 80A | 80 | 0 | [10.0, 2.05, 0.369, 0.198, 0.1, 0.051, 0.0298, 0.01] | [10.0, 4.15, 1.03, 0.198, 0.1, 0.051, 0.0172, 0.01] | 0 | [240.0, 300.0, 400.0, 450.0, 530.0, 650.0, 800.0, 1311.0] | [480.0, 550.0, 700.0, 1000.0, 1260.0, 1600.0, 2500.0, 3227.0]
Siemens NH-1-100 | Siemens NH-1-100 | 100 | [5400.0, 2000.0, 400.0, 20.0, 1.0, 0.2, 0.012, 0.004] | 0 | 0 | [150.0, 190.0, 250.0, 430.0, 900.0, 1250.0, 2700.0, 3600.0] | 0 | 0
Siemens NH-1-125 | Siemens NH-1-125 | 125 | [4800.0, 120.0, 7.0, 0.1, 0.004] | 0 | 0 | [180.0, 400.0, 740.0, 2000.0, 4250.0] | 0 | 0
Siemens NH-1-16 | Siemens NH-1-16 | 16 | [4000.0, 400.0, 2.0, 0.1, 0.04, 0.01] | 0 | 0 | [26.0, 35.0, 75.0, 150.0, 200.0, 300.0] | 0 | 0
Siemens NH-1-160 | Siemens NH-1-160 | 160 | [4800.0, 120.0, 7.0, 0.1, 0.004] | 0 | 0 | [210.0, 500.0, 900.0, 2300.0, 5000.0] | 0 | 0
Siemens NH-1-25 | Siemens NH-1-25 | 25 | [4000.0, 1000.0, 10.0, 0.2, 0.02, 0.01] | 0 | 0 | [40.0, 50.0, 100.0, 210.0, 400.0, 500.0] | 0 | 0
Siemens NH-1-50 | Siemens NH-1-50 | 50 | [4000.0, 40.0, 4.0, 1.0, 0.02, 0.01] | 0 | 0 | [86.0, 200.0, 300.0, 400.0, 1000.0, 1280.0] | 0 | 0
Siemens NH-1-63 | Siemens NH-1-63 | 63 | [4000.0, 100.0, 10.0, 2.0, 0.04, 0.01] | 0 | 0 | [100.0, 200.0, 300.0, 400.0, 1000.0, 1500.0] | 0 | 0
Siemens NH-1-80 | Siemens NH-1-80 | 80 | [4800.0, 120.0, 7.0, 0.1, 0.01] | 0 | 0 | [150.58, 250.0, 450.0, 1150.0, 2470.0] | 0 | 0
Siemens NH-2-1000 | Siemens NH-2-1000 | 1000 | [4800.0, 120.0, 7.0, 0.1, 0.004] | 0 | 0 | [1900.0, 3500.0, 8400.0, 24000.0, 52000.0] | 0 | 0
Siemens NH-2-200 | Siemens NH-2-200 | 200 | [4800.0, 120.0, 7.0, 0.1, 0.004] | 0 | 0 | [280.0, 650.0, 1200.0, 3000.0, 7000.0] | 0 | 0
Siemens NH-2-224 | Siemens NH-2-224 | 224 | [4800.0, 120.0, 7.0, 0.2, 0.04, 0.004] | 0 | 0 | [400.0, 750.0, 1453.0, 3025.0, 4315.0, 7600.0] | 0 | 0
Siemens NH-2-250 | Siemens NH-2-250 | 250 | [4800.0, 120.0, 7.0, 0.1, 0.004] | 0 | 0 | [450.0, 800.0, 1650.0, 4000.0, 8500.0] | 0 | 0
Siemens NH-2-315 | Siemens NH-2-315 | 315 | [4800.0, 120.0, 7.0, 0.1, 0.004] | 0 | 0 | [550.0, 920.0, 1900.0, 5000.0, 11000.0] | 0 | 0
Siemens NH-2-355 | Siemens NH-2-355 | 355 | [4800.0, 120.0, 6.0, 0.1, 0.004] | 0 | 0 | [650.0, 1116.27, 2350.0, 5840.0, 12790.0] | 0 | 0
Siemens NH-2-400 | Siemens NH-2-400 | 400 | [4800.0, 120.0, 7.0, 0.1, 0.004] | 0 | 0 | [720.0, 1350.0, 2800.0, 6500.0, 15000.0] | 0 | 0
Siemens NH-2-425 | Siemens NH-2-425 | 425 | [4800.0, 120.0, 7.0, 0.1, 0.004] | 0 | 0 | [850.0, 1500.0, 3050.0, 7500.0, 16500.0] | 0 | 0
Siemens NH-2-630 | Siemens NH-2-630 | 630 | [4800.0, 120.0, 7.0, 0.1, 0.004] | 0 | 0 | [1200.0, 2000.0, 4800.0, 12000.0, 26000.0] | 0 | 0

## dtypes
| element | column | dtype
0 | bus | name | object
1 | bus | vn_kv | float64
2 | bus | type | object
3 | bus | zone | object
4 | bus | in_service | bool
5 | load | name | object
6 | load | bus | uint32
7 | load | p_mw | float64
8 | load | q_mvar | float64
9 | load | const_z_percent | float64
10 | load | const_i_percent | float64
11 | load | sn_mva | float64
12 | load | scaling | float64
13 | load | in_service | bool
14 | load | type | object
15 | ext_grid | name | object
16 | ext_grid | bus | uint32
17 | ext_grid | vm_pu | float64
18 | ext_grid | va_degree | float64
19 | ext_grid | slack_weight | float64
20 | ext_grid | in_service | bool
21 | line | name | object
22 | line | std_type | object
23 | line | from_bus | uint32
24 | line | to_bus | uint32
25 | line | length_km | float64
26 | line | r_ohm_per_km | float64
27 | line | x_ohm_per_km | float64
28 | line | c_nf_per_km | float64
29 | line | g_us_per_km | float64
30 | line | max_i_ka | float64
31 | line | df | float64
32 | line | parallel | uint32
33 | line | type | object
34 | line | in_service | bool
35 | trafo | name | object
36 | trafo | std_type | object
37 | trafo | hv_bus | uint32
38 | trafo | lv_bus | uint32
39 | trafo | sn_mva | float64
40 | trafo | vn_hv_kv | float64
41 | trafo | vn_lv_kv | float64
42 | trafo | vk_percent | float64
43 | trafo | vkr_percent | float64
44 | trafo | pfe_kw | float64
45 | trafo | i0_percent | float64
46 | trafo | shift_degree | float64
47 | trafo | tap_side | object
48 | trafo | tap_neutral | int32
49 | trafo | tap_min | int32
50 | trafo | tap_max | int32
51 | trafo | tap_step_percent | float64
52 | trafo | tap_step_degree | float64
53 | trafo | tap_pos | int32
54 | trafo | tap_phase_shifter | bool
55 | trafo | parallel | uint32
56 | trafo | df | float64
57 | trafo | in_service | bool
58 | line_geodata | coords | object
59 | bus_geodata | x | float64
60 | bus_geodata | y | float64
61 | bus_geodata | coords | object

## parameters
| version | format_version | converged | OPF_converged | name | f_hz | sn_mva
0 | 2.14.6 | 2.14.0 | FALSE | FALSE |  | 50 | 1