## bus
| name | vn_kv | type | zone | in_service
0 | bus_LV_68-4_0_6_node_0 | 0.4 | n |  | TRUE
1 | bus_LV_68-4_0_6_node_1 | 0.4 | n |  | TRUE
2 | bus_LV_68-4_0_6_node_2 | 0.4 | n |  | TRUE
3 | bus_LV_68-4_0_6_node_3 | 0.4 | n |  | TRUE
4 | bus_LV_68-4_0_6_node_4 | 0.4 | n |  | TRUE
5 | bus_LV_68-4_0_6_node_22 | 0.4 | n |  | TRUE
6 | bus_LV_68-4_0_6_node_231 | 0.4 | n |  | TRUE
7 | bus_LV_68-4_0_6_node_8 | 0.4 | n |  | TRUE
8 | bus_LV_68-4_0_6_node_20 | 0.4 | n |  | TRUE
9 | bus_LV_68-4_0_6_node_232 | 0.4 | n |  | TRUE
10 | bus_LV_68-4_0_6_node_5 | 0.4 | n |  | TRUE
11 | bus_LV_68-4_0_6_node_6 | 0.4 | n |  | TRUE
12 | bus_LV_68-4_0_6_node_7 | 0.4 | n |  | TRUE
13 | bus_LV_68-4_0_6_node_10 | 0.4 | n |  | TRUE
14 | bus_LV_68-4_0_6_node_9 | 0.4 | n |  | TRUE
15 | bus_LV_68-4_0_6_node_21 | 0.4 | n |  | TRUE
16 | bus_LV_68-4_0_6_node_23 | 0.4 | n |  | TRUE
17 | bus_LV_68-4_0_6_node_19 | 0.4 | n |  | TRUE
18 | bus_LV_68-4_0_6_node_18 | 0.4 | n |  | TRUE
19 | bus_LV_68-4_0_6_node_28 | 0.4 | n |  | TRUE
20 | bus_LV_68-4_0_6_node_26 | 0.4 | n |  | TRUE
21 | bus_LV_68-4_0_6_node_17 | 0.4 | n |  | TRUE
22 | bus_LV_68-4_0_6_node_29 | 0.4 | n |  | TRUE
23 | bus_LV_68-4_0_6_node_25 | 0.4 | n |  | TRUE
24 | bus_LV_68-4_0_6_node_27 | 0.4 | n |  | TRUE
25 | bus_LV_68-4_0_6_node_73 | 0.4 | n |  | TRUE
26 | bus_LV_68-4_0_6_node_24 | 0.4 | n |  | TRUE
27 | bus_LV_68-4_0_6_node_30 | 0.4 | n |  | TRUE
28 | bus_LV_68-4_0_6_node_16 | 0.4 | n |  | TRUE
29 | bus_LV_68-4_0_6_node_11 | 0.4 | n |  | TRUE
30 | bus_LV_68-4_0_6_node_12 | 0.4 | n |  | TRUE
31 | bus_LV_68-4_0_6_node_13 | 0.4 | n |  | TRUE
32 | bus_LV_68-4_0_6_node_14 | 0.4 | n |  | TRUE
33 | bus_LV_68-4_0_6_node_213 | 0.4 | n |  | TRUE
34 | bus_LV_68-4_0_6_node_230 | 0.4 | n |  | TRUE
35 | bus_LV_68-4_0_6_node_33 | 0.4 | n |  | TRUE
36 | bus_LV_68-4_0_6_node_62 | 0.4 | n |  | TRUE
37 | bus_LV_68-4_0_6_node_49 | 0.4 | n |  | TRUE
38 | bus_LV_68-4_0_6_node_239 | 0.4 | n |  | TRUE
39 | bus_LV_68-4_0_6_node_35 | 0.4 | n |  | TRUE
40 | bus_LV_68-4_0_6_node_31 | 0.4 | n |  | TRUE
41 | bus_LV_68-4_0_6_node_63 | 0.4 | n |  | TRUE
42 | bus_LV_68-4_0_6_node_39 | 0.4 | n |  | TRUE
43 | bus_LV_68-4_0_6_node_224 | 0.4 | n |  | TRUE
44 | bus_LV_68-4_0_6_node_32 | 0.4 | n |  | TRUE
45 | bus_LV_68-4_0_6_node_34 | 0.4 | n |  | TRUE
46 | bus_LV_68-4_0_6_node_66 | 0.4 | n |  | TRUE
47 | bus_LV_68-4_0_6_node_229 | 0.4 | n |  | TRUE
48 | bus_LV_68-4_0_6_node_65 | 0.4 | n |  | TRUE
49 | bus_LV_68-4_0_6_node_227 | 0.4 | n |  | TRUE
50 | bus_LV_68-4_0_6_node_36 | 0.4 | n |  | TRUE
51 | bus_LV_68-4_0_6_node_37 | 0.4 | n |  | TRUE
52 | bus_LV_68-4_0_6_node_38 | 0.4 | n |  | TRUE
53 | bus_LV_68-4_0_6_node_40 | 0.4 | n |  | TRUE
54 | bus_LV_68-4_0_6_node_41 | 0.4 | n |  | TRUE
55 | bus_LV_68-4_0_6_node_47 | 0.4 | n |  | TRUE
56 | bus_LV_68-4_0_6_node_43 | 0.4 | n |  | TRUE
57 | bus_LV_68-4_0_6_node_48 | 0.4 | n |  | TRUE
58 | bus_LV_68-4_0_6_node_42 | 0.4 | n |  | TRUE
59 | bus_LV_68-4_0_6_node_44 | 0.4 | n |  | TRUE
60 | bus_LV_68-4_0_6_node_45 | 0.4 | n |  | TRUE
61 | bus_LV_68-4_0_6_node_52 | 0.4 | n |  | TRUE
62 | bus_LV_68-4_0_6_node_46 | 0.4 | n |  | TRUE
63 | bus_LV_68-4_0_6_node_241 | 0.4 | n |  | TRUE
64 | bus_LV_68-4_0_6_node_57 | 0.4 | n |  | TRUE
65 | bus_LV_68-4_0_6_node_59 | 0.4 | n |  | TRUE
66 | bus_LV_68-4_0_6_node_50 | 0.4 | n |  | TRUE
67 | bus_LV_68-4_0_6_node_242 | 0.4 | n |  | TRUE
68 | bus_LV_68-4_0_6_node_210 | 0.4 | n |  | TRUE
69 | bus_LV_68-4_0_6_node_208 | 0.4 | n |  | TRUE
70 | bus_LV_68-4_0_6_node_51 | 0.4 | n |  | TRUE
71 | bus_LV_68-4_0_6_node_53 | 0.4 | n |  | TRUE
72 | bus_LV_68-4_0_6_node_54 | 0.4 | n |  | TRUE
73 | bus_LV_68-4_0_6_node_60 | 0.4 | n |  | TRUE
74 | bus_LV_68-4_0_6_node_58 | 0.4 | n |  | TRUE
75 | bus_LV_68-4_0_6_node_55 | 0.4 | n |  | TRUE
76 | bus_LV_68-4_0_6_node_81 | 0.4 | n |  | TRUE
77 | bus_LV_68-4_0_6_node_56 | 0.4 | n |  | TRUE
78 | bus_LV_68-4_0_6_node_96 | 0.4 | n |  | TRUE
79 | bus_LV_68-4_0_6_node_95 | 0.4 | n |  | TRUE
80 | bus_LV_68-4_0_6_node_77 | 0.4 | n |  | TRUE
81 | bus_LV_68-4_0_6_node_97 | 0.4 | n |  | TRUE
82 | bus_LV_68-4_0_6_node_61 | 0.4 | n |  | TRUE
83 | bus_LV_68-4_0_6_node_100 | 0.4 | n |  | TRUE
84 | bus_LV_68-4_0_6_node_114 | 0.4 | n |  | TRUE
85 | bus_LV_68-4_0_6_node_80 | 0.4 | n |  | TRUE
86 | bus_LV_68-4_0_6_node_98 | 0.4 | n |  | TRUE
87 | bus_LV_68-4_0_6_node_99 | 0.4 | n |  | TRUE
88 | bus_LV_68-4_0_6_node_78 | 0.4 | n |  | TRUE
89 | bus_LV_68-4_0_6_node_75 | 0.4 | n |  | TRUE
90 | bus_LV_68-4_0_6_node_82 | 0.4 | n |  | TRUE
91 | bus_LV_68-4_0_6_node_83 | 0.4 | n |  | TRUE
92 | bus_LV_68-4_0_6_node_74 | 0.4 | n |  | TRUE
93 | bus_LV_68-4_0_6_node_238 | 0.4 | n |  | TRUE
94 | bus_LV_68-4_0_6_node_240 | 0.4 | n |  | TRUE
95 | bus_LV_68-4_0_6_node_64 | 0.4 | n |  | TRUE
96 | bus_LV_68-4_0_6_node_71 | 0.4 | n |  | TRUE
97 | bus_LV_68-4_0_6_node_67 | 0.4 | n |  | TRUE
98 | bus_LV_68-4_0_6_node_69 | 0.4 | n |  | TRUE
99 | bus_LV_68-4_0_6_node_70 | 0.4 | n |  | TRUE
100 | bus_LV_68-4_0_6_node_68 | 0.4 | n |  | TRUE
101 | bus_LV_68-4_0_6_node_118 | 0.4 | n |  | TRUE
102 | bus_LV_68-4_0_6_node_123 | 0.4 | n |  | TRUE
103 | bus_LV_68-4_0_6_node_124 | 0.4 | n |  | TRUE
104 | bus_LV_68-4_0_6_node_125 | 0.4 | n |  | TRUE
105 | bus_LV_68-4_0_6_node_117 | 0.4 | n |  | TRUE
106 | bus_LV_68-4_0_6_node_72 | 0.4 | n |  | TRUE
107 | bus_LV_68-4_0_6_node_76 | 0.4 | n |  | TRUE
108 | bus_LV_68-4_0_6_node_79 | 0.4 | n |  | TRUE
109 | bus_LV_68-4_0_6_node_220 | 0.4 | n |  | TRUE
110 | bus_LV_68-4_0_6_node_222 | 0.4 | n |  | TRUE
111 | bus_LV_68-4_0_6_node_221 | 0.4 | n |  | TRUE
112 | bus_LV_68-4_0_6_node_223 | 0.4 | n |  | TRUE
113 | bus_LV_68-4_0_6_node_84 | 0.4 | n |  | TRUE
114 | bus_LV_68-4_0_6_node_85 | 0.4 | n |  | TRUE
115 | bus_LV_68-4_0_6_node_86 | 0.4 | n |  | TRUE
116 | bus_LV_68-4_0_6_node_92 | 0.4 | n |  | TRUE
117 | bus_LV_68-4_0_6_node_90 | 0.4 | n |  | TRUE
118 | bus_LV_68-4_0_6_node_87 | 0.4 | n |  | TRUE
119 | bus_LV_68-4_0_6_node_88 | 0.4 | n |  | TRUE
120 | bus_LV_68-4_0_6_node_89 | 0.4 | n |  | TRUE
121 | bus_LV_68-4_0_6_node_91 | 0.4 | n |  | TRUE
122 | bus_LV_68-4_0_6_node_94 | 0.4 | n |  | TRUE
123 | bus_LV_68-4_0_6_node_218 | 0.4 | n |  | TRUE
124 | bus_LV_68-4_0_6_node_93 | 0.4 | n |  | TRUE
125 | bus_LV_68-4_0_6_node_106 | 0.4 | n |  | TRUE
126 | bus_LV_68-4_0_6_node_219 | 0.4 | n |  | TRUE
127 | bus_LV_68-4_0_6_node_115 | 0.4 | n |  | TRUE
128 | bus_LV_68-4_0_6_node_103 | 0.4 | n |  | TRUE
129 | bus_LV_68-4_0_6_node_212 | 0.4 | n |  | TRUE
130 | bus_LV_68-4_0_6_node_113 | 0.4 | n |  | TRUE
131 | bus_LV_68-4_0_6_node_101 | 0.4 | n |  | TRUE
132 | bus_LV_68-4_0_6_node_102 | 0.4 | n |  | TRUE
133 | bus_LV_68-4_0_6_node_104 | 0.4 | n |  | TRUE
134 | bus_LV_68-4_0_6_node_105 | 0.4 | n |  | TRUE
135 | bus_LV_68-4_0_6_node_107 | 0.4 | n |  | TRUE
136 | bus_LV_68-4_0_6_node_120 | 0.4 | n |  | TRUE
137 | bus_LV_68-4_0_6_node_192 | 0.4 | n |  | TRUE
138 | bus_LV_68-4_0_6_node_243 | 0.4 | n |  | TRUE
139 | bus_LV_68-4_0_6_node_119 | 0.4 | n |  | TRUE
140 | bus_LV_68-4_0_6_node_177 | 0.4 | n |  | TRUE
141 | bus_LV_68-4_0_6_node_190 | 0.4 | n |  | TRUE
142 | bus_LV_68-4_0_6_node_217 | 0.4 | n |  | TRUE
143 | bus_LV_68-4_0_6_node_116 | 0.4 | n |  | TRUE
144 | bus_LV_68-4_0_6_node_108 | 0.4 | n |  | TRUE
145 | bus_LV_68-4_0_6_node_109 | 0.4 | n |  | TRUE
146 | bus_LV_68-4_0_6_node_110 | 0.4 | n |  | TRUE
147 | bus_LV_68-4_0_6_node_111 | 0.4 | n |  | TRUE
148 | bus_LV_68-4_0_6_node_112 | 0.4 | n |  | TRUE
149 | bus_LV_68-4_0_6_node_122 | 0.4 | n |  | TRUE
150 | bus_LV_68-4_0_6_node_139 | 0.4 | n |  | TRUE
151 | bus_LV_68-4_0_6_node_121 | 0.4 | n |  | TRUE
152 | bus_LV_68-4_0_6_node_137 | 0.4 | n |  | TRUE
153 | bus_LV_68-4_0_6_node_132 | 0.4 | n |  | TRUE
154 | bus_LV_68-4_0_6_node_134 | 0.4 | n |  | TRUE
155 | bus_LV_68-4_0_6_node_133 | 0.4 | n |  | TRUE
156 | bus_LV_68-4_0_6_node_135 | 0.4 | n |  | TRUE
157 | bus_LV_68-4_0_6_node_126 | 0.4 | n |  | TRUE
158 | bus_LV_68-4_0_6_node_127 | 0.4 | n |  | TRUE
159 | bus_LV_68-4_0_6_node_128 | 0.4 | n |  | TRUE
160 | bus_LV_68-4_0_6_node_129 | 0.4 | n |  | TRUE
161 | bus_LV_68-4_0_6_node_130 | 0.4 | n |  | TRUE
162 | bus_LV_68-4_0_6_node_131 | 0.4 | n |  | TRUE
163 | bus_LV_68-4_0_6_node_244 | 0.4 | n |  | TRUE
164 | bus_LV_68-4_0_6_node_140 | 0.4 | n |  | TRUE
165 | bus_LV_68-4_0_6_node_245 | 0.4 | n |  | TRUE
166 | bus_LV_68-4_0_6_node_207 | 0.4 | n |  | TRUE
167 | bus_LV_68-4_0_6_node_138 | 0.4 | n |  | TRUE
168 | bus_LV_68-4_0_6_node_247 | 0.4 | n |  | TRUE
169 | bus_LV_68-4_0_6_node_248 | 0.4 | n |  | TRUE
170 | bus_LV_68-4_0_6_node_156 | 0.4 | n |  | TRUE
171 | bus_LV_68-4_0_6_node_136 | 0.4 | n |  | TRUE
172 | bus_LV_68-4_0_6_node_206 | 0.4 | n |  | TRUE
173 | bus_LV_68-4_0_6_node_141 | 0.4 | n |  | TRUE
174 | bus_LV_68-4_0_6_node_143 | 0.4 | n |  | TRUE
175 | bus_LV_68-4_0_6_node_142 | 0.4 | n |  | TRUE
176 | bus_LV_68-4_0_6_node_144 | 0.4 | n |  | TRUE
177 | bus_LV_68-4_0_6_node_145 | 0.4 | n |  | TRUE
178 | bus_LV_68-4_0_6_node_146 | 0.4 | n |  | TRUE
179 | bus_LV_68-4_0_6_node_147 | 0.4 | n |  | TRUE
180 | bus_LV_68-4_0_6_node_153 | 0.4 | n |  | TRUE
181 | bus_LV_68-4_0_6_node_148 | 0.4 | n |  | TRUE
182 | bus_LV_68-4_0_6_node_151 | 0.4 | n |  | TRUE
183 | bus_LV_68-4_0_6_node_186 | 0.4 | n |  | TRUE
184 | bus_LV_68-4_0_6_node_184 | 0.4 | n |  | TRUE
185 | bus_LV_68-4_0_6_node_149 | 0.4 | n |  | TRUE
186 | bus_LV_68-4_0_6_node_150 | 0.4 | n |  | TRUE
187 | bus_LV_68-4_0_6_node_152 | 0.4 | n |  | TRUE
188 | bus_LV_68-4_0_6_node_155 | 0.4 | n |  | TRUE
189 | bus_LV_68-4_0_6_node_157 | 0.4 | n |  | TRUE
190 | bus_LV_68-4_0_6_node_158 | 0.4 | n |  | TRUE
191 | bus_LV_68-4_0_6_node_159 | 0.4 | n |  | TRUE
192 | bus_LV_68-4_0_6_node_160 | 0.4 | n |  | TRUE
193 | bus_LV_68-4_0_6_node_161 | 0.4 | n |  | TRUE
194 | bus_LV_68-4_0_6_node_196 | 0.4 | n |  | TRUE
195 | bus_LV_68-4_0_6_node_251 | 0.4 | n |  | TRUE
196 | bus_LV_68-4_0_6_node_195 | 0.4 | n |  | TRUE
197 | bus_LV_68-4_0_6_node_162 | 0.4 | n |  | TRUE
198 | bus_LV_68-4_0_6_node_163 | 0.4 | n |  | TRUE
199 | bus_LV_68-4_0_6_node_164 | 0.4 | n |  | TRUE
200 | bus_LV_68-4_0_6_node_165 | 0.4 | n |  | TRUE
201 | bus_LV_68-4_0_6_node_166 | 0.4 | n |  | TRUE
202 | bus_LV_68-4_0_6_node_174 | 0.4 | n |  | TRUE
203 | bus_LV_68-4_0_6_node_171 | 0.4 | n |  | TRUE
204 | bus_LV_68-4_0_6_node_168 | 0.4 | n |  | TRUE
205 | bus_LV_68-4_0_6_node_204 | 0.4 | n |  | TRUE
206 | bus_LV_68-4_0_6_node_172 | 0.4 | n |  | TRUE
207 | bus_LV_68-4_0_6_node_167 | 0.4 | n |  | TRUE
208 | bus_LV_68-4_0_6_node_169 | 0.4 | n |  | TRUE
209 | bus_LV_68-4_0_6_node_170 | 0.4 | n |  | TRUE
210 | bus_LV_68-4_0_6_node_179 | 0.4 | n |  | TRUE
211 | bus_LV_68-4_0_6_node_181 | 0.4 | n |  | TRUE
212 | bus_LV_68-4_0_6_node_178 | 0.4 | n |  | TRUE
213 | bus_LV_68-4_0_6_node_203 | 0.4 | n |  | TRUE
214 | bus_LV_68-4_0_6_node_175 | 0.4 | n |  | TRUE
215 | bus_LV_68-4_0_6_node_176 | 0.4 | n |  | TRUE
216 | bus_LV_68-4_0_6_node_180 | 0.4 | n |  | TRUE
217 | bus_LV_68-4_0_6_node_193 | 0.4 | n |  | TRUE
218 | bus_LV_68-4_0_6_node_197 | 0.4 | n |  | TRUE
219 | bus_LV_68-4_0_6_node_182 | 0.4 | n |  | TRUE
220 | bus_LV_68-4_0_6_node_188 | 0.4 | n |  | TRUE
221 | bus_LV_68-4_0_6_node_194 | 0.4 | n |  | TRUE
222 | bus_LV_68-4_0_6_node_191 | 0.4 | n |  | TRUE
223 | bus_LV_68-4_0_6_node_198 | 0.4 | n |  | TRUE
224 | bus_LV_68-4_0_6_node_187 | 0.4 | n |  | TRUE
225 | bus_LV_68-4_0_6_node_183 | 0.4 | n |  | TRUE
226 | bus_LV_68-4_0_6_node_185 | 0.4 | n |  | TRUE
227 | bus_LV_68-4_0_6_node_189 | 0.4 | n |  | TRUE
228 | bus_LV_68-4_0_6_node_199 | 0.4 | n |  | TRUE
229 | bus_LV_68-4_0_6_node_201 | 0.4 | n |  | TRUE
230 | bus_LV_68-4_0_6_node_200 | 0.4 | n |  | TRUE
231 | bus_LV_68-4_0_6_node_205 | 0.4 | n |  | TRUE
232 | bus_LV_68-4_0_6_node_209 | 0.4 | n |  | TRUE
233 | bus_LV_68-4_0_6_node_211 | 0.4 | n |  | TRUE
234 | bus_LV_68-4_0_6_node_225 | 0.4 | n |  | TRUE
235 | bus_LV_68-4_0_6_node_228 | 0.4 | n |  | TRUE
236 | bus_LV_68-4_0_6_node_214 | 0.4 | n |  | TRUE
237 | bus_LV_68-4_0_6_node_215 | 0.4 | n |  | TRUE
238 | bus_LV_68-4_0_6_node_216 | 0.4 | n |  | TRUE
239 | bus_LV_68-4_0_6_node_233 | 0.4 | n |  | TRUE
240 | bus_LV_68-4_0_6_node_234 | 0.4 | n |  | TRUE
241 | bus_LV_68-4_0_6_node_235 | 0.4 | n |  | TRUE
242 | bus_LV_68-4_0_6_node_236 | 0.4 | n |  | TRUE
243 | bus_LV_68-4_0_6_node_237 | 0.4 | n |  | TRUE
244 | bus_LV_68-4_0_6_node_246 | 0.4 | n |  | TRUE
245 | bus_LV_68-4_0_6_node_249 | 0.4 | n |  | TRUE
246 | bus_MV_372_0_node_119 | 20 | n |  | TRUE

## load
| name | bus | p_mw | q_mvar | const_z_percent | const_i_percent | sn_mva | scaling | in_service | type
0 | LV_68-4_0_6_load_0 | 0 | 0.0032137 | 0.00080542 | 0 | 0 |  | 1 | TRUE | wye
1 | LV_68-4_0_6_load_1 | 1 | 0.0006139 | 0.00015386 | 0 | 0 |  | 1 | TRUE | wye
2 | LV_68-4_0_6_load_2 | 2 | 0.00080669 | 0.00020218 | 0 | 0 |  | 1 | TRUE | wye
3 | LV_68-4_0_6_load_3 | 3 | 0.0011129 | 0.00027892 | 0 | 0 |  | 1 | TRUE | wye
4 | LV_68-4_0_6_load_4 | 4 | 0.00075951 | 0.00019035 | 0 | 0 |  | 1 | TRUE | wye
5 | LV_68-4_0_6_load_231 | 6 | 0.00075974 | 0.00019041 | 0 | 0 |  | 1 | TRUE | wye
6 | LV_68-4_0_6_load_20 | 8 | 0.0024209 | 0.00060673 | 0 | 0 |  | 1 | TRUE | wye
7 | LV_68-4_0_6_load_232 | 9 | 0.00076233 | 0.00019106 | 0 | 0 |  | 1 | TRUE | wye
8 | LV_68-4_0_6_load_5 | 10 | 0.00094766 | 0.00023751 | 0 | 0 |  | 1 | TRUE | wye
9 | LV_68-4_0_6_load_6 | 11 | 0.00094704 | 0.00023735 | 0 | 0 |  | 1 | TRUE | wye
10 | LV_68-4_0_6_load_21 | 15 | 0.00094752 | 0.00023747 | 0 | 0 |  | 1 | TRUE | wye
11 | LV_68-4_0_6_load_23 | 16 | 0.0016064 | 0.0004026 | 0 | 0 |  | 1 | TRUE | wye
12 | LV_68-4_0_6_load_17 | 21 | 0.00099564 | 0.00024953 | 0 | 0 |  | 1 | TRUE | wye
13 | LV_68-4_0_6_load_25 | 23 | 0.0028601 | 0.00071681 | 0 | 0 |  | 1 | TRUE | wye
14 | LV_68-4_0_6_load_73 | 25 | 0.00098245 | 0.00024623 | 0 | 0 |  | 1 | TRUE | wye
15 | LV_68-4_0_6_load_24 | 26 | 0.0054777 | 0.0013728 | 0 | 0 |  | 1 | TRUE | wye
16 | LV_68-4_0_6_load_30 | 27 | 0.0024569 | 0.00061576 | 0 | 0 |  | 1 | TRUE | wye
17 | LV_68-4_0_6_load_16 | 28 | 0.0026936 | 0.00067507 | 0 | 0 |  | 1 | TRUE | wye
18 | LV_68-4_0_6_load_11 | 29 | 0.0024789 | 0.00062128 | 0 | 0 |  | 1 | TRUE | wye
19 | LV_68-4_0_6_load_12 | 30 | 0.0011032 | 0.00027649 | 0 | 0 |  | 1 | TRUE | wye
20 | LV_68-4_0_6_load_13 | 31 | 0.0029284 | 0.00073393 | 0 | 0 |  | 1 | TRUE | wye
21 | LV_68-4_0_6_load_14 | 32 | 0.0011856 | 0.00029713 | 0 | 0 |  | 1 | TRUE | wye
22 | LV_68-4_0_6_load_213 | 33 | 0.0010658 | 0.00026711 | 0 | 0 |  | 1 | TRUE | wye
23 | LV_68-4_0_6_load_230 | 34 | 0.0035065 | 0.0008788 | 0 | 0 |  | 1 | TRUE | wye
24 | LV_68-4_0_6_load_62 | 36 | 0.0029777 | 0.00074629 | 0 | 0 |  | 1 | TRUE | wye
25 | LV_68-4_0_6_load_49 | 37 | 0.0010588 | 0.00026537 | 0 | 0 |  | 1 | TRUE | wye
26 | LV_68-4_0_6_load_239 | 38 | 0.00096571 | 0.00024203 | 0 | 0 |  | 1 | TRUE | wye
27 | LV_68-4_0_6_load_31 | 40 | 0.0007392 | 0.00018526 | 0 | 0 |  | 1 | TRUE | wye
28 | LV_68-4_0_6_load_63 | 41 | 0.0011483 | 0.00028778 | 0 | 0 |  | 1 | TRUE | wye
29 | LV_68-4_0_6_load_39 | 42 | 0.0041594 | 0.0010425 | 0 | 0 |  | 1 | TRUE | wye
30 | LV_68-4_0_6_load_224 | 43 | 0.0010589 | 0.00026539 | 0 | 0 |  | 1 | TRUE | wye
31 | LV_68-4_0_6_load_32 | 44 | 0.0018627 | 0.00046683 | 0 | 0 |  | 1 | TRUE | wye
32 | LV_68-4_0_6_load_34 | 45 | 0.0010665 | 0.00026728 | 0 | 0 |  | 1 | TRUE | wye
33 | LV_68-4_0_6_load_66 | 46 | 0.0024171 | 0.00060579 | 0 | 0 |  | 1 | TRUE | wye
34 | LV_68-4_0_6_load_229 | 47 | 0.00057677 | 0.00014455 | 0 | 0 |  | 1 | TRUE | wye
35 | LV_68-4_0_6_load_65 | 48 | 0.0014579 | 0.00036537 | 0 | 0 |  | 1 | TRUE | wye
36 | LV_68-4_0_6_load_227 | 49 | 0.00094017 | 0.00023563 | 0 | 0 |  | 1 | TRUE | wye
37 | LV_68-4_0_6_load_36 | 50 | 0.0023057 | 0.00057786 | 0 | 0 |  | 1 | TRUE | wye
38 | LV_68-4_0_6_load_37 | 51 | 0.0019018 | 0.00047665 | 0 | 0 |  | 1 | TRUE | wye
39 | LV_68-4_0_6_load_40 | 53 | 0.0019312 | 0.00048399 | 0 | 0 |  | 1 | TRUE | wye
40 | LV_68-4_0_6_load_41 | 54 | 0.001249 | 0.00031304 | 0 | 0 |  | 1 | TRUE | wye
41 | LV_68-4_0_6_load_47 | 55 | 0.00191 | 0.00047868 | 0 | 0 |  | 1 | TRUE | wye
42 | LV_68-4_0_6_load_43 | 56 | 0.0015723 | 0.00039405 | 0 | 0 |  | 1 | TRUE | wye
43 | LV_68-4_0_6_load_48 | 57 | 0.00089909 | 0.00022533 | 0 | 0 |  | 1 | TRUE | wye
44 | LV_68-4_0_6_load_42 | 58 | 0.0028421 | 0.0007123 | 0 | 0 |  | 1 | TRUE | wye
45 | LV_68-4_0_6_load_45 | 60 | 0.00087782 | 0.00022 | 0 | 0 |  | 1 | TRUE | wye
46 | LV_68-4_0_6_load_46 | 62 | 0.00078512 | 0.00019677 | 0 | 0 |  | 1 | TRUE | wye
47 | LV_68-4_0_6_load_241 | 63 | 0.00084484 | 0.00021174 | 0 | 0 |  | 1 | TRUE | wye
48 | LV_68-4_0_6_load_59 | 65 | 0.0010437 | 0.00026158 | 0 | 0 |  | 1 | TRUE | wye
49 | LV_68-4_0_6_load_50 | 66 | 0.002168 | 0.00054336 | 0 | 0 |  | 1 | TRUE | wye
50 | LV_68-4_0_6_load_242 | 67 | 0.00085048 | 0.00021315 | 0 | 0 |  | 1 | TRUE | wye
51 | LV_68-4_0_6_load_208 | 69 | 0.0011054 | 0.00027703 | 0 | 0 |  | 1 | TRUE | wye
52 | LV_68-4_0_6_load_53 | 71 | 0.0014917 | 0.00037385 | 0 | 0 |  | 1 | TRUE | wye
53 | LV_68-4_0_6_load_54 | 72 | 0.0014351 | 0.00035968 | 0 | 0 |  | 1 | TRUE | wye
54 | LV_68-4_0_6_load_60 | 73 | 0.0013696 | 0.00034325 | 0 | 0 |  | 1 | TRUE | wye
55 | LV_68-4_0_6_load_81 | 76 | 0.00033732 | 8.4541e-05 | 0 | 0 |  | 1 | TRUE | wye
56 | LV_68-4_0_6_load_95 | 79 | 0.014546 | 0.0036456 | 0 | 0 |  | 1 | TRUE | wye
57 | LV_68-4_0_6_load_77 | 80 | 0.00052659 | 0.00013198 | 0 | 0 |  | 1 | TRUE | wye
58 | LV_68-4_0_6_load_97 | 81 | 0.0014836 | 0.00037183 | 0 | 0 |  | 1 | TRUE | wye
59 | LV_68-4_0_6_load_61 | 82 | 0.0021077 | 0.00052825 | 0 | 0 |  | 1 | TRUE | wye
60 | LV_68-4_0_6_load_100 | 83 | 0.0016807 | 0.00042121 | 0 | 0 |  | 1 | TRUE | wye
61 | LV_68-4_0_6_load_114 | 84 | 0.0011137 | 0.00027911 | 0 | 0 |  | 1 | TRUE | wye
62 | LV_68-4_0_6_load_80 | 85 | 0.0012264 | 0.00030737 | 0 | 0 |  | 1 | TRUE | wye
63 | LV_68-4_0_6_load_98 | 86 | 0.0011002 | 0.00027574 | 0 | 0 |  | 1 | TRUE | wye
64 | LV_68-4_0_6_load_99 | 87 | 0.0011066 | 0.00027734 | 0 | 0 |  | 1 | TRUE | wye
65 | LV_68-4_0_6_load_78 | 88 | 0.00052659 | 0.00013198 | 0 | 0 |  | 1 | TRUE | wye
66 | LV_68-4_0_6_load_82 | 90 | 0.001584 | 0.00039698 | 0 | 0 |  | 1 | TRUE | wye
67 | LV_68-4_0_6_load_83 | 91 | 0.0011123 | 0.00027876 | 0 | 0 |  | 1 | TRUE | wye
68 | LV_68-4_0_6_load_238 | 93 | 0.0020562 | 0.00051534 | 0 | 0 |  | 1 | TRUE | wye
69 | LV_68-4_0_6_load_240 | 94 | 0.00084214 | 0.00021106 | 0 | 0 |  | 1 | TRUE | wye
70 | LV_68-4_0_6_load_64 | 95 | 0.0029028 | 0.00072752 | 0 | 0 |  | 1 | TRUE | wye
71 | LV_68-4_0_6_load_71 | 96 | 0.0012305 | 0.00030839 | 0 | 0 |  | 1 | TRUE | wye
72 | LV_68-4_0_6_load_69 | 98 | 0.0022002 | 0.00055142 | 0 | 0 |  | 1 | TRUE | wye
73 | LV_68-4_0_6_load_70 | 99 | 0.002208 | 0.00055338 | 0 | 0 |  | 1 | TRUE | wye
74 | LV_68-4_0_6_load_68 | 100 | 0.00053598 | 0.00013433 | 0 | 0 |  | 1 | TRUE | wye
75 | LV_68-4_0_6_load_118 | 101 | 0.00089566 | 0.00022447 | 0 | 0 |  | 1 | TRUE | wye
76 | LV_68-4_0_6_load_124 | 103 | 0.017269 | 0.0043281 | 0 | 0 |  | 1 | TRUE | wye
77 | LV_68-4_0_6_load_125 | 104 | 0.0071972 | 0.0018038 | 0 | 0 |  | 1 | TRUE | wye
78 | LV_68-4_0_6_load_117 | 105 | 0.0006465 | 0.00016203 | 0 | 0 |  | 1 | TRUE | wye
79 | LV_68-4_0_6_load_72 | 106 | 0.0024307 | 0.00060919 | 0 | 0 |  | 1 | TRUE | wye
80 | LV_68-4_0_6_load_76 | 107 | 0.00043338 | 0.00010861 | 0 | 0 |  | 1 | TRUE | wye
81 | LV_68-4_0_6_load_79 | 108 | 0.00044189 | 0.00011075 | 0 | 0 |  | 1 | TRUE | wye
82 | LV_68-4_0_6_load_220 | 109 | 0.0021054 | 0.00052766 | 0 | 0 |  | 1 | TRUE | wye
83 | LV_68-4_0_6_load_222 | 110 | 0.0011119 | 0.00027867 | 0 | 0 |  | 1 | TRUE | wye
84 | LV_68-4_0_6_load_221 | 111 | 0.0021054 | 0.00052766 | 0 | 0 |  | 1 | TRUE | wye
85 | LV_68-4_0_6_load_223 | 112 | 0.0011128 | 0.00027889 | 0 | 0 |  | 1 | TRUE | wye
86 | LV_68-4_0_6_load_84 | 113 | 0.00060527 | 0.0001517 | 0 | 0 |  | 1 | TRUE | wye
87 | LV_68-4_0_6_load_85 | 114 | 0.00067168 | 0.00016834 | 0 | 0 |  | 1 | TRUE | wye
88 | LV_68-4_0_6_load_86 | 115 | 0.0034115 | 0.000855 | 0 | 0 |  | 1 | TRUE | wye
89 | LV_68-4_0_6_load_87 | 118 | 0.00651 | 0.0016315 | 0 | 0 |  | 1 | TRUE | wye
90 | LV_68-4_0_6_load_91 | 121 | 0.0080789 | 0.0020248 | 0 | 0 |  | 1 | TRUE | wye
91 | LV_68-4_0_6_load_94 | 122 | 0.0011215 | 0.00028108 | 0 | 0 |  | 1 | TRUE | wye
92 | LV_68-4_0_6_load_218 | 123 | 0.011288 | 0.002829 | 0 | 0 |  | 1 | TRUE | wye
93 | LV_68-4_0_6_load_93 | 124 | 0.0021733 | 0.00054467 | 0 | 0 |  | 1 | TRUE | wye
94 | LV_68-4_0_6_load_219 | 126 | 0.0010996 | 0.0002756 | 0 | 0 |  | 1 | TRUE | wye
95 | LV_68-4_0_6_load_212 | 129 | 0.0010859 | 0.00027216 | 0 | 0 |  | 1 | TRUE | wye
96 | LV_68-4_0_6_load_113 | 130 | 0.0015405 | 0.00038609 | 0 | 0 |  | 1 | TRUE | wye
97 | LV_68-4_0_6_load_101 | 131 | 0.0029949 | 0.0007506 | 0 | 0 |  | 1 | TRUE | wye
98 | LV_68-4_0_6_load_102 | 132 | 0.00095924 | 0.00024041 | 0 | 0 |  | 1 | TRUE | wye
99 | LV_68-4_0_6_load_104 | 133 | 0.0022045 | 0.00055251 | 0 | 0 |  | 1 | TRUE | wye
100 | LV_68-4_0_6_load_107 | 135 | 0.0029646 | 0.000743 | 0 | 0 |  | 1 | TRUE | wye
101 | LV_68-4_0_6_load_120 | 136 | 0.0039776 | 0.00099688 | 0 | 0 |  | 1 | TRUE | wye
102 | LV_68-4_0_6_load_243 | 138 | 0.0013249 | 0.00033206 | 0 | 0 |  | 1 | TRUE | wye
103 | LV_68-4_0_6_load_119 | 139 | 0.0011766 | 0.00029488 | 0 | 0 |  | 1 | TRUE | wye
104 | LV_68-4_0_6_load_177 | 140 | 0.004097 | 0.0010268 | 0 | 0 |  | 1 | TRUE | wye
105 | LV_68-4_0_6_load_190 | 141 | 0.0016633 | 0.00041685 | 0 | 0 |  | 1 | TRUE | wye
106 | LV_68-4_0_6_load_217 | 142 | 0.0011172 | 0.00028 | 0 | 0 |  | 1 | TRUE | wye
107 | LV_68-4_0_6_load_116 | 143 | 0.00050113 | 0.00012559 | 0 | 0 |  | 1 | TRUE | wye
108 | LV_68-4_0_6_load_108 | 144 | 0.0089536 | 0.002244 | 0 | 0 |  | 1 | TRUE | wye
109 | LV_68-4_0_6_load_109 | 145 | 0.001542 | 0.00038647 | 0 | 0 |  | 1 | TRUE | wye
110 | LV_68-4_0_6_load_110 | 146 | 0.0014909 | 0.00037367 | 0 | 0 |  | 1 | TRUE | wye
111 | LV_68-4_0_6_load_111 | 147 | 0.0021803 | 0.00054642 | 0 | 0 |  | 1 | TRUE | wye
112 | LV_68-4_0_6_load_112 | 148 | 0.0013147 | 0.00032949 | 0 | 0 |  | 1 | TRUE | wye
113 | LV_68-4_0_6_load_122 | 149 | 0.0026701 | 0.00066918 | 0 | 0 |  | 1 | TRUE | wye
114 | LV_68-4_0_6_load_139 | 150 | 0.0013289 | 0.00033304 | 0 | 0 |  | 1 | TRUE | wye
115 | LV_68-4_0_6_load_121 | 151 | 0.0011687 | 0.00029291 | 0 | 0 |  | 1 | TRUE | wye
116 | LV_68-4_0_6_load_137 | 152 | 0.0013088 | 0.00032801 | 0 | 0 |  | 1 | TRUE | wye
117 | LV_68-4_0_6_load_132 | 153 | 0.012853 | 0.0032212 | 0 | 0 |  | 1 | TRUE | wye
118 | LV_68-4_0_6_load_134 | 154 | 0.029679 | 0.0074383 | 0 | 0 |  | 1 | TRUE | wye
119 | LV_68-4_0_6_load_133 | 155 | 0.012856 | 0.003222 | 0 | 0 |  | 1 | TRUE | wye
120 | LV_68-4_0_6_load_126 | 157 | 0.0035099 | 0.00087967 | 0 | 0 |  | 1 | TRUE | wye
121 | LV_68-4_0_6_load_127 | 158 | 0.0073473 | 0.0018414 | 0 | 0 |  | 1 | TRUE | wye
122 | LV_68-4_0_6_load_128 | 159 | 0.0022978 | 0.00057589 | 0 | 0 |  | 1 | TRUE | wye
123 | LV_68-4_0_6_load_129 | 160 | 0.0060693 | 0.0015211 | 0 | 0 |  | 1 | TRUE | wye
124 | LV_68-4_0_6_load_130 | 161 | 0.005114 | 0.0012817 | 0 | 0 |  | 1 | TRUE | wye
125 | LV_68-4_0_6_load_131 | 162 | 0.0028417 | 0.00071219 | 0 | 0 |  | 1 | TRUE | wye
126 | LV_68-4_0_6_load_244 | 163 | 0.001283 | 0.00032156 | 0 | 0 |  | 1 | TRUE | wye
127 | LV_68-4_0_6_load_245 | 165 | 0.0022005 | 0.0005515 | 0 | 0 |  | 1 | TRUE | wye
128 | LV_68-4_0_6_load_138 | 167 | 0.0012732 | 0.00031909 | 0 | 0 |  | 1 | TRUE | wye
129 | LV_68-4_0_6_load_248 | 169 | 0.0091961 | 0.0023048 | 0 | 0 |  | 1 | TRUE | wye
130 | LV_68-4_0_6_load_156 | 170 | 0.0039001 | 0.00097745 | 0 | 0 |  | 1 | TRUE | wye
131 | LV_68-4_0_6_load_136 | 171 | 0.020657 | 0.0051772 | 0 | 0 |  | 1 | TRUE | wye
132 | LV_68-4_0_6_load_206 | 172 | 0.0011196 | 0.00028059 | 0 | 0 |  | 1 | TRUE | wye
133 | LV_68-4_0_6_load_141 | 173 | 0.0064339 | 0.0016125 | 0 | 0 |  | 1 | TRUE | wye
134 | LV_68-4_0_6_load_142 | 175 | 0.00073886 | 0.00018518 | 0 | 0 |  | 1 | TRUE | wye
135 | LV_68-4_0_6_load_144 | 176 | 0.0063603 | 0.001594 | 0 | 0 |  | 1 | TRUE | wye
136 | LV_68-4_0_6_load_145 | 177 | 0.0029205 | 0.00073195 | 0 | 0 |  | 1 | TRUE | wye
137 | LV_68-4_0_6_load_146 | 178 | 0.0019833 | 0.00049706 | 0 | 0 |  | 1 | TRUE | wye
138 | LV_68-4_0_6_load_147 | 179 | 0.00083457 | 0.00020916 | 0 | 0 |  | 1 | TRUE | wye
139 | LV_68-4_0_6_load_153 | 180 | 0.00081695 | 0.00020475 | 0 | 0 |  | 1 | TRUE | wye
140 | LV_68-4_0_6_load_148 | 181 | 0.001366 | 0.00034235 | 0 | 0 |  | 1 | TRUE | wye
141 | LV_68-4_0_6_load_151 | 182 | 0.005792 | 0.0014516 | 0 | 0 |  | 1 | TRUE | wye
142 | LV_68-4_0_6_load_186 | 183 | 0.0012734 | 0.00031914 | 0 | 0 |  | 1 | TRUE | wye
143 | LV_68-4_0_6_load_184 | 184 | 0.0040484 | 0.0010146 | 0 | 0 |  | 1 | TRUE | wye
144 | LV_68-4_0_6_load_149 | 185 | 0.0012588 | 0.00031549 | 0 | 0 |  | 1 | TRUE | wye
145 | LV_68-4_0_6_load_150 | 186 | 0.00075631 | 0.00018955 | 0 | 0 |  | 1 | TRUE | wye
146 | LV_68-4_0_6_load_152 | 187 | 0.0024346 | 0.00061018 | 0 | 0 |  | 1 | TRUE | wye
147 | LV_68-4_0_6_load_155 | 188 | 0.0075667 | 0.0018964 | 0 | 0 |  | 1 | TRUE | wye
148 | LV_68-4_0_6_load_157 | 189 | 0.0023417 | 0.00058689 | 0 | 0 |  | 1 | TRUE | wye
149 | LV_68-4_0_6_load_158 | 190 | 0.0018254 | 0.00045748 | 0 | 0 |  | 1 | TRUE | wye
150 | LV_68-4_0_6_load_160 | 192 | 0.003586 | 0.00089874 | 0 | 0 |  | 1 | TRUE | wye
151 | LV_68-4_0_6_load_196 | 194 | 0.0016807 | 0.00042123 | 0 | 0 |  | 1 | TRUE | wye
152 | LV_68-4_0_6_load_251 | 195 | 0.014809 | 0.0037114 | 0 | 0 |  | 1 | TRUE | wye
153 | LV_68-4_0_6_load_195 | 196 | 0.004683 | 0.0011737 | 0 | 0 |  | 1 | TRUE | wye
154 | LV_68-4_0_6_load_162 | 197 | 0.0042741 | 0.0010712 | 0 | 0 |  | 1 | TRUE | wye
155 | LV_68-4_0_6_load_164 | 199 | 0.0077918 | 0.0019528 | 0 | 0 |  | 1 | TRUE | wye
156 | LV_68-4_0_6_load_166 | 201 | 0.0057125 | 0.0014317 | 0 | 0 |  | 1 | TRUE | wye
157 | LV_68-4_0_6_load_174 | 202 | 0.0022934 | 0.00057477 | 0 | 0 |  | 1 | TRUE | wye
158 | LV_68-4_0_6_load_171 | 203 | 0.0018108 | 0.00045384 | 0 | 0 |  | 1 | TRUE | wye
159 | LV_68-4_0_6_load_168 | 204 | 0.0031531 | 0.00079024 | 0 | 0 |  | 1 | TRUE | wye
160 | LV_68-4_0_6_load_204 | 205 | 0.0031977 | 0.00080142 | 0 | 0 |  | 1 | TRUE | wye
161 | LV_68-4_0_6_load_172 | 206 | 0.0029992 | 0.00075166 | 0 | 0 |  | 1 | TRUE | wye
162 | LV_68-4_0_6_load_167 | 207 | 0.0034188 | 0.00085682 | 0 | 0 |  | 1 | TRUE | wye
163 | LV_68-4_0_6_load_169 | 208 | 0.0067954 | 0.0017031 | 0 | 0 |  | 1 | TRUE | wye
164 | LV_68-4_0_6_load_178 | 212 | 0.0042482 | 0.0010647 | 0 | 0 |  | 1 | TRUE | wye
165 | LV_68-4_0_6_load_203 | 213 | 0.0021297 | 0.00053375 | 0 | 0 |  | 1 | TRUE | wye
166 | LV_68-4_0_6_load_175 | 214 | 0.0019827 | 0.00049691 | 0 | 0 |  | 1 | TRUE | wye
167 | LV_68-4_0_6_load_176 | 215 | 0.00094285 | 0.0002363 | 0 | 0 |  | 1 | TRUE | wye
168 | LV_68-4_0_6_load_180 | 216 | 0.00253 | 0.00063407 | 0 | 0 |  | 1 | TRUE | wye
169 | LV_68-4_0_6_load_197 | 218 | 0.0036686 | 0.00091944 | 0 | 0 |  | 1 | TRUE | wye
170 | LV_68-4_0_6_load_182 | 219 | 0.003654 | 0.00091578 | 0 | 0 |  | 1 | TRUE | wye
171 | LV_68-4_0_6_load_188 | 220 | 0.0019725 | 0.00049435 | 0 | 0 |  | 1 | TRUE | wye
172 | LV_68-4_0_6_load_194 | 221 | 0.0038955 | 0.0009763 | 0 | 0 |  | 1 | TRUE | wye
173 | LV_68-4_0_6_load_191 | 222 | 0.0016694 | 0.00041839 | 0 | 0 |  | 1 | TRUE | wye
174 | LV_68-4_0_6_load_198 | 223 | 0.002908 | 0.00072882 | 0 | 0 |  | 1 | TRUE | wye
175 | LV_68-4_0_6_load_187 | 224 | 0.0020105 | 0.00050387 | 0 | 0 |  | 1 | TRUE | wye
176 | LV_68-4_0_6_load_183 | 225 | 0.001691 | 0.00042381 | 0 | 0 |  | 1 | TRUE | wye
177 | LV_68-4_0_6_load_185 | 226 | 0.00155 | 0.00038847 | 0 | 0 |  | 1 | TRUE | wye
178 | LV_68-4_0_6_load_189 | 227 | 0.0044514 | 0.0011156 | 0 | 0 |  | 1 | TRUE | wye
179 | LV_68-4_0_6_load_199 | 228 | 0.0026092 | 0.00065393 | 0 | 0 |  | 1 | TRUE | wye
180 | LV_68-4_0_6_load_201 | 229 | 0.0029184 | 0.00073142 | 0 | 0 |  | 1 | TRUE | wye
181 | LV_68-4_0_6_load_200 | 230 | 0.0012611 | 0.00031607 | 0 | 0 |  | 1 | TRUE | wye
182 | LV_68-4_0_6_load_205 | 231 | 0.0055093 | 0.0013808 | 0 | 0 |  | 1 | TRUE | wye
183 | LV_68-4_0_6_load_209 | 232 | 0.0011059 | 0.00027716 | 0 | 0 |  | 1 | TRUE | wye
184 | LV_68-4_0_6_load_211 | 233 | 0.0017124 | 0.00042917 | 0 | 0 |  | 1 | TRUE | wye
185 | LV_68-4_0_6_load_225 | 234 | 0.0011486 | 0.00028786 | 0 | 0 |  | 1 | TRUE | wye
186 | LV_68-4_0_6_load_228 | 235 | 0.0011577 | 0.00029015 | 0 | 0 |  | 1 | TRUE | wye
187 | LV_68-4_0_6_load_214 | 236 | 0.00087004 | 0.00021805 | 0 | 0 |  | 1 | TRUE | wye
188 | LV_68-4_0_6_load_215 | 237 | 0.0023625 | 0.00059211 | 0 | 0 |  | 1 | TRUE | wye
189 | LV_68-4_0_6_load_216 | 238 | 0.011084 | 0.0027779 | 0 | 0 |  | 1 | TRUE | wye
190 | LV_68-4_0_6_load_233 | 239 | 0.0012924 | 0.0003239 | 0 | 0 |  | 1 | TRUE | wye
191 | LV_68-4_0_6_load_234 | 240 | 0.00075966 | 0.00019039 | 0 | 0 |  | 1 | TRUE | wye
192 | LV_68-4_0_6_load_235 | 241 | 0.0012166 | 0.0003049 | 0 | 0 |  | 1 | TRUE | wye
193 | LV_68-4_0_6_load_236 | 242 | 0.0012173 | 0.00030509 | 0 | 0 |  | 1 | TRUE | wye
194 | LV_68-4_0_6_load_237 | 243 | 0.0012171 | 0.00030503 | 0 | 0 |  | 1 | TRUE | wye
195 | LV_68-4_0_6_load_246 | 244 | 0.007312 | 0.0018326 | 0 | 0 |  | 1 | TRUE | wye
196 | LV_68-4_0_6_load_249 | 245 | 0.022816 | 0.0057182 | 0 | 0 |  | 1 | TRUE | wye

## ext_grid
| name | bus | vm_pu | va_degree | slack_weight | in_service
0 |  | 133 | 1 | 0 | 1 | TRUE

## line
| name | std_type | from_bus | to_bus | length_km | r_ohm_per_km | x_ohm_per_km | c_nf_per_km | g_us_per_km | max_i_ka | df | parallel | type | in_service
0 | LV_68-4_0_6_line_0 |  | 0 | 1 | 0.014476 | 0.125 | 0.08 | 261 | 0 | 0.364 | 1 | 1 | cs | TRUE
1 | LV_68-4_0_6_line_1 |  | 0 | 2 | 0.026289 | 0.125 | 0.08 | 261 | 0 | 0.364 | 1 | 1 | cs | TRUE
2 | LV_68-4_0_6_line_2 |  | 1 | 3 | 0.0014182 | 0.125 | 0.08 | 261 | 0 | 0.364 | 1 | 1 | cs | TRUE
3 | LV_68-4_0_6_line_3 |  | 2 | 4 | 0.0065045 | 0.125 | 0.08 | 261 | 0 | 0.364 | 1 | 1 | cs | TRUE
4 | LV_68-4_0_6_line_4 |  | 3 | 5 | 0.018451 | 0.125 | 0.08 | 261 | 0 | 0.364 | 1 | 1 | cs | TRUE
5 | LV_68-4_0_6_line_5 |  | 4 | 6 | 0.0062419 | 0.125 | 0.08 | 261 | 0 | 0.364 | 1 | 1 | cs | TRUE
6 | LV_68-4_0_6_line_6 |  | 5 | 7 | 0.030786 | 0.125 | 0.08 | 261 | 0 | 0.364 | 1 | 1 | cs | TRUE
7 | LV_68-4_0_6_line_7 |  | 5 | 8 | 0.020095 | 0.125 | 0.08 | 261 | 0 | 0.364 | 1 | 1 | cs | TRUE
8 | LV_68-4_0_6_line_8 |  | 6 | 9 | 0.0062777 | 0.125 | 0.08 | 261 | 0 | 0.364 | 1 | 1 | cs | TRUE
9 | LV_68-4_0_6_line_9 |  | 7 | 11 | 0.015377 | 0.125 | 0.08 | 261 | 0 | 0.364 | 1 | 1 | cs | TRUE
10 | LV_68-4_0_6_line_10 |  | 8 | 15 | 0.0065401 | 0.125 | 0.08 | 261 | 0 | 0.364 | 1 | 1 | cs | TRUE
11 | LV_68-4_0_6_line_11 |  | 9 | 239 | 0.0078832 | 0.125 | 0.08 | 261 | 0 | 0.364 | 1 | 1 | cs | TRUE
12 | LV_68-4_0_6_line_12 |  | 10 | 11 | 4.2197e-05 | 0.125 | 0.08 | 261 | 0 | 0.364 | 1 | 1 | cs | TRUE
13 | LV_68-4_0_6_line_13 |  | 10 | 12 | 0.037759 | 0.125 | 0.08 | 261 | 0 | 0.364 | 1 | 1 | cs | TRUE
14 | LV_68-4_0_6_line_14 |  | 12 | 13 | 0.047207 | 0.125 | 0.08 | 261 | 0 | 0.364 | 1 | 1 | cs | TRUE
15 | LV_68-4_0_6_line_15 |  | 13 | 17 | 0.006591 | 0.125 | 0.08 | 261 | 0 | 0.364 | 1 | 1 | cs | TRUE
16 | LV_68-4_0_6_line_16 |  | 14 | 15 | 0.02312 | 0.125 | 0.08 | 261 | 0 | 0.364 | 1 | 1 | cs | TRUE
17 | LV_68-4_0_6_line_17 |  | 14 | 16 | 0.015894 | 0.125 | 0.08 | 261 | 0 | 0.364 | 1 | 1 | cs | TRUE
18 | LV_68-4_0_6_line_18 |  | 16 | 26 | 0.024367 | 0.125 | 0.08 | 261 | 0 | 0.364 | 1 | 1 | cs | TRUE
19 | LV_68-4_0_6_line_19 |  | 17 | 27 | 0.03855 | 0.125 | 0.08 | 261 | 0 | 0.364 | 1 | 1 | cs | TRUE
20 | LV_68-4_0_6_line_20 |  | 18 | 19 | 0.020121 | 0.125 | 0.08 | 261 | 0 | 0.364 | 1 | 5 | cs | TRUE
21 | LV_68-4_0_6_line_21 |  | 18 | 20 | 0.023505 | 0.125 | 0.08 | 261 | 0 | 0.364 | 1 | 5 | cs | TRUE
22 | LV_68-4_0_6_line_22 |  | 18 | 21 | 0.013491 | 0.125 | 0.08 | 261 | 0 | 0.364 | 1 | 1 | cs | TRUE
23 | LV_68-4_0_6_line_23 |  | 19 | 35 | 0.016448 | 0.125 | 0.08 | 261 | 0 | 0.364 | 1 | 5 | cs | TRUE
24 | LV_68-4_0_6_line_24 |  | 19 | 36 | 0.033836 | 0.125 | 0.08 | 261 | 0 | 0.364 | 1 | 1 | cs | TRUE
25 | LV_68-4_0_6_line_25 |  | 20 | 22 | 0.016897 | 0.125 | 0.08 | 261 | 0 | 0.364 | 1 | 5 | cs | TRUE
26 | LV_68-4_0_6_line_26 |  | 20 | 23 | 0.0029297 | 0.125 | 0.08 | 261 | 0 | 0.364 | 1 | 1 | cs | TRUE
27 | LV_68-4_0_6_line_27 |  | 21 | 28 | 0.033044 | 0.125 | 0.08 | 261 | 0 | 0.364 | 1 | 1 | cs | TRUE
28 | LV_68-4_0_6_line_28 |  | 22 | 37 | 0.040211 | 0.125 | 0.08 | 261 | 0 | 0.364 | 1 | 1 | cs | TRUE
29 | LV_68-4_0_6_line_29 |  | 22 | 38 | 0.019881 | 0.125 | 0.08 | 261 | 0 | 0.364 | 1 | 5 | cs | TRUE
30 | LV_68-4_0_6_line_30 |  | 22 | 24 | 0.004965 | 0.125 | 0.08 | 261 | 0 | 0.364 | 1 | 1 | cs | TRUE
31 | LV_68-4_0_6_line_31 |  | 23 | 26 | 0.030983 | 0.125 | 0.08 | 261 | 0 | 0.364 | 1 | 1 | cs | TRUE
32 | LV_68-4_0_6_line_32 |  | 24 | 25 | 0.010371 | 0.125 | 0.08 | 261 | 0 | 0.364 | 1 | 1 | cs | TRUE
33 | LV_68-4_0_6_line_33 |  | 29 | 30 | 0.036731 | 0.125 | 0.08 | 261 | 0 | 0.364 | 1 | 1 | cs | TRUE
34 | LV_68-4_0_6_line_34 |  | 29 | 31 | 0.017889 | 0.125 | 0.08 | 261 | 0 | 0.364 | 1 | 1 | cs | TRUE
35 | LV_68-4_0_6_line_35 |  | 30 | 32 | 0.010621 | 0.125 | 0.08 | 261 | 0 | 0.364 | 1 | 1 | cs | TRUE
36 | LV_68-4_0_6_line_36 |  | 32 | 33 | 0.019621 | 0.125 | 0.08 | 261 | 0 | 0.364 | 1 | 1 | cs | TRUE
37 | LV_68-4_0_6_line_37 |  | 33 | 34 | 0.017311 | 0.125 | 0.08 | 261 | 0 | 0.364 | 1 | 1 | cs | TRUE
38 | LV_68-4_0_6_line_38 |  | 34 | 235 | 0.017772 | 0.125 | 0.08 | 261 | 0 | 0.364 | 1 | 1 | cs | TRUE
39 | LV_68-4_0_6_line_39 |  | 35 | 39 | 0.019261 | 0.125 | 0.08 | 261 | 0 | 0.364 | 1 | 5 | cs | TRUE
40 | LV_68-4_0_6_line_40 |  | 35 | 40 | 0.012304 | 0.125 | 0.08 | 261 | 0 | 0.364 | 1 | 1 | cs | TRUE
41 | LV_68-4_0_6_line_41 |  | 36 | 41 | 0.015053 | 0.125 | 0.08 | 261 | 0 | 0.364 | 1 | 1 | cs | TRUE
42 | LV_68-4_0_6_line_42 |  | 37 | 42 | 0.017549 | 0.125 | 0.08 | 261 | 0 | 0.364 | 1 | 1 | cs | TRUE
43 | LV_68-4_0_6_line_43 |  | 38 | 43 | 0.011415 | 0.125 | 0.08 | 261 | 0 | 0.364 | 1 | 5 | cs | TRUE
44 | LV_68-4_0_6_line_44 |  | 39 | 46 | 0.010883 | 0.125 | 0.08 | 261 | 0 | 0.364 | 1 | 5 | cs | TRUE
45 | LV_68-4_0_6_line_45 |  | 39 | 47 | 0.010966 | 0.125 | 0.08 | 261 | 0 | 0.364 | 1 | 1 | cs | TRUE
46 | LV_68-4_0_6_line_46 |  | 40 | 44 | 0.024369 | 0.125 | 0.08 | 261 | 0 | 0.364 | 1 | 1 | cs | TRUE
47 | LV_68-4_0_6_line_47 |  | 41 | 95 | 0.0033184 | 0.125 | 0.08 | 261 | 0 | 0.364 | 1 | 1 | cs | TRUE
48 | LV_68-4_0_6_line_48 |  | 42 | 51 | 0.024482 | 0.125 | 0.08 | 261 | 0 | 0.364 | 1 | 1 | cs | TRUE
49 | LV_68-4_0_6_line_49 |  | 43 | 112 | 0.00042137 | 0.125 | 0.08 | 261 | 0 | 0.364 | 1 | 5 | cs | TRUE
50 | LV_68-4_0_6_line_50 |  | 44 | 45 | 0.0053247 | 0.125 | 0.08 | 261 | 0 | 0.364 | 1 | 1 | cs | TRUE
51 | LV_68-4_0_6_line_51 |  | 46 | 48 | 0.019547 | 0.125 | 0.08 | 261 | 0 | 0.364 | 1 | 5 | cs | TRUE
52 | LV_68-4_0_6_line_52 |  | 47 | 49 | 0.0083683 | 0.125 | 0.08 | 261 | 0 | 0.364 | 1 | 1 | cs | TRUE
53 | LV_68-4_0_6_line_53 |  | 48 | 97 | 0.031141 | 0.125 | 0.08 | 261 | 0 | 0.364 | 1 | 5 | cs | TRUE
54 | LV_68-4_0_6_line_54 |  | 49 | 235 | 0.0021685 | 0.125 | 0.08 | 261 | 0 | 0.364 | 1 | 1 | cs | TRUE
55 | LV_68-4_0_6_line_55 |  | 50 | 51 | 0.0037337 | 0.125 | 0.08 | 261 | 0 | 0.364 | 1 | 1 | cs | TRUE
56 | LV_68-4_0_6_line_56 |  | 52 | 53 | 0.011558 | 0.125 | 0.08 | 261 | 0 | 0.364 | 1 | 1 | cs | TRUE
57 | LV_68-4_0_6_line_57 |  | 52 | 54 | 0.029601 | 0.125 | 0.08 | 261 | 0 | 0.364 | 1 | 1 | cs | TRUE
58 | LV_68-4_0_6_line_58 |  | 53 | 55 | 0.021882 | 0.125 | 0.08 | 261 | 0 | 0.364 | 1 | 1 | cs | TRUE
59 | LV_68-4_0_6_line_59 |  | 54 | 56 | 5.345e-05 | 0.125 | 0.08 | 261 | 0 | 0.364 | 1 | 1 | cs | TRUE
60 | LV_68-4_0_6_line_60 |  | 55 | 57 | 0.0012061 | 0.125 | 0.08 | 261 | 0 | 0.364 | 1 | 1 | cs | TRUE
61 | LV_68-4_0_6_line_61 |  | 56 | 58 | 0.00054324 | 0.125 | 0.08 | 261 | 0 | 0.364 | 1 | 1 | cs | TRUE
62 | LV_68-4_0_6_line_62 |  | 57 | 68 | 0.016619 | 0.125 | 0.08 | 261 | 0 | 0.364 | 1 | 1 | cs | TRUE
63 | LV_68-4_0_6_line_63 |  | 58 | 59 | 0.017083 | 0.125 | 0.08 | 261 | 0 | 0.364 | 1 | 1 | cs | TRUE
64 | LV_68-4_0_6_line_64 |  | 59 | 60 | 0.014516 | 0.125 | 0.08 | 261 | 0 | 0.364 | 1 | 1 | cs | TRUE
65 | LV_68-4_0_6_line_65 |  | 60 | 61 | 0.027334 | 0.125 | 0.08 | 261 | 0 | 0.364 | 1 | 1 | cs | TRUE
66 | LV_68-4_0_6_line_66 |  | 61 | 64 | 0.005036 | 0.125 | 0.08 | 261 | 0 | 0.364 | 1 | 1 | cs | TRUE
67 | LV_68-4_0_6_line_67 |  | 61 | 65 | 0.014745 | 0.125 | 0.08 | 261 | 0 | 0.364 | 1 | 1 | cs | TRUE
68 | LV_68-4_0_6_line_68 |  | 61 | 66 | 0.029511 | 0.125 | 0.08 | 261 | 0 | 0.364 | 1 | 1 | cs | TRUE
69 | LV_68-4_0_6_line_69 |  | 62 | 63 | 0.00076072 | 0.125 | 0.08 | 261 | 0 | 0.364 | 1 | 1 | cs | TRUE
70 | LV_68-4_0_6_line_70 |  | 63 | 67 | 0.00070854 | 0.125 | 0.08 | 261 | 0 | 0.364 | 1 | 1 | cs | TRUE
71 | LV_68-4_0_6_line_71 |  | 64 | 80 | 0.007658 | 0.125 | 0.08 | 261 | 0 | 0.364 | 1 | 1 | cs | TRUE
72 | LV_68-4_0_6_line_72 |  | 66 | 70 | 0.020648 | 0.125 | 0.08 | 261 | 0 | 0.364 | 1 | 1 | cs | TRUE
73 | LV_68-4_0_6_line_73 |  | 67 | 94 | 0.00075062 | 0.125 | 0.08 | 261 | 0 | 0.364 | 1 | 1 | cs | TRUE
74 | LV_68-4_0_6_line_74 |  | 68 | 69 | 0.025044 | 0.125 | 0.08 | 261 | 0 | 0.364 | 1 | 1 | cs | TRUE
75 | LV_68-4_0_6_line_75 |  | 69 | 232 | 0.00067871 | 0.125 | 0.08 | 261 | 0 | 0.364 | 1 | 1 | cs | TRUE
76 | LV_68-4_0_6_line_76 |  | 70 | 71 | 0.018136 | 0.125 | 0.08 | 261 | 0 | 0.364 | 1 | 1 | cs | TRUE
77 | LV_68-4_0_6_line_77 |  | 70 | 72 | 0.017713 | 0.125 | 0.08 | 261 | 0 | 0.364 | 1 | 1 | cs | TRUE
78 | LV_68-4_0_6_line_78 |  | 71 | 73 | 0.0093825 | 0.125 | 0.08 | 261 | 0 | 0.364 | 1 | 1 | cs | TRUE
79 | LV_68-4_0_6_line_79 |  | 72 | 74 | 0.0068804 | 0.125 | 0.08 | 261 | 0 | 0.364 | 1 | 1 | cs | TRUE
80 | LV_68-4_0_6_line_80 |  | 73 | 82 | 0.0093536 | 0.125 | 0.08 | 261 | 0 | 0.364 | 1 | 1 | cs | TRUE
81 | LV_68-4_0_6_line_81 |  | 74 | 81 | 0.0075822 | 0.125 | 0.08 | 261 | 0 | 0.364 | 1 | 1 | cs | TRUE
82 | LV_68-4_0_6_line_82 |  | 74 | 75 | 0.01056 | 0.125 | 0.08 | 261 | 0 | 0.364 | 1 | 1 | cs | TRUE
83 | LV_68-4_0_6_line_83 |  | 75 | 76 | 0.035157 | 0.125 | 0.08 | 261 | 0 | 0.364 | 1 | 1 | cs | TRUE
84 | LV_68-4_0_6_line_84 |  | 76 | 85 | 0.028738 | 0.125 | 0.08 | 261 | 0 | 0.364 | 1 | 1 | cs | TRUE
85 | LV_68-4_0_6_line_85 |  | 77 | 78 | 0.005287 | 0.125 | 0.08 | 261 | 0 | 0.364 | 1 | 1 | cs | TRUE
86 | LV_68-4_0_6_line_86 |  | 77 | 79 | 0.0048546 | 0.125 | 0.08 | 261 | 0 | 0.364 | 1 | 1 | cs | TRUE
87 | LV_68-4_0_6_line_87 |  | 78 | 86 | 0.040615 | 0.125 | 0.08 | 261 | 0 | 0.364 | 1 | 1 | cs | TRUE
88 | LV_68-4_0_6_line_88 |  | 78 | 87 | 0.049401 | 0.125 | 0.08 | 261 | 0 | 0.364 | 1 | 1 | cs | TRUE
89 | LV_68-4_0_6_line_89 |  | 78 | 81 | 0.0081622 | 0.125 | 0.08 | 261 | 0 | 0.364 | 1 | 1 | cs | TRUE
90 | LV_68-4_0_6_line_90 |  | 80 | 88 | 0.0064189 | 0.125 | 0.08 | 261 | 0 | 0.364 | 1 | 1 | cs | TRUE
91 | LV_68-4_0_6_line_91 |  | 82 | 93 | 0.0045406 | 0.125 | 0.08 | 261 | 0 | 0.364 | 1 | 1 | cs | TRUE
92 | LV_68-4_0_6_line_92 |  | 83 | 84 | 0.0022885 | 0.125 | 0.08 | 261 | 0 | 0.364 | 1 | 1 | cs | TRUE
93 | LV_68-4_0_6_line_93 |  | 84 | 130 | 0.00028112 | 0.125 | 0.08 | 261 | 0 | 0.364 | 1 | 1 | cs | TRUE
94 | LV_68-4_0_6_line_94 |  | 85 | 100 | 0.042765 | 0.125 | 0.08 | 261 | 0 | 0.364 | 1 | 1 | cs | TRUE
95 | LV_68-4_0_6_line_95 |  | 86 | 126 | 0.0066358 | 0.125 | 0.08 | 261 | 0 | 0.364 | 1 | 1 | cs | TRUE
96 | LV_68-4_0_6_line_96 |  | 87 | 129 | 0.0065099 | 0.125 | 0.08 | 261 | 0 | 0.364 | 1 | 1 | cs | TRUE
97 | LV_68-4_0_6_line_97 |  | 88 | 108 | 0.014259 | 0.125 | 0.08 | 261 | 0 | 0.364 | 1 | 2 | cs | TRUE
98 | LV_68-4_0_6_line_98 |  | 89 | 90 | 0.025305 | 0.125 | 0.08 | 261 | 0 | 0.364 | 1 | 1 | cs | TRUE
99 | LV_68-4_0_6_line_99 |  | 89 | 91 | 0.017686 | 0.125 | 0.08 | 261 | 0 | 0.364 | 1 | 5 | cs | TRUE
100 | LV_68-4_0_6_line_100 |  | 89 | 92 | 0.005005 | 0.125 | 0.08 | 261 | 0 | 0.364 | 1 | 5 | cs | TRUE
101 | LV_68-4_0_6_line_101 |  | 90 | 109 | 0.0092807 | 0.125 | 0.08 | 261 | 0 | 0.364 | 1 | 1 | cs | TRUE
102 | LV_68-4_0_6_line_102 |  | 91 | 110 | 0.00026841 | 0.125 | 0.08 | 261 | 0 | 0.364 | 1 | 5 | cs | TRUE
103 | LV_68-4_0_6_line_103 |  | 92 | 107 | 0.0026141 | 0.125 | 0.08 | 261 | 0 | 0.364 | 1 | 5 | cs | TRUE
104 | LV_68-4_0_6_line_104 |  | 92 | 106 | 0.02328 | 0.125 | 0.08 | 261 | 0 | 0.364 | 1 | 1 | cs | TRUE
105 | LV_68-4_0_6_line_105 |  | 93 | 94 | 0.010867 | 0.125 | 0.08 | 261 | 0 | 0.364 | 1 | 1 | cs | TRUE
106 | LV_68-4_0_6_line_106 |  | 95 | 96 | 0.011366 | 0.125 | 0.08 | 261 | 0 | 0.364 | 1 | 1 | cs | TRUE
107 | LV_68-4_0_6_line_107 |  | 97 | 98 | 0.027804 | 0.125 | 0.08 | 261 | 0 | 0.364 | 1 | 1 | cs | TRUE
108 | LV_68-4_0_6_line_108 |  | 97 | 99 | 0.018723 | 0.125 | 0.08 | 261 | 0 | 0.364 | 1 | 5 | cs | TRUE
109 | LV_68-4_0_6_line_109 |  | 99 | 101 | 0.028761 | 0.125 | 0.08 | 261 | 0 | 0.364 | 1 | 5 | cs | TRUE
110 | LV_68-4_0_6_line_110 |  | 101 | 105 | 0.0019611 | 0.125 | 0.08 | 261 | 0 | 0.364 | 1 | 5 | cs | TRUE
111 | LV_68-4_0_6_line_111 |  | 102 | 103 | 0.015268 | 0.125 | 0.08 | 261 | 0 | 0.364 | 1 | 1 | cs | TRUE
112 | LV_68-4_0_6_line_112 |  | 102 | 104 | 0.024696 | 0.125 | 0.08 | 261 | 0 | 0.364 | 1 | 1 | cs | TRUE
113 | LV_68-4_0_6_line_113 |  | 103 | 153 | 0.041609 | 0.125 | 0.08 | 261 | 0 | 0.364 | 1 | 1 | cs | TRUE
114 | LV_68-4_0_6_line_114 |  | 104 | 154 | 0.019043 | 0.125 | 0.08 | 261 | 0 | 0.364 | 1 | 1 | cs | TRUE
115 | LV_68-4_0_6_line_115 |  | 105 | 143 | 0.033064 | 0.125 | 0.08 | 261 | 0 | 0.364 | 1 | 5 | cs | TRUE
116 | LV_68-4_0_6_line_116 |  | 107 | 108 | 0.0054057 | 0.125 | 0.08 | 261 | 0 | 0.364 | 1 | 4 | cs | TRUE
117 | LV_68-4_0_6_line_117 |  | 109 | 111 | 0.016914 | 0.125 | 0.08 | 261 | 0 | 0.364 | 1 | 1 | cs | TRUE
118 | LV_68-4_0_6_line_118 |  | 110 | 112 | 0.024662 | 0.125 | 0.08 | 261 | 0 | 0.364 | 1 | 5 | cs | TRUE
119 | LV_68-4_0_6_line_119 |  | 113 | 114 | 0.076527 | 0.125 | 0.08 | 261 | 0 | 0.364 | 1 | 1 | cs | TRUE
120 | LV_68-4_0_6_line_120 |  | 114 | 115 | 0.025319 | 0.125 | 0.08 | 261 | 0 | 0.364 | 1 | 1 | cs | TRUE
121 | LV_68-4_0_6_line_121 |  | 115 | 116 | 0.036053 | 0.125 | 0.08 | 261 | 0 | 0.364 | 1 | 1 | cs | TRUE
122 | LV_68-4_0_6_line_122 |  | 116 | 117 | 0.013957 | 0.125 | 0.08 | 261 | 0 | 0.364 | 1 | 1 | cs | TRUE
123 | LV_68-4_0_6_line_123 |  | 117 | 123 | 0.016277 | 0.125 | 0.08 | 261 | 0 | 0.364 | 1 | 1 | cs | TRUE
124 | LV_68-4_0_6_line_124 |  | 117 | 119 | 0.005269 | 0.125 | 0.08 | 261 | 0 | 0.364 | 1 | 1 | cs | TRUE
125 | LV_68-4_0_6_line_125 |  | 118 | 119 | 0.022301 | 0.125 | 0.08 | 261 | 0 | 0.364 | 1 | 1 | cs | TRUE
126 | LV_68-4_0_6_line_126 |  | 118 | 120 | 0.067889 | 0.125 | 0.08 | 261 | 0 | 0.364 | 1 | 1 | cs | TRUE
127 | LV_68-4_0_6_line_127 |  | 119 | 121 | 0.024509 | 0.125 | 0.08 | 261 | 0 | 0.364 | 1 | 1 | cs | TRUE
128 | LV_68-4_0_6_line_128 |  | 120 | 122 | 0.048007 | 0.125 | 0.08 | 261 | 0 | 0.364 | 1 | 1 | cs | TRUE
129 | LV_68-4_0_6_line_129 |  | 123 | 126 | 0.025994 | 0.125 | 0.08 | 261 | 0 | 0.364 | 1 | 1 | cs | TRUE
130 | LV_68-4_0_6_line_130 |  | 124 | 125 | 0.016341 | 0.125 | 0.08 | 261 | 0 | 0.364 | 1 | 1 | cs | TRUE
131 | LV_68-4_0_6_line_131 |  | 125 | 127 | 0.037925 | 0.125 | 0.08 | 261 | 0 | 0.364 | 1 | 5 | cs | TRUE
132 | LV_68-4_0_6_line_132 |  | 125 | 128 | 0.008876 | 0.125 | 0.08 | 261 | 0 | 0.364 | 1 | 5 | cs | TRUE
133 | LV_68-4_0_6_line_133 |  | 127 | 143 | 0.031628 | 0.125 | 0.08 | 261 | 0 | 0.364 | 1 | 5 | cs | TRUE
134 | LV_68-4_0_6_line_134 |  | 127 | 130 | 0.010019 | 0.125 | 0.08 | 261 | 0 | 0.364 | 1 | 1 | cs | TRUE
135 | LV_68-4_0_6_line_135 |  | 128 | 134 | 0.034565 | 0.125 | 0.08 | 261 | 0 | 0.364 | 1 | 5 | cs | TRUE
136 | LV_68-4_0_6_line_136 |  | 128 | 131 | 0.011865 | 0.125 | 0.08 | 261 | 0 | 0.364 | 1 | 5 | cs | TRUE
137 | LV_68-4_0_6_line_137 |  | 131 | 132 | 0.021289 | 0.125 | 0.08 | 261 | 0 | 0.364 | 1 | 5 | cs | TRUE
138 | LV_68-4_0_6_line_138 |  | 132 | 133 | 0.019184 | 0.125 | 0.08 | 261 | 0 | 0.364 | 1 | 5 | cs | TRUE
139 | LV_68-4_0_6_line_139 |  | 133 | 135 | 0.0031477 | 0.125 | 0.08 | 261 | 0 | 0.364 | 1 | 1 | cs | TRUE
140 | LV_68-4_0_6_line_140 |  | 134 | 136 | 0.016207 | 0.125 | 0.08 | 261 | 0 | 0.364 | 1 | 5 | cs | TRUE
141 | LV_68-4_0_6_line_141 |  | 134 | 137 | 0.016377 | 0.125 | 0.08 | 261 | 0 | 0.364 | 1 | 1 | cs | TRUE
142 | LV_68-4_0_6_line_142 |  | 134 | 138 | 0.017035 | 0.125 | 0.08 | 261 | 0 | 0.364 | 1 | 1 | cs | TRUE
143 | LV_68-4_0_6_line_143 |  | 136 | 139 | 0.00193 | 0.125 | 0.08 | 261 | 0 | 0.364 | 1 | 5 | cs | TRUE
144 | LV_68-4_0_6_line_144 |  | 137 | 140 | 0.015457 | 0.125 | 0.08 | 261 | 0 | 0.364 | 1 | 1 | cs | TRUE
145 | LV_68-4_0_6_line_145 |  | 137 | 141 | 0.020943 | 0.125 | 0.08 | 261 | 0 | 0.364 | 1 | 1 | cs | TRUE
146 | LV_68-4_0_6_line_146 |  | 138 | 142 | 0.0022029 | 0.125 | 0.08 | 261 | 0 | 0.364 | 1 | 1 | cs | TRUE
147 | LV_68-4_0_6_line_147 |  | 139 | 151 | 0.01374 | 0.125 | 0.08 | 261 | 0 | 0.364 | 1 | 5 | cs | TRUE
148 | LV_68-4_0_6_line_148 |  | 140 | 215 | 0.0043748 | 0.125 | 0.08 | 261 | 0 | 0.364 | 1 | 1 | cs | TRUE
149 | LV_68-4_0_6_line_149 |  | 141 | 227 | 0.00034614 | 0.125 | 0.08 | 261 | 0 | 0.364 | 1 | 1 | cs | TRUE
150 | LV_68-4_0_6_line_150 |  | 142 | 237 | 0.0021499 | 0.125 | 0.08 | 261 | 0 | 0.364 | 1 | 1 | cs | TRUE
151 | LV_68-4_0_6_line_151 |  | 144 | 145 | 0.0052197 | 0.125 | 0.08 | 261 | 0 | 0.364 | 1 | 5 | cs | TRUE
152 | LV_68-4_0_6_line_152 |  | 144 | 146 | 0.0082012 | 0.125 | 0.08 | 261 | 0 | 0.364 | 1 | 5 | cs | TRUE
153 | LV_68-4_0_6_line_153 |  | 145 | 147 | 0.017433 | 0.125 | 0.08 | 261 | 0 | 0.364 | 1 | 5 | cs | TRUE
154 | LV_68-4_0_6_line_154 |  | 146 | 148 | 0.0030234 | 0.125 | 0.08 | 261 | 0 | 0.364 | 1 | 5 | cs | TRUE
155 | LV_68-4_0_6_line_155 |  | 147 | 149 | 0.014017 | 0.125 | 0.08 | 261 | 0 | 0.364 | 1 | 5 | cs | TRUE
156 | LV_68-4_0_6_line_156 |  | 148 | 150 | 0.0027766 | 0.125 | 0.08 | 261 | 0 | 0.364 | 1 | 5 | cs | TRUE
157 | LV_68-4_0_6_line_157 |  | 149 | 151 | 0.0055887 | 0.125 | 0.08 | 261 | 0 | 0.364 | 1 | 5 | cs | TRUE
158 | LV_68-4_0_6_line_158 |  | 150 | 152 | 0.012329 | 0.125 | 0.08 | 261 | 0 | 0.364 | 1 | 5 | cs | TRUE
159 | LV_68-4_0_6_line_159 |  | 152 | 167 | 0.0053067 | 0.125 | 0.08 | 261 | 0 | 0.364 | 1 | 5 | cs | TRUE
160 | LV_68-4_0_6_line_160 |  | 153 | 155 | 0.015805 | 0.125 | 0.08 | 261 | 0 | 0.364 | 1 | 1 | cs | TRUE
161 | LV_68-4_0_6_line_161 |  | 154 | 156 | 0.023936 | 0.125 | 0.08 | 261 | 0 | 0.364 | 1 | 1 | cs | TRUE
162 | LV_68-4_0_6_line_162 |  | 155 | 168 | 0.0132 | 0.125 | 0.08 | 261 | 0 | 0.364 | 1 | 1 | cs | TRUE
163 | LV_68-4_0_6_line_163 |  | 156 | 171 | 0.015712 | 0.125 | 0.08 | 261 | 0 | 0.364 | 1 | 1 | cs | TRUE
164 | LV_68-4_0_6_line_164 |  | 157 | 158 | 0.01093 | 0.125 | 0.08 | 261 | 0 | 0.364 | 1 | 1 | cs | TRUE
165 | LV_68-4_0_6_line_165 |  | 157 | 159 | 0.011762 | 0.125 | 0.08 | 261 | 0 | 0.364 | 1 | 1 | cs | TRUE
166 | LV_68-4_0_6_line_166 |  | 158 | 160 | 0.0056119 | 0.125 | 0.08 | 261 | 0 | 0.364 | 1 | 1 | cs | TRUE
167 | LV_68-4_0_6_line_167 |  | 159 | 161 | 0.0057715 | 0.125 | 0.08 | 261 | 0 | 0.364 | 1 | 1 | cs | TRUE
168 | LV_68-4_0_6_line_168 |  | 160 | 162 | 0.036012 | 0.125 | 0.08 | 261 | 0 | 0.364 | 1 | 1 | cs | TRUE
169 | LV_68-4_0_6_line_169 |  | 161 | 163 | 0.00080157 | 0.125 | 0.08 | 261 | 0 | 0.364 | 1 | 1 | cs | TRUE
170 | LV_68-4_0_6_line_170 |  | 162 | 164 | 0.011606 | 0.125 | 0.08 | 261 | 0 | 0.364 | 1 | 1 | cs | TRUE
171 | LV_68-4_0_6_line_171 |  | 163 | 165 | 0.014202 | 0.125 | 0.08 | 261 | 0 | 0.364 | 1 | 1 | cs | TRUE
172 | LV_68-4_0_6_line_172 |  | 164 | 166 | 0.027437 | 0.125 | 0.08 | 261 | 0 | 0.364 | 1 | 5 | cs | TRUE
173 | LV_68-4_0_6_line_173 |  | 164 | 167 | 0.0056743 | 0.125 | 0.08 | 261 | 0 | 0.364 | 1 | 5 | cs | TRUE
174 | LV_68-4_0_6_line_174 |  | 165 | 244 | 0.0021961 | 0.125 | 0.08 | 261 | 0 | 0.364 | 1 | 1 | cs | TRUE
175 | LV_68-4_0_6_line_175 |  | 166 | 172 | 0.019059 | 0.125 | 0.08 | 261 | 0 | 0.364 | 1 | 1 | cs | TRUE
176 | LV_68-4_0_6_line_176 |  | 166 | 168 | 0.020855 | 0.125 | 0.08 | 261 | 0 | 0.364 | 1 | 2 | cs | TRUE
177 | LV_68-4_0_6_line_177 |  | 168 | 169 | 0.020535 | 0.125 | 0.08 | 261 | 0 | 0.364 | 1 | 1 | cs | TRUE
178 | LV_68-4_0_6_line_178 |  | 168 | 170 | 0.020156 | 0.125 | 0.08 | 261 | 0 | 0.364 | 1 | 1 | cs | TRUE
179 | LV_68-4_0_6_line_179 |  | 169 | 245 | 0.023448 | 0.125 | 0.08 | 261 | 0 | 0.364 | 1 | 1 | cs | TRUE
180 | LV_68-4_0_6_line_180 |  | 170 | 188 | 0.013176 | 0.125 | 0.08 | 261 | 0 | 0.364 | 1 | 1 | cs | TRUE
181 | LV_68-4_0_6_line_181 |  | 172 | 176 | 0.0041419 | 0.125 | 0.08 | 261 | 0 | 0.364 | 1 | 1 | cs | TRUE
182 | LV_68-4_0_6_line_182 |  | 173 | 174 | 0.03066 | 0.125 | 0.08 | 261 | 0 | 0.364 | 1 | 1 | cs | TRUE
183 | LV_68-4_0_6_line_183 |  | 174 | 177 | 0.023941 | 0.125 | 0.08 | 261 | 0 | 0.364 | 1 | 1 | cs | TRUE
184 | LV_68-4_0_6_line_184 |  | 174 | 178 | 0.021751 | 0.125 | 0.08 | 261 | 0 | 0.364 | 1 | 1 | cs | TRUE
185 | LV_68-4_0_6_line_185 |  | 175 | 176 | 0.016973 | 0.125 | 0.08 | 261 | 0 | 0.364 | 1 | 1 | cs | TRUE
186 | LV_68-4_0_6_line_186 |  | 177 | 179 | 0.021815 | 0.125 | 0.08 | 261 | 0 | 0.364 | 1 | 1 | cs | TRUE
187 | LV_68-4_0_6_line_187 |  | 178 | 180 | 0.020178 | 0.125 | 0.08 | 261 | 0 | 0.364 | 1 | 1 | cs | TRUE
188 | LV_68-4_0_6_line_188 |  | 179 | 181 | 0.006327 | 0.125 | 0.08 | 261 | 0 | 0.364 | 1 | 1 | cs | TRUE
189 | LV_68-4_0_6_line_189 |  | 180 | 182 | 0.020539 | 0.125 | 0.08 | 261 | 0 | 0.364 | 1 | 1 | cs | TRUE
190 | LV_68-4_0_6_line_190 |  | 181 | 183 | 0.0019378 | 0.125 | 0.08 | 261 | 0 | 0.364 | 1 | 1 | cs | TRUE
191 | LV_68-4_0_6_line_191 |  | 182 | 185 | 0.015282 | 0.125 | 0.08 | 261 | 0 | 0.364 | 1 | 1 | cs | TRUE
192 | LV_68-4_0_6_line_192 |  | 183 | 184 | 0.003745 | 0.125 | 0.08 | 261 | 0 | 0.364 | 1 | 1 | cs | TRUE
193 | LV_68-4_0_6_line_193 |  | 184 | 225 | 0.016712 | 0.125 | 0.08 | 261 | 0 | 0.364 | 1 | 1 | cs | TRUE
194 | LV_68-4_0_6_line_194 |  | 185 | 186 | 0.008886 | 0.125 | 0.08 | 261 | 0 | 0.364 | 1 | 1 | cs | TRUE
195 | LV_68-4_0_6_line_195 |  | 186 | 187 | 0.014112 | 0.125 | 0.08 | 261 | 0 | 0.364 | 1 | 1 | cs | TRUE
196 | LV_68-4_0_6_line_196 |  | 187 | 188 | 0.023306 | 0.125 | 0.08 | 261 | 0 | 0.364 | 1 | 1 | cs | TRUE
197 | LV_68-4_0_6_line_197 |  | 189 | 190 | 0.092053 | 0.125 | 0.08 | 261 | 0 | 0.364 | 1 | 1 | cs | TRUE
198 | LV_68-4_0_6_line_198 |  | 189 | 191 | 0.019197 | 0.125 | 0.08 | 261 | 0 | 0.364 | 1 | 1 | cs | TRUE
199 | LV_68-4_0_6_line_199 |  | 190 | 192 | 0.0078186 | 0.125 | 0.08 | 261 | 0 | 0.364 | 1 | 1 | cs | TRUE
200 | LV_68-4_0_6_line_200 |  | 191 | 193 | 0.005304 | 0.125 | 0.08 | 261 | 0 | 0.364 | 1 | 1 | cs | TRUE
201 | LV_68-4_0_6_line_201 |  | 192 | 194 | 0.0065014 | 0.125 | 0.08 | 261 | 0 | 0.364 | 1 | 1 | cs | TRUE
202 | LV_68-4_0_6_line_202 |  | 193 | 195 | 0.017677 | 0.125 | 0.08 | 261 | 0 | 0.364 | 1 | 1 | cs | TRUE
203 | LV_68-4_0_6_line_203 |  | 194 | 196 | 0.0074582 | 0.125 | 0.08 | 261 | 0 | 0.364 | 1 | 1 | cs | TRUE
204 | LV_68-4_0_6_line_204 |  | 196 | 209 | 0.0035826 | 0.125 | 0.08 | 261 | 0 | 0.364 | 1 | 1 | cs | TRUE
205 | LV_68-4_0_6_line_205 |  | 197 | 198 | 0.011256 | 0.125 | 0.08 | 261 | 0 | 0.364 | 1 | 1 | cs | TRUE
206 | LV_68-4_0_6_line_206 |  | 197 | 199 | 0.012829 | 0.125 | 0.08 | 261 | 0 | 0.364 | 1 | 1 | cs | TRUE
207 | LV_68-4_0_6_line_207 |  | 198 | 200 | 0.004819 | 0.125 | 0.08 | 261 | 0 | 0.364 | 1 | 1 | cs | TRUE
208 | LV_68-4_0_6_line_208 |  | 198 | 201 | 0.023831 | 0.125 | 0.08 | 261 | 0 | 0.364 | 1 | 1 | cs | TRUE
209 | LV_68-4_0_6_line_209 |  | 200 | 202 | 0.011176 | 0.125 | 0.08 | 261 | 0 | 0.364 | 1 | 1 | cs | TRUE
210 | LV_68-4_0_6_line_210 |  | 200 | 203 | 0.013624 | 0.125 | 0.08 | 261 | 0 | 0.364 | 1 | 1 | cs | TRUE
211 | LV_68-4_0_6_line_211 |  | 201 | 204 | 0.0014792 | 0.125 | 0.08 | 261 | 0 | 0.364 | 1 | 1 | cs | TRUE
212 | LV_68-4_0_6_line_212 |  | 202 | 205 | 0.0035296 | 0.125 | 0.08 | 261 | 0 | 0.364 | 1 | 1 | cs | TRUE
213 | LV_68-4_0_6_line_213 |  | 203 | 206 | 0.0089666 | 0.125 | 0.08 | 261 | 0 | 0.364 | 1 | 1 | cs | TRUE
214 | LV_68-4_0_6_line_214 |  | 204 | 207 | 0.017459 | 0.125 | 0.08 | 261 | 0 | 0.364 | 1 | 1 | cs | TRUE
215 | LV_68-4_0_6_line_215 |  | 205 | 213 | 0.015249 | 0.125 | 0.08 | 261 | 0 | 0.364 | 1 | 1 | cs | TRUE
216 | LV_68-4_0_6_line_216 |  | 207 | 208 | 0.0081516 | 0.125 | 0.08 | 261 | 0 | 0.364 | 1 | 1 | cs | TRUE
217 | LV_68-4_0_6_line_217 |  | 208 | 209 | 0.022768 | 0.125 | 0.08 | 261 | 0 | 0.364 | 1 | 1 | cs | TRUE
218 | LV_68-4_0_6_line_218 |  | 209 | 210 | 0.021296 | 0.125 | 0.08 | 261 | 0 | 0.364 | 1 | 1 | cs | TRUE
219 | LV_68-4_0_6_line_219 |  | 210 | 211 | 0.016677 | 0.125 | 0.08 | 261 | 0 | 0.364 | 1 | 1 | cs | TRUE
220 | LV_68-4_0_6_line_220 |  | 210 | 212 | 0.037986 | 0.125 | 0.08 | 261 | 0 | 0.364 | 1 | 1 | cs | TRUE
221 | LV_68-4_0_6_line_221 |  | 211 | 217 | 0.020418 | 0.125 | 0.08 | 261 | 0 | 0.364 | 1 | 1 | cs | TRUE
222 | LV_68-4_0_6_line_222 |  | 211 | 218 | 0.0083413 | 0.125 | 0.08 | 261 | 0 | 0.364 | 1 | 1 | cs | TRUE
223 | LV_68-4_0_6_line_223 |  | 212 | 216 | 0.0029628 | 0.125 | 0.08 | 261 | 0 | 0.364 | 1 | 1 | cs | TRUE
224 | LV_68-4_0_6_line_224 |  | 213 | 231 | 0.00599 | 0.125 | 0.08 | 261 | 0 | 0.364 | 1 | 1 | cs | TRUE
225 | LV_68-4_0_6_line_225 |  | 214 | 215 | 0.03116 | 0.125 | 0.08 | 261 | 0 | 0.364 | 1 | 1 | cs | TRUE
226 | LV_68-4_0_6_line_226 |  | 217 | 221 | 0.022315 | 0.125 | 0.08 | 261 | 0 | 0.364 | 1 | 1 | cs | TRUE
227 | LV_68-4_0_6_line_227 |  | 217 | 222 | 0.0096956 | 0.125 | 0.08 | 261 | 0 | 0.364 | 1 | 1 | cs | TRUE
228 | LV_68-4_0_6_line_228 |  | 218 | 223 | 0.054295 | 0.125 | 0.08 | 261 | 0 | 0.364 | 1 | 1 | cs | TRUE
229 | LV_68-4_0_6_line_229 |  | 219 | 220 | 0.00041034 | 0.125 | 0.08 | 261 | 0 | 0.364 | 1 | 1 | cs | TRUE
230 | LV_68-4_0_6_line_230 |  | 220 | 224 | 0.0037408 | 0.125 | 0.08 | 261 | 0 | 0.364 | 1 | 1 | cs | TRUE
231 | LV_68-4_0_6_line_231 |  | 222 | 227 | 0.017623 | 0.125 | 0.08 | 261 | 0 | 0.364 | 1 | 1 | cs | TRUE
232 | LV_68-4_0_6_line_232 |  | 223 | 228 | 0.02217 | 0.125 | 0.08 | 261 | 0 | 0.364 | 1 | 1 | cs | TRUE
233 | LV_68-4_0_6_line_233 |  | 224 | 226 | 0.0080634 | 0.125 | 0.08 | 261 | 0 | 0.364 | 1 | 1 | cs | TRUE
234 | LV_68-4_0_6_line_234 |  | 225 | 226 | 0.0036233 | 0.125 | 0.08 | 261 | 0 | 0.364 | 1 | 1 | cs | TRUE
235 | LV_68-4_0_6_line_235 |  | 228 | 229 | 0.019978 | 0.125 | 0.08 | 261 | 0 | 0.364 | 1 | 1 | cs | TRUE
236 | LV_68-4_0_6_line_236 |  | 229 | 230 | 0.019162 | 0.125 | 0.08 | 261 | 0 | 0.364 | 1 | 1 | cs | TRUE
237 | LV_68-4_0_6_line_237 |  | 232 | 233 | 0.03496 | 0.125 | 0.08 | 261 | 0 | 0.364 | 1 | 1 | cs | TRUE
238 | LV_68-4_0_6_line_238 |  | 233 | 234 | 0.089951 | 0.125 | 0.08 | 261 | 0 | 0.364 | 1 | 1 | cs | TRUE
239 | LV_68-4_0_6_line_239 |  | 236 | 237 | 0.016015 | 0.125 | 0.08 | 261 | 0 | 0.364 | 1 | 1 | cs | TRUE
240 | LV_68-4_0_6_line_240 |  | 236 | 238 | 0.055365 | 0.125 | 0.08 | 261 | 0 | 0.364 | 1 | 1 | cs | TRUE
241 | LV_68-4_0_6_line_241 |  | 239 | 240 | 0.0080446 | 0.125 | 0.08 | 261 | 0 | 0.364 | 1 | 1 | cs | TRUE
242 | LV_68-4_0_6_line_242 |  | 240 | 241 | 0.0062555 | 0.125 | 0.08 | 261 | 0 | 0.364 | 1 | 1 | cs | TRUE
243 | LV_68-4_0_6_line_243 |  | 241 | 242 | 0.00032444 | 0.125 | 0.08 | 261 | 0 | 0.364 | 1 | 1 | cs | TRUE
244 | LV_68-4_0_6_line_244 |  | 242 | 243 | 0.014058 | 0.125 | 0.08 | 261 | 0 | 0.364 | 1 | 1 | cs | TRUE

## trafo
| name | std_type | hv_bus | lv_bus | sn_mva | vn_hv_kv | vn_lv_kv | vk_percent | vkr_percent | pfe_kw | i0_percent | shift_degree | tap_side | tap_neutral | tap_min | tap_max | tap_step_percent | tap_step_degree | tap_pos | tap_phase_shifter | parallel | df | in_service
0 | LV_68-4_0_6_trafo_104 | 0.63 MVA 20/0.4 kV | 246 | 133 | 0.63 | 20 | 0.4 | 6 | 1.206 | 1.65 | 0.2619 | 150 | hv | 0 | -2 | 2 | 2.5 | 0 | 0 | FALSE | 1 | 1 | TRUE

## line_geodata
| x0 | y0 | x1 | y1 | x2 | y2 | x3 | y3 | x4 | y4 | x5 | y5 | x6 | y6 | x7 | y7 | x8 | y8 | x9 | y9
0 | 2685469.7853 | 1265060.8238 | 2685459.3559 | 1265070.8623
1 | 2685469.7853 | 1265060.8238 | 2685480.4892 | 1265050.5211 | 2685485.0624 | 1265045.1941 | 2685487.9139 | 1265041.8284
2 | 2685459.3559 | 1265070.8623 | 2685458.8749 | 1265071.3252 | 2685458.4322 | 1265071.9314
3 | 2685487.9139 | 1265041.8284 | 2685492.1185 | 1265036.8655
4 | 2685454.2482 | 1265089.2059 | 2685454.092 | 1265083.8661 | 2685454.1486 | 1265079.9526 | 2685455.5634 | 1265075.8587 | 2685458.4322 | 1265071.9314
5 | 2685492.1185 | 1265036.8655 | 2685496.1534 | 1265032.103
6 | 2685454.2482 | 1265089.2059 | 2685451.0941 | 1265119.8291
7 | 2685454.2482 | 1265089.2059 | 2685467.0133 | 1265092.3484 | 2685473.3858 | 1265095.1181
8 | 2685496.1534 | 1265032.103 | 2685500.2114 | 1265027.3132
9 | 2685451.0941 | 1265119.8291 | 2685464.5312 | 1265127.3063
10 | 2685479.3839 | 1265097.7251 | 2685473.3858 | 1265095.1181
11 | 2685500.2114 | 1265027.3132 | 2685505.3072 | 1265021.2984
12 | 2685464.5681 | 1265127.3268 | 2685464.5312 | 1265127.3063
13 | 2685474.0494 | 1265155.2001 | 2685469.2814 | 1265152.6513 | 2685475.96 | 1265140.2603 | 2685472.5134 | 1265131.7481 | 2685464.5681 | 1265127.3268
14 | 2685474.0494 | 1265155.2001 | 2685465.454 | 1265170.4657 | 2685463.1583 | 1265174.5469 | 2685467.3769 | 1265177.0654 | 2685471.1327 | 1265179.2993 | 2685479.2949 | 1265165.8621
15 | 2685484.6462 | 1265169.7315 | 2685479.2949 | 1265165.8621
16 | 2685500.6336 | 1265106.8349 | 2685491.0971 | 1265102.816 | 2685479.3839 | 1265097.7251
17 | 2685500.6336 | 1265106.8349 | 2685508.5168 | 1265093.0332
18 | 2685508.5168 | 1265093.0332 | 2685520.6021 | 1265071.8744
19 | 2685484.6462 | 1265169.7315 | 2685491.0361 | 1265158.0368 | 2685513.8695 | 1265168.7546
20 | 2685556.8615 | 1265069.3628 | 2685551.6907 | 1265066.5413 | 2685549.8824 | 1265065.5588 | 2685539.7309 | 1265058.7621
21 | 2685537.4218 | 1265042.4269 | 2685542.8028 | 1265046.33 | 2685535.733 | 1265056.08 | 2685539.7309 | 1265058.7621
22 | 2685539.7309 | 1265058.7621 | 2685534.7553 | 1265064.8283 | 2685531.946 | 1265069.7247
23 | 2685556.8615 | 1265069.3628 | 2685558.1241 | 1265070.0594 | 2685571.3351 | 1265077.2563
24 | 2685556.8615 | 1265069.3628 | 2685564.4728 | 1265053.427 | 2685565.4385 | 1265051.7507 | 2685567.4939 | 1265050.2348 | 2685569.8062 | 1265049.1786 | 2685573.3942 | 1265048.9637 | 2685578.9445 | 1265048.9773
25 | 2685537.4218 | 1265042.4269 | 2685548.8094 | 1265029.915
26 | 2685537.4218 | 1265042.4269 | 2685535.9688 | 1265044.9708
27 | 2685516.0722 | 1265098.7008 | 2685525.4221 | 1265081.0951 | 2685531.946 | 1265069.7247
28 | 2685548.8094 | 1265029.915 | 2685541.753 | 1265021.0503 | 2685540.6741 | 1265005.0554 | 2685541.0931 | 1264992.2124
29 | 2685548.8094 | 1265029.915 | 2685561.6335 | 1265014.7225
30 | 2685551.9011 | 1265033.8073 | 2685548.8094 | 1265029.915
31 | 2685520.6021 | 1265071.8744 | 2685535.9688 | 1265044.9708
32 | 2685551.9011 | 1265033.8073 | 2685558.5984 | 1265025.8884
33 | 2685561.2496 | 1265201.4625 | 2685568.3847 | 1265189.4472 | 2685569.586 | 1265181.3804 | 2685570.3816 | 1265168.5707 | 2685570.4973 | 1265166.8078
34 | 2685551.1218 | 1265216.1908 | 2685558.8128 | 1265205.566 | 2685561.2496 | 1265201.4625
35 | 2685571.193 | 1265156.2098 | 2685570.4973 | 1265166.8078
36 | 2685572.4784 | 1265136.6312 | 2685572.4784 | 1265136.6312 | 2685571.193 | 1265156.2098
37 | 2685572.4784 | 1265136.6312 | 2685578.7649 | 1265120.5023
38 | 2685578.7649 | 1265120.5023 | 2685585.2188 | 1265103.944
39 | 2685589.3485 | 1265083.055 | 2685586.5973 | 1265083.2153 | 2685583.8679 | 1265082.9089 | 2685579.7583 | 1265081.704 | 2685574.2117 | 1265078.8326 | 2685571.3351 | 1265077.2563
40 | 2685571.3351 | 1265077.2563 | 2685565.5707 | 1265088.1262
41 | 2685588.9373 | 1265038.5463 | 2685583.4417 | 1265046.8185 | 2685582.8888 | 1265047.5555 | 2685579.7606 | 1265048.789 | 2685578.9445 | 1265048.9773 | 2685578.9445 | 1265048.9773
42 | 2685541.6653 | 1264974.673 | 2685541.0931 | 1264992.2124
43 | 2685561.6335 | 1265014.7225 | 2685568.9966 | 1265005.9994
44 | 2685589.3485 | 1265083.055 | 2685592.0935 | 1265082.283 | 2685594.1064 | 1265081.1001 | 2685598.4229 | 1265077.3818
45 | 2685589.3485 | 1265083.055 | 2685589.1677 | 1265090.3359 | 2685588.5921 | 1265093.9731
46 | 2685565.5707 | 1265088.1262 | 2685560.7896 | 1265097.1418 | 2685558.5728 | 1265111.1316
47 | 2685588.9373 | 1265038.5463 | 2685590.7735 | 1265035.7823
48 | 2685541.6653 | 1264974.673 | 2685542.4637 | 1264950.2039
49 | 2685569.2684 | 1265005.6774 | 2685568.9966 | 1265005.9994
50 | 2685557.7394 | 1265116.3907 | 2685558.5728 | 1265111.1316
51 | 2685598.4229 | 1265077.3818 | 2685603.8754 | 1265070.1105 | 2685609.1826 | 1265061.0987
52 | 2685586.0063 | 1265101.9236 | 2685587.0113 | 1265099.3452 | 2685588.5708 | 1265094.1081 | 2685588.5921 | 1265093.9731
53 | 2685624.9851 | 1265034.2655 | 2685609.1826 | 1265061.0987
54 | 2685586.0063 | 1265101.9236 | 2685585.2188 | 1265103.944
55 | 2685542.7091 | 1264946.4784 | 2685542.4749 | 1264949.8598 | 2685542.4637 | 1264950.2039
56 | 2685547.6102 | 1264893.2336 | 2685551.4672 | 1264882.3383
57 | 2685547.6102 | 1264893.2336 | 2685571.5998 | 1264910.5748
58 | 2685551.4672 | 1264882.3383 | 2685555.4314 | 1264871.1403 | 2685559.3951 | 1264861.9565
59 | 2685571.6431 | 1264910.6062 | 2685571.5998 | 1264910.5748
60 | 2685559.873 | 1264860.8491 | 2685559.3951 | 1264861.9565
61 | 2685572.0833 | 1264910.9244 | 2685571.6431 | 1264910.6062
62 | 2685566.4584 | 1264845.5907 | 2685559.873 | 1264860.8491
63 | 2685585.928 | 1264920.9323 | 2685572.0833 | 1264910.9244
64 | 2685585.928 | 1264920.9323 | 2685597.8321 | 1264929.2392
65 | 2685620.2479 | 1264944.8814 | 2685597.8321 | 1264929.2392
66 | 2685624.0713 | 1264948.1728 | 2685620.2479 | 1264944.8814
67 | 2685620.2479 | 1264944.8814 | 2685610.7532 | 1264956.1624
68 | 2685620.2479 | 1264944.8814 | 2685639.1252 | 1264922.1977
69 | 2685608.212 | 1264896.8722 | 2685607.6656 | 1264897.4015
70 | 2685608.7208 | 1264896.3792 | 2685608.212 | 1264896.8722
71 | 2685624.0713 | 1264948.1728 | 2685619.1461 | 1264954.0369
72 | 2685652.333 | 1264906.3266 | 2685639.1252 | 1264922.1977
73 | 2685609.26 | 1264895.8569 | 2685608.7208 | 1264896.3792
74 | 2685566.4584 | 1264845.5907 | 2685571.7483 | 1264846.9572 | 2685585.5028 | 1264833.0209
75 | 2685585.5028 | 1264833.0209 | 2685585.9796 | 1264832.5379
76 | 2685652.333 | 1264906.3266 | 2685638.2201 | 1264895.8695 | 2685637.7326 | 1264895.5722
77 | 2685652.333 | 1264906.3266 | 2685663.5702 | 1264892.6339
78 | 2685629.7216 | 1264890.6881 | 2685637.7326 | 1264895.5722
79 | 2685667.935 | 1264887.3153 | 2685663.5702 | 1264892.6339
80 | 2685629.7216 | 1264890.6881 | 2685627.4773 | 1264889.3198 | 2685621.2401 | 1264886.8053 | 2685621.2401 | 1264886.8053
81 | 2685667.935 | 1264887.3153 | 2685672.8141 | 1264881.5114
82 | 2685667.935 | 1264887.3153 | 2685671.9427 | 1264890.8873 | 2685676.0771 | 1264894.0275
83 | 2685676.0771 | 1264894.0275 | 2685672.8126 | 1264913.996 | 2685667.1129 | 1264927.7886
84 | 2685653.9767 | 1264953.3274 | 2685654.0342 | 1264953.144 | 2685665.6318 | 1264931.3725 | 2685667.1129 | 1264927.7886
85 | 2685681.8843 | 1264878.933 | 2685678.0663 | 1264875.2636
86 | 2685681.8843 | 1264878.933 | 2685684.9994 | 1264875.2097
87 | 2685678.0663 | 1264875.2636 | 2685704.2291 | 1264844.1982
88 | 2685678.0663 | 1264875.2636 | 2685641.5649 | 1264841.9759
89 | 2685678.0663 | 1264875.2636 | 2685672.8141 | 1264881.5114
90 | 2685615.0179 | 1264958.9522 | 2685619.1461 | 1264954.0369
91 | 2685621.2401 | 1264886.8053 | 2685617.7486 | 1264887.6331 | 2685617.0646 | 1264888.2957
92 | 2685704.5187 | 1264949.5479 | 2685705.4009 | 1264951.6595
93 | 2685705.4009 | 1264951.6595 | 2685705.5092 | 1264951.9189
94 | 2685637.516 | 1264992.3495 | 2685639.3341 | 1264989.9603 | 2685645.9852 | 1264979.5039 | 2685649.1464 | 1264968.73 | 2685653.9767 | 1264953.3274
95 | 2685708.5037 | 1264839.1226 | 2685704.2291 | 1264844.1982
96 | 2685641.5649 | 1264841.9759 | 2685636.7548 | 1264837.5893
97 | 2685615.0179 | 1264958.9522 | 2685605.8476 | 1264969.8707
98 | 2685596.6586 | 1264973.029 | 2685576.3084 | 1264957.9891
99 | 2685596.6586 | 1264973.029 | 2685585.3166 | 1264986.5992
100 | 2685600.6898 | 1264976.0119 | 2685596.6586 | 1264973.029
101 | 2685581.0807 | 1264950.0294 | 2685576.3084 | 1264957.9891
102 | 2685585.3166 | 1264986.5992 | 2685585.1445 | 1264986.8051
103 | 2685600.6898 | 1264976.0119 | 2685602.371 | 1264974.0102
104 | 2685600.6898 | 1264976.0119 | 2685586.6581 | 1264992.7109 | 2685585.7098 | 1264993.8322
105 | 2685609.26 | 1264895.8569 | 2685617.0646 | 1264888.2957
106 | 2685599.3027 | 1265028.6114 | 2685593.804 | 1265031.7899 | 2685591.2563 | 1265035.0556 | 2685590.7735 | 1265035.7823
107 | 2685624.9851 | 1265034.2655 | 2685625.1439 | 1265045.132 | 2685630.5244 | 1265061.1914
108 | 2685624.9851 | 1265034.2655 | 2685635.0823 | 1265018.499
109 | 2685653.5405 | 1264996.587 | 2685645.1458 | 1265004.6784 | 2685636.4511 | 1265016.3618 | 2685635.0823 | 1265018.499
110 | 2685653.5405 | 1264996.587 | 2685654.9525 | 1264995.226
111 | 2685693.2481 | 1265123.0694 | 2685708.5148 | 1265122.8481
112 | 2685693.2481 | 1265123.0694 | 2685696.1232 | 1265147.5972
113 | 2685750.1189 | 1265122.245 | 2685708.5148 | 1265122.8481
114 | 2685696.1232 | 1265147.5972 | 2685696.1232 | 1265147.5972 | 2685686.7153 | 1265164.1538
115 | 2685680.8727 | 1264974.8101 | 2685679.2689 | 1264975.6719 | 2685660.376 | 1264989.9985 | 2685654.9525 | 1264995.226
116 | 2685602.371 | 1264974.0102 | 2685605.8476 | 1264969.8707
117 | 2685589.7781 | 1264935.5228 | 2685581.0807 | 1264950.0294
118 | 2685569.2684 | 1265005.6774 | 2685579.6979 | 1264993.3218 | 2685585.1445 | 1264986.8051
119 | 2685653.8087 | 1264695.7677 | 2685660.2825 | 1264713.3219 | 2685664.6376 | 1264724.6273 | 2685668.9752 | 1264732.463 | 2685674.5973 | 1264736.8924 | 2685685.813 | 1264743.0487 | 2685697.7759 | 1264751.1729 | 2685699.1079 | 1264753.0886
120 | 2685699.1079 | 1264753.0886 | 2685704.829 | 1264761.3165 | 2685714.5626 | 1264773.1174
121 | 2685741.2578 | 1264797.2287 | 2685729.4298 | 1264787.6051 | 2685722.6675 | 1264781.8247 | 2685717.4632 | 1264776.6341 | 2685714.5626 | 1264773.1174
122 | 2685735.734 | 1264806.7895 | 2685743.5728 | 1264799.1082 | 2685741.2578 | 1264797.2287
123 | 2685735.734 | 1264806.7895 | 2685725.2486 | 1264819.2399
124 | 2685739.5906 | 1264810.3928 | 2685735.734 | 1264806.7895
125 | 2685739.5906 | 1264810.3928 | 2685743.3583 | 1264813.8946 | 2685750.3092 | 1264815.4967 | 2685754.3744 | 1264815.0998 | 2685759.98 | 1264817.0633
126 | 2685780.6723 | 1264869.7246 | 2685778.8266 | 1264868.7192 | 2685778.2999 | 1264867.6441 | 2685778.7926 | 1264856.0198 | 2685782.6361 | 1264829.9103 | 2685782.0784 | 1264828.3788 | 2685781.0971 | 1264827.4972 | 2685776.0507 | 1264824.9219 | 2685765.5022 | 1264818.9976 | 2685759.98 | 1264817.0633
127 | 2685739.5906 | 1264810.3928 | 2685723.6571 | 1264829.0159
128 | 2685807.0053 | 1264830.0974 | 2685786.0661 | 1264856.1476 | 2685782.4296 | 1264864.368 | 2685780.6723 | 1264869.7246
129 | 2685708.5037 | 1264839.1226 | 2685725.2486 | 1264819.2399
130 | 2685746.2016 | 1264953.7469 | 2685747.7649 | 1264947.22 | 2685752.0341 | 1264938.5883
131 | 2685709.3712 | 1264961.1633 | 2685728.6981 | 1264954.8273 | 2685737.4065 | 1264953.1189 | 2685746.2016 | 1264953.7469
132 | 2685755.0348 | 1264954.8537 | 2685746.2016 | 1264953.7469
133 | 2685709.3712 | 1264961.1633 | 2685693.9792 | 1264967.7677 | 2685680.8727 | 1264974.8101
134 | 2685709.3712 | 1264961.1633 | 2685705.5092 | 1264951.9189
135 | 2685755.0348 | 1264954.8537 | 2685775.3835 | 1264962.188 | 2685788.2386 | 1264964.3206
136 | 2685755.0348 | 1264954.8537 | 2685752.9133 | 1264961.4393 | 2685750.1622 | 1264965.5498
137 | 2685750.1622 | 1264965.5498 | 2685738.3215 | 1264983.2415
138 | 2685723.626 | 1264991.4864 | 2685729.4488 | 1264992.368 | 2685732.3823 | 1264991.5877 | 2685733.8525 | 1264989.9188 | 2685738.3215 | 1264983.2415
139 | 2685720.5137 | 1264991.0152 | 2685723.626 | 1264991.4864
140 | 2685788.2386 | 1264964.3206 | 2685787.7005 | 1264980.5182
141 | 2685788.2386 | 1264964.3206 | 2685797.8509 | 1264964.6826 | 2685804.5834 | 1264963.6795
142 | 2685788.2386 | 1264964.3206 | 2685788.0481 | 1264961.3599 | 2685787.4923 | 1264959.1835 | 2685788.0313 | 1264950.0729 | 2685788.1256 | 1264947.3787
143 | 2685787.7005 | 1264980.5182 | 2685787.6364 | 1264982.4472
144 | 2685804.5834 | 1264963.6795 | 2685804.473 | 1264960.909 | 2685805.829 | 1264957.7706 | 2685809.0528 | 1264954.1145 | 2685810.7175 | 1264950.0511
145 | 2685804.5834 | 1264963.6795 | 2685815.7127 | 1264961.7394 | 2685824.5157 | 1264960.266 | 2685825.2342 | 1264960.2127
146 | 2685788.2026 | 1264945.1772 | 2685788.1256 | 1264947.3787
147 | 2685787.1801 | 1264996.1801 | 2685787.6364 | 1264982.4472
148 | 2685811.8219 | 1264945.8296 | 2685811.0907 | 1264949.1401 | 2685810.7175 | 1264950.0511
149 | 2685825.5794 | 1264960.1871 | 2685825.2342 | 1264960.2127
150 | 2685788.2778 | 1264943.0286 | 2685788.2026 | 1264945.1772
151 | 2685789.6956 | 1265033.0985 | 2685790.1439 | 1265038.2989
152 | 2685790.8483 | 1265046.4698 | 2685790.1439 | 1265038.2989
153 | 2685789.6956 | 1265033.0985 | 2685788.1984 | 1265015.7304
154 | 2685791.108 | 1265049.482 | 2685790.8483 | 1265046.4698
155 | 2685786.9945 | 1265001.7657 | 2685786.9945 | 1265001.7657 | 2685788.1984 | 1265015.7304
156 | 2685791.3465 | 1265052.2484 | 2685791.108 | 1265049.482
157 | 2685787.1801 | 1264996.1801 | 2685786.9945 | 1265001.7657
158 | 2685791.3465 | 1265052.2484 | 2685791.616 | 1265055.3753 | 2685791.812 | 1265064.5635
159 | 2685791.9252 | 1265069.869 | 2685791.812 | 1265064.5635
160 | 2685750.1189 | 1265122.245 | 2685765.9228 | 1265122.016
161 | 2685671.9906 | 1265181.0408 | 2685677.8611 | 1265179.7359 | 2685686.7153 | 1265164.1538
162 | 2685779.121 | 1265121.8246 | 2685765.9228 | 1265122.016
163 | 2685671.9906 | 1265181.0408 | 2685658.1151 | 1265173.6687
164 | 2685732.3179 | 1265052.9722 | 2685741.1392 | 1265057.6339 | 2685742.0159 | 1265058.0071
165 | 2685721.9189 | 1265047.4768 | 2685732.3179 | 1265052.9722
166 | 2685747.1792 | 1265060.2056 | 2685742.0159 | 1265058.0071
167 | 2685721.9189 | 1265047.4768 | 2685716.8161 | 1265044.7801
168 | 2685747.1792 | 1265060.2056 | 2685770.8544 | 1265070.286 | 2685780.7288 | 1265073.1457
169 | 2685716.1074 | 1265044.4056 | 2685716.8161 | 1265044.7801
170 | 2685792.0462 | 1265075.542 | 2685786.8212 | 1265074.9102 | 2685780.7288 | 1265073.1457
171 | 2685716.1074 | 1265044.4056 | 2685703.5513 | 1265037.7703
172 | 2685792.0462 | 1265075.542 | 2685790.1583 | 1265090.4154 | 2685786.4761 | 1265102.3047
173 | 2685792.0462 | 1265075.542 | 2685791.9252 | 1265069.869
174 | 2685701.6096 | 1265036.7442 | 2685703.5513 | 1265037.7703
175 | 2685786.4761 | 1265102.3047 | 2685796.9318 | 1265105.2476 | 2685804.8833 | 1265107.2383
176 | 2685786.4761 | 1265102.3047 | 2685785.5242 | 1265105.1042 | 2685779.121 | 1265121.8246
177 | 2685779.121 | 1265121.8246 | 2685771.7979 | 1265141.0098
178 | 2685779.121 | 1265121.8246 | 2685797.8849 | 1265129.1847
179 | 2685763.9924 | 1265163.1158 | 2685768.7242 | 1265149.0622 | 2685771.7979 | 1265141.0098
180 | 2685797.8849 | 1265129.1847 | 2685810.1507 | 1265133.9959
181 | 2685804.8833 | 1265107.2383 | 2685808.9012 | 1265108.2442
182 | 2685870.2551 | 1265085.0404 | 2685839.8783 | 1265080.8836
183 | 2685870.2551 | 1265085.0404 | 2685878.5261 | 1265062.5731
184 | 2685870.2551 | 1265085.0404 | 2685867.8176 | 1265106.6545
185 | 2685825.3662 | 1265112.3663 | 2685808.9012 | 1265108.2442
186 | 2685886.0625 | 1265042.1011 | 2685878.5261 | 1265062.5731
187 | 2685867.1024 | 1265126.8167 | 2685867.6961 | 1265107.7324 | 2685867.8176 | 1265106.6545
188 | 2685886.0625 | 1265042.1011 | 2685888.2483 | 1265036.1637
189 | 2685869.8416 | 1265147.1727 | 2685867.1024 | 1265126.8167
190 | 2685888.9178 | 1265034.3452 | 2685888.2483 | 1265036.1637
191 | 2685869.8416 | 1265147.1727 | 2685854.6734 | 1265145.3097
192 | 2685888.9178 | 1265034.3452 | 2685890.2115 | 1265030.8307
193 | 2685888.5635 | 1265015.0951 | 2685890.9974 | 1265019.6674 | 2685892.027 | 1265023.441 | 2685890.7039 | 1265029.4932 | 2685890.2115 | 1265030.8307
194 | 2685845.8536 | 1265144.2265 | 2685854.6734 | 1265145.3097
195 | 2685845.8536 | 1265144.2265 | 2685831.8472 | 1265142.5062 | 2685831.8472 | 1265142.5062
196 | 2685810.1507 | 1265133.9959 | 2685831.8472 | 1265142.5062
197 | 2685932.9787 | 1264979.8936 | 2685945.6366 | 1264987.0577 | 2685949.8892 | 1264989.8217 | 2685996.9968 | 1265024.0227 | 2686004.4852 | 1265030.0697 | 2686008.0621 | 1265032.9578
198 | 2686022.9978 | 1265045.0176 | 2686016.9535 | 1265040.1369 | 2686008.0621 | 1265032.9578
199 | 2685932.9787 | 1264979.8936 | 2685926.1742 | 1264976.0425
200 | 2686022.9978 | 1265045.0176 | 2686019.7212 | 1265049.1955
201 | 2685920.5058 | 1264972.8586 | 2685923.4139 | 1264974.4803 | 2685926.1742 | 1264976.0425
202 | 2686008.7941 | 1265063.1142 | 2686019.7212 | 1265049.1955
203 | 2685920.5058 | 1264972.8586 | 2685913.992 | 1264969.2261
204 | 2685910.863 | 1264967.4812 | 2685913.992 | 1264969.2261
205 | 2685945.5607 | 1264902.7006 | 2685956.411 | 1264905.696
206 | 2685968.7772 | 1264909.1098 | 2685956.411 | 1264905.696
207 | 2685945.5607 | 1264902.7006 | 2685946.9459 | 1264898.0837
208 | 2685945.5607 | 1264902.7006 | 2685940.0288 | 1264915.397 | 2685934.9229 | 1264923.6515 | 2685934.777 | 1264923.8855
209 | 2685946.9459 | 1264898.0837 | 2685936.3407 | 1264894.5579
210 | 2685946.9459 | 1264898.0837 | 2685949.0364 | 1264888.9847 | 2685949.8366 | 1264884.7718
211 | 2685934.777 | 1264923.8855 | 2685933.9941 | 1264925.1406
212 | 2685932.9914 | 1264893.4444 | 2685936.3407 | 1264894.5579
213 | 2685951.5098 | 1264875.9626 | 2685949.8366 | 1264884.7718
214 | 2685924.7747 | 1264939.9668 | 2685927.3891 | 1264935.7294 | 2685933.9941 | 1264925.1406
215 | 2685932.9914 | 1264893.4444 | 2685930.2616 | 1264892.5368 | 2685924.1509 | 1264881.7786
216 | 2685924.7747 | 1264939.9668 | 2685920.4944 | 1264946.9042
217 | 2685910.863 | 1264967.4812 | 2685914.7585 | 1264957.5188 | 2685919.0049 | 1264949.3184 | 2685920.4944 | 1264946.9042
218 | 2685910.863 | 1264967.4812 | 2685904.5301 | 1264966.3772 | 2685902.0099 | 1264966.1849 | 2685889.6075 | 1264966.0713
219 | 2685889.6075 | 1264966.0713 | 2685872.8872 | 1264965.6059
220 | 2685889.6075 | 1264966.0713 | 2685892.145 | 1264941.244 | 2685892.0521 | 1264928.2145
221 | 2685872.8872 | 1264965.6059 | 2685870.3152 | 1264965.3461 | 2685857.8489 | 1264963.408 | 2685852.683 | 1264962.3321
222 | 2685872.8872 | 1264965.6059 | 2685867.5695 | 1264959.1794
223 | 2685892.031 | 1264925.2518 | 2685892.0521 | 1264928.2145
224 | 2685921.1925 | 1264876.5701 | 2685924.1509 | 1264881.7786
225 | 2685811.8219 | 1264945.8296 | 2685812.961 | 1264940.6717 | 2685813.9245 | 1264935.0034 | 2685814.0312 | 1264930.7682 | 2685813.5897 | 1264914.8824
226 | 2685852.683 | 1264962.3321 | 2685853.0509 | 1264957.7449 | 2685851.9415 | 1264952.2022 | 2685849.6889 | 1264942.9177 | 2685849.2599 | 1264940.4483
227 | 2685852.683 | 1264962.3321 | 2685848.6056 | 1264961.4945 | 2685843.1297 | 1264960.7012
228 | 2685856.5243 | 1264906.7368 | 2685856.7734 | 1264915.6211 | 2685857.756 | 1264927.3002 | 2685859.2482 | 1264936.5625 | 2685861.2926 | 1264944.6208 | 2685863.4924 | 1264951.8363 | 2685866.1816 | 1264957.5021 | 2685867.5695 | 1264959.1794
229 | 2685885.2556 | 1264999.6681 | 2685885.2962 | 1265000.0765
230 | 2685885.6663 | 1265003.7989 | 2685885.2962 | 1265000.0765
231 | 2685843.1297 | 1264960.7012 | 2685837.9411 | 1264959.9495 | 2685831.4068 | 1264959.7545 | 2685825.5794 | 1264960.1871
232 | 2685856.5243 | 1264906.7368 | 2685856.3766 | 1264901.4707 | 2685856.7416 | 1264884.5731
233 | 2685887.5654 | 1265011.612 | 2685885.8469 | 1265005.6148 | 2685885.6663 | 1265003.7989
234 | 2685887.5654 | 1265011.612 | 2685888.5635 | 1265015.0951 | 2685888.5635 | 1265015.0951
235 | 2685856.7416 | 1264884.5731 | 2685856.7676 | 1264883.3731 | 2685858.3433 | 1264868.2284 | 2685858.8902 | 1264864.7191
236 | 2685858.8902 | 1264864.7191 | 2685861.1756 | 1264850.0551 | 2685862.3702 | 1264845.9027
237 | 2685585.9796 | 1264832.5379 | 2685589.2446 | 1264829.2297 | 2685595.4643 | 1264821.0021 | 2685608.458 | 1264805.8003 | 2685608.458 | 1264805.8003
238 | 2685608.458 | 1264805.8003 | 2685556.9149 | 1264732.081
239 | 2685788.2778 | 1264943.0286 | 2685788.3401 | 1264941.2482 | 2685788.4659 | 1264932.5876 | 2685788.475 | 1264927.0154
240 | 2685789.9905 | 1264871.6724 | 2685788.4812 | 1264923.2359 | 2685788.475 | 1264927.0154
241 | 2685510.5073 | 1265015.1605 | 2685505.3072 | 1265021.2984
242 | 2685510.5073 | 1265015.1605 | 2685514.551 | 1265010.3877
243 | 2685514.7607 | 1265010.1401 | 2685514.7607 | 1265010.1401 | 2685514.551 | 1265010.3877
244 | 2685514.7607 | 1265010.1401 | 2685521.6666 | 1265009.6396 | 2685526.3747 | 1265004.2793

## bus_geodata
| x | y | coords
0 | 2685469.7853 | 1265060.8238
1 | 2685459.3559 | 1265070.8623
2 | 2685487.9139 | 1265041.8284
3 | 2685458.4322 | 1265071.9314
4 | 2685492.1185 | 1265036.8655
5 | 2685454.2482 | 1265089.2059
6 | 2685496.1534 | 1265032.103
7 | 2685451.0941 | 1265119.8291
8 | 2685473.3858 | 1265095.1181
9 | 2685500.2114 | 1265027.3132
10 | 2685464.5681 | 1265127.3268
11 | 2685464.5312 | 1265127.3063
12 | 2685474.0494 | 1265155.2001
13 | 2685479.2949 | 1265165.8621
14 | 2685500.6336 | 1265106.8349
15 | 2685479.3839 | 1265097.7251
16 | 2685508.5168 | 1265093.0332
17 | 2685484.6462 | 1265169.7315
18 | 2685539.7309 | 1265058.7621
19 | 2685556.8615 | 1265069.3628
20 | 2685537.4218 | 1265042.4269
21 | 2685531.946 | 1265069.7247
22 | 2685548.8094 | 1265029.915
23 | 2685535.9688 | 1265044.9708
24 | 2685551.9011 | 1265033.8073
25 | 2685558.5984 | 1265025.8884
26 | 2685520.6021 | 1265071.8744
27 | 2685513.8695 | 1265168.7546
28 | 2685516.0722 | 1265098.7008
29 | 2685561.2496 | 1265201.4625
30 | 2685570.4973 | 1265166.8078
31 | 2685551.1218 | 1265216.1908
32 | 2685571.193 | 1265156.2098
33 | 2685572.4784 | 1265136.6312
34 | 2685578.7649 | 1265120.5023
35 | 2685571.3351 | 1265077.2563
36 | 2685578.9445 | 1265048.9773
37 | 2685541.0931 | 1264992.2124
38 | 2685561.6335 | 1265014.7225
39 | 2685589.3485 | 1265083.055
40 | 2685565.5707 | 1265088.1262
41 | 2685588.9373 | 1265038.5463
42 | 2685541.6653 | 1264974.673
43 | 2685568.9966 | 1265005.9994
44 | 2685558.5728 | 1265111.1316
45 | 2685557.7394 | 1265116.3907
46 | 2685598.4229 | 1265077.3818
47 | 2685588.5921 | 1265093.9731
48 | 2685609.1826 | 1265061.0987
49 | 2685586.0063 | 1265101.9236
50 | 2685542.7091 | 1264946.4784
51 | 2685542.4637 | 1264950.2039
52 | 2685547.6102 | 1264893.2336
53 | 2685551.4672 | 1264882.3383
54 | 2685571.5998 | 1264910.5748
55 | 2685559.3951 | 1264861.9565
56 | 2685571.6431 | 1264910.6062
57 | 2685559.873 | 1264860.8491
58 | 2685572.0833 | 1264910.9244
59 | 2685585.928 | 1264920.9323
60 | 2685597.8321 | 1264929.2392
61 | 2685620.2479 | 1264944.8814
62 | 2685607.6656 | 1264897.4015
63 | 2685608.212 | 1264896.8722
64 | 2685624.0713 | 1264948.1728
65 | 2685610.7532 | 1264956.1624
66 | 2685639.1252 | 1264922.1977
67 | 2685608.7208 | 1264896.3792
68 | 2685566.4584 | 1264845.5907
69 | 2685585.5028 | 1264833.0209
70 | 2685652.333 | 1264906.3266
71 | 2685637.7326 | 1264895.5722
72 | 2685663.5702 | 1264892.6339
73 | 2685629.7216 | 1264890.6881
74 | 2685667.935 | 1264887.3153
75 | 2685676.0771 | 1264894.0275
76 | 2685667.1129 | 1264927.7886
77 | 2685681.8843 | 1264878.933
78 | 2685678.0663 | 1264875.2636
79 | 2685684.9994 | 1264875.2097
80 | 2685619.1461 | 1264954.0369
81 | 2685672.8141 | 1264881.5114
82 | 2685621.2401 | 1264886.8053
83 | 2685704.5187 | 1264949.5479
84 | 2685705.4009 | 1264951.6595
85 | 2685653.9767 | 1264953.3274
86 | 2685704.2291 | 1264844.1982
87 | 2685641.5649 | 1264841.9759
88 | 2685615.0179 | 1264958.9522
89 | 2685596.6586 | 1264973.029
90 | 2685576.3084 | 1264957.9891
91 | 2685585.3166 | 1264986.5992
92 | 2685600.6898 | 1264976.0119
93 | 2685617.0646 | 1264888.2957
94 | 2685609.26 | 1264895.8569
95 | 2685590.7735 | 1265035.7823
96 | 2685599.3027 | 1265028.6114
97 | 2685624.9851 | 1265034.2655
98 | 2685630.5244 | 1265061.1914
99 | 2685635.0823 | 1265018.499
100 | 2685637.516 | 1264992.3495
101 | 2685653.5405 | 1264996.587
102 | 2685693.2481 | 1265123.0694
103 | 2685708.5148 | 1265122.8481
104 | 2685696.1232 | 1265147.5972
105 | 2685654.9525 | 1264995.226
106 | 2685585.7098 | 1264993.8322
107 | 2685602.371 | 1264974.0102
108 | 2685605.8476 | 1264969.8707
109 | 2685581.0807 | 1264950.0294
110 | 2685585.1445 | 1264986.8051
111 | 2685589.7781 | 1264935.5228
112 | 2685569.2684 | 1265005.6774
113 | 2685653.8087 | 1264695.7677
114 | 2685699.1079 | 1264753.0886
115 | 2685714.5626 | 1264773.1174
116 | 2685741.2578 | 1264797.2287
117 | 2685735.734 | 1264806.7895
118 | 2685759.98 | 1264817.0633
119 | 2685739.5906 | 1264810.3928
120 | 2685780.6723 | 1264869.7246
121 | 2685723.6571 | 1264829.0159
122 | 2685807.0053 | 1264830.0974
123 | 2685725.2486 | 1264819.2399
124 | 2685752.0341 | 1264938.5883
125 | 2685746.2016 | 1264953.7469
126 | 2685708.5037 | 1264839.1226
127 | 2685709.3712 | 1264961.1633
128 | 2685755.0348 | 1264954.8537
129 | 2685636.7548 | 1264837.5893
130 | 2685705.5092 | 1264951.9189
131 | 2685750.1622 | 1264965.5498
132 | 2685738.3215 | 1264983.2415
133 | 2685723.626 | 1264991.4864
134 | 2685788.2386 | 1264964.3206
135 | 2685720.5137 | 1264991.0152
136 | 2685787.7005 | 1264980.5182
137 | 2685804.5834 | 1264963.6795
138 | 2685788.1256 | 1264947.3787
139 | 2685787.6364 | 1264982.4472
140 | 2685810.7175 | 1264950.0511
141 | 2685825.2342 | 1264960.2127
142 | 2685788.2026 | 1264945.1772
143 | 2685680.8727 | 1264974.8101
144 | 2685790.1439 | 1265038.2989
145 | 2685789.6956 | 1265033.0985
146 | 2685790.8483 | 1265046.4698
147 | 2685788.1984 | 1265015.7304
148 | 2685791.108 | 1265049.482
149 | 2685786.9945 | 1265001.7657
150 | 2685791.3465 | 1265052.2484
151 | 2685787.1801 | 1264996.1801
152 | 2685791.812 | 1265064.5635
153 | 2685750.1189 | 1265122.245
154 | 2685686.7153 | 1265164.1538
155 | 2685765.9228 | 1265122.016
156 | 2685671.9906 | 1265181.0408
157 | 2685732.3179 | 1265052.9722
158 | 2685742.0158 | 1265058.0071
159 | 2685721.9189 | 1265047.4768
160 | 2685747.1792 | 1265060.2056
161 | 2685716.8161 | 1265044.7801
162 | 2685780.7288 | 1265073.1457
163 | 2685716.1074 | 1265044.4056
164 | 2685792.0462 | 1265075.542
165 | 2685703.5513 | 1265037.7703
166 | 2685786.4761 | 1265102.3047
167 | 2685791.9252 | 1265069.869
168 | 2685779.121 | 1265121.8246
169 | 2685771.7979 | 1265141.0098
170 | 2685797.8849 | 1265129.1847
171 | 2685658.1151 | 1265173.6687
172 | 2685804.8833 | 1265107.2383
173 | 2685839.8783 | 1265080.8836
174 | 2685870.2551 | 1265085.0404
175 | 2685825.3662 | 1265112.3663
176 | 2685808.9012 | 1265108.2442
177 | 2685878.5261 | 1265062.5731
178 | 2685867.8176 | 1265106.6545
179 | 2685886.0625 | 1265042.1011
180 | 2685867.1024 | 1265126.8167
181 | 2685888.2483 | 1265036.1637
182 | 2685869.8416 | 1265147.1727
183 | 2685888.9178 | 1265034.3452
184 | 2685890.2115 | 1265030.8307
185 | 2685854.6734 | 1265145.3097
186 | 2685845.8536 | 1265144.2265
187 | 2685831.8472 | 1265142.5062
188 | 2685810.1507 | 1265133.9959
189 | 2686008.0621 | 1265032.9578
190 | 2685932.9787 | 1264979.8936
191 | 2686022.9978 | 1265045.0176
192 | 2685926.1742 | 1264976.0425
193 | 2686019.7212 | 1265049.1955
194 | 2685920.5058 | 1264972.8586
195 | 2686008.7941 | 1265063.1142
196 | 2685913.992 | 1264969.2261
197 | 2685956.411 | 1264905.696
198 | 2685945.5607 | 1264902.7006
199 | 2685968.7772 | 1264909.1098
200 | 2685946.9459 | 1264898.0837
201 | 2685934.777 | 1264923.8855
202 | 2685936.3407 | 1264894.5579
203 | 2685949.8366 | 1264884.7718
204 | 2685933.9941 | 1264925.1406
205 | 2685932.9914 | 1264893.4444
206 | 2685951.5098 | 1264875.9626
207 | 2685924.7747 | 1264939.9668
208 | 2685920.4944 | 1264946.9042
209 | 2685910.863 | 1264967.4812
210 | 2685889.6075 | 1264966.0713
211 | 2685872.8872 | 1264965.6059
212 | 2685892.0521 | 1264928.2145
213 | 2685924.1509 | 1264881.7786
214 | 2685813.5897 | 1264914.8824
215 | 2685811.8219 | 1264945.8296
216 | 2685892.031 | 1264925.2518
217 | 2685852.683 | 1264962.3321
218 | 2685867.5695 | 1264959.1794
219 | 2685885.2556 | 1264999.6681
220 | 2685885.2962 | 1265000.0765
221 | 2685849.2599 | 1264940.4483
222 | 2685843.1297 | 1264960.7012
223 | 2685856.5243 | 1264906.7368
224 | 2685885.6663 | 1265003.7989
225 | 2685888.5635 | 1265015.0951
226 | 2685887.5654 | 1265011.612
227 | 2685825.5794 | 1264960.1871
228 | 2685856.7416 | 1264884.5731
229 | 2685858.8902 | 1264864.7191
230 | 2685862.3702 | 1264845.9027
231 | 2685921.1925 | 1264876.5701
232 | 2685585.9796 | 1264832.5379
233 | 2685608.458 | 1264805.8003
234 | 2685556.9149 | 1264732.081
235 | 2685585.2188 | 1265103.944
236 | 2685788.475 | 1264927.0154
237 | 2685788.2778 | 1264943.0286
238 | 2685789.9905 | 1264871.6724
239 | 2685505.3072 | 1265021.2984
240 | 2685510.5073 | 1265015.1605
241 | 2685514.551 | 1265010.3877
242 | 2685514.7607 | 1265010.1401
243 | 2685526.3747 | 1265004.2793
244 | 2685701.6096 | 1265036.7442
245 | 2685763.9924 | 1265163.1158
246 | 2685720.5137 | 1264991.0152

## line_std_types
| c_nf_per_km | r_ohm_per_km | x_ohm_per_km | max_i_ka | type | q_mm2 | alpha | voltage_rating
NAYY 4x50 SE | 210 | 0.642 | 0.083 | 0.142 | cs | 50 | 0.00403 | LV
NAYY 4x120 SE | 264 | 0.225 | 0.08 | 0.242 | cs | 120 | 0.00403 | LV
NAYY 4x150 SE | 261 | 0.208 | 0.08 | 0.27 | cs | 150 | 0.00403 | LV
NA2XS2Y 1x95 RM/25 12/20 kV | 216 | 0.313 | 0.132 | 0.252 | cs | 95 | 0.00403 | MV
NA2XS2Y 1x185 RM/25 12/20 kV | 273 | 0.161 | 0.117 | 0.362 | cs | 185 | 0.00403 | MV
NA2XS2Y 1x240 RM/25 12/20 kV | 304 | 0.122 | 0.112 | 0.421 | cs | 240 | 0.00403 | MV
NA2XS2Y 1x95 RM/25 6/10 kV | 315 | 0.313 | 0.123 | 0.249 | cs | 95 | 0.00403 | MV
NA2XS2Y 1x185 RM/25 6/10 kV | 406 | 0.161 | 0.11 | 0.358 | cs | 185 | 0.00403 | MV
NA2XS2Y 1x240 RM/25 6/10 kV | 456 | 0.122 | 0.105 | 0.416 | cs | 240 | 0.00403 | MV
NA2XS2Y 1x150 RM/25 12/20 kV | 250 | 0.206 | 0.116 | 0.319 | cs | 150 | 0.00403 | MV
NA2XS2Y 1x120 RM/25 12/20 kV | 230 | 0.253 | 0.119 | 0.283 | cs | 120 | 0.00403 | MV
NA2XS2Y 1x70 RM/25 12/20 kV | 190 | 0.443 | 0.132 | 0.22 | cs | 70 | 0.00403 | MV
NA2XS2Y 1x150 RM/25 6/10 kV | 360 | 0.206 | 0.11 | 0.315 | cs | 150 | 0.00403 | MV
NA2XS2Y 1x120 RM/25 6/10 kV | 340 | 0.253 | 0.113 | 0.28 | cs | 120 | 0.00403 | MV
NA2XS2Y 1x70 RM/25 6/10 kV | 280 | 0.443 | 0.123 | 0.217 | cs | 70 | 0.00403 | MV
N2XS(FL)2Y 1x120 RM/35 64/110 kV | 112 | 0.153 | 0.166 | 0.366 | cs | 120 | 0.00393 | HV
N2XS(FL)2Y 1x185 RM/35 64/110 kV | 125 | 0.099 | 0.156 | 0.457 | cs | 185 | 0.00393 | HV
N2XS(FL)2Y 1x240 RM/35 64/110 kV | 135 | 0.075 | 0.149 | 0.526 | cs | 240 | 0.00393 | HV
N2XS(FL)2Y 1x300 RM/35 64/110 kV | 144 | 0.06 | 0.144 | 0.588 | cs | 300 | 0.00393 | HV
15-AL1/3-ST1A 0.4 | 11 | 1.8769 | 0.35 | 0.105 | ol | 16 | 0.00403 | LV
24-AL1/4-ST1A 0.4 | 11.25 | 1.2012 | 0.335 | 0.14 | ol | 24 | 0.00403 | LV
48-AL1/8-ST1A 0.4 | 12.2 | 0.5939 | 0.3 | 0.21 | ol | 48 | 0.00403 | LV
94-AL1/15-ST1A 0.4 | 13.2 | 0.306 | 0.29 | 0.35 | ol | 94 | 0.00403 | LV
34-AL1/6-ST1A 10.0 | 9.7 | 0.8342 | 0.36 | 0.17 | ol | 34 | 0.00403 | MV
48-AL1/8-ST1A 10.0 | 10.1 | 0.5939 | 0.35 | 0.21 | ol | 48 | 0.00403 | MV
70-AL1/11-ST1A 10.0 | 10.4 | 0.4132 | 0.339 | 0.29 | ol | 70 | 0.00403 | MV
94-AL1/15-ST1A 10.0 | 10.75 | 0.306 | 0.33 | 0.35 | ol | 94 | 0.00403 | MV
122-AL1/20-ST1A 10.0 | 11.1 | 0.2376 | 0.323 | 0.41 | ol | 122 | 0.00403 | MV
149-AL1/24-ST1A 10.0 | 11.25 | 0.194 | 0.315 | 0.47 | ol | 149 | 0.00403 | MV
34-AL1/6-ST1A 20.0 | 9.15 | 0.8342 | 0.382 | 0.17 | ol | 34 | 0.00403 | MV
48-AL1/8-ST1A 20.0 | 9.5 | 0.5939 | 0.372 | 0.21 | ol | 48 | 0.00403 | MV
70-AL1/11-ST1A 20.0 | 9.7 | 0.4132 | 0.36 | 0.29 | ol | 70 | 0.00403 | MV
94-AL1/15-ST1A 20.0 | 10 | 0.306 | 0.35 | 0.35 | ol | 94 | 0.00403 | MV
122-AL1/20-ST1A 20.0 | 10.3 | 0.2376 | 0.344 | 0.41 | ol | 122 | 0.00403 | MV
149-AL1/24-ST1A 20.0 | 10.5 | 0.194 | 0.337 | 0.47 | ol | 149 | 0.00403 | MV
184-AL1/30-ST1A 20.0 | 10.75 | 0.1571 | 0.33 | 0.535 | ol | 184 | 0.00403 | MV
243-AL1/39-ST1A 20.0 | 11 | 0.1188 | 0.32 | 0.645 | ol | 243 | 0.00403 | MV
48-AL1/8-ST1A 110.0 | 8 | 0.5939 | 0.46 | 0.21 | ol | 48 | 0.00403 | HV
70-AL1/11-ST1A 110.0 | 8.4 | 0.4132 | 0.45 | 0.29 | ol | 70 | 0.00403 | HV
94-AL1/15-ST1A 110.0 | 8.65 | 0.306 | 0.44 | 0.35 | ol | 94 | 0.00403 | HV
122-AL1/20-ST1A 110.0 | 8.5 | 0.2376 | 0.43 | 0.41 | ol | 122 | 0.00403 | HV
149-AL1/24-ST1A 110.0 | 8.75 | 0.194 | 0.41 | 0.47 | ol | 149 | 0.00403 | HV
184-AL1/30-ST1A 110.0 | 8.8 | 0.1571 | 0.4 | 0.535 | ol | 184 | 0.00403 | HV
243-AL1/39-ST1A 110.0 | 9 | 0.1188 | 0.39 | 0.645 | ol | 243 | 0.00403 | HV
305-AL1/39-ST1A 110.0 | 9.2 | 0.0949 | 0.38 | 0.74 | ol | 305 | 0.00403 | HV
490-AL1/64-ST1A 110.0 | 9.75 | 0.059 | 0.37 | 0.96 | ol | 490 | 0.00403 | HV
679-AL1/86-ST1A 110.0 | 9.95 | 0.042 | 0.36 | 1.15 | ol | 679 | 0.00403 | HV
490-AL1/64-ST1A 220.0 | 10 | 0.059 | 0.285 | 0.96 | ol | 490 | 0.00403 | HV
679-AL1/86-ST1A 220.0 | 11.7 | 0.042 | 0.275 | 1.15 | ol | 679 | 0.00403 | HV
490-AL1/64-ST1A 380.0 | 11 | 0.059 | 0.253 | 0.96 | ol | 490 | 0.00403 | HV
679-AL1/86-ST1A 380.0 | 14.6 | 0.042 | 0.25 | 1.15 | ol | 679 | 0.00403 | HV

## trafo_std_types
| i0_percent | pfe_kw | vkr_percent | sn_mva | vn_lv_kv | vn_hv_kv | vk_percent | shift_degree | vector_group | tap_side | tap_neutral | tap_min | tap_max | tap_step_degree | tap_step_percent | tap_phase_shifter
160 MVA 380/110 kV | 0.06 | 60 | 0.25 | 160 | 110 | 380 | 12.2 | 0 | Yy0 | hv | 0 | -9 | 9 | 0 | 1.5 | FALSE
100 MVA 220/110 kV | 0.06 | 55 | 0.26 | 100 | 110 | 220 | 12 | 0 | Yy0 | hv | 0 | -9 | 9 | 0 | 1.5 | FALSE
63 MVA 110/20 kV | 0.04 | 22 | 0.32 | 63 | 20 | 110 | 18 | 150 | YNd5 | hv | 0 | -9 | 9 | 0 | 1.5 | FALSE
40 MVA 110/20 kV | 0.05 | 18 | 0.34 | 40 | 20 | 110 | 16.2 | 150 | YNd5 | hv | 0 | -9 | 9 | 0 | 1.5 | FALSE
25 MVA 110/20 kV | 0.07 | 14 | 0.41 | 25 | 20 | 110 | 12 | 150 | YNd5 | hv | 0 | -9 | 9 | 0 | 1.5 | FALSE
63 MVA 110/10 kV | 0.04 | 22 | 0.32 | 63 | 10 | 110 | 18 | 150 | YNd5 | hv | 0 | -9 | 9 | 0 | 1.5 | FALSE
40 MVA 110/10 kV | 0.05 | 18 | 0.34 | 40 | 10 | 110 | 16.2 | 150 | YNd5 | hv | 0 | -9 | 9 | 0 | 1.5 | FALSE
25 MVA 110/10 kV | 0.07 | 14 | 0.41 | 25 | 10 | 110 | 12 | 150 | YNd5 | hv | 0 | -9 | 9 | 0 | 1.5 | FALSE
0.25 MVA 20/0.4 kV | 0.32 | 0.8 | 1.44 | 0.25 | 0.4 | 20 | 6 | 150 | Yzn5 | hv | 0 | -2 | 2 | 0 | 2.5 | FALSE
0.4 MVA 20/0.4 kV | 0.3375 | 1.35 | 1.425 | 0.4 | 0.4 | 20 | 6 | 150 | Dyn5 | hv | 0 | -2 | 2 | 0 | 2.5 | FALSE
0.63 MVA 20/0.4 kV | 0.2619 | 1.65 | 1.206 | 0.63 | 0.4 | 20 | 6 | 150 | Dyn5 | hv | 0 | -2 | 2 | 0 | 2.5 | FALSE
0.25 MVA 10/0.4 kV | 0.24 | 0.6 | 1.2 | 0.25 | 0.4 | 10 | 4 | 150 | Dyn5 | hv | 0 | -2 | 2 | 0 | 2.5 | FALSE
0.4 MVA 10/0.4 kV | 0.2375 | 0.95 | 1.325 | 0.4 | 0.4 | 10 | 4 | 150 | Dyn5 | hv | 0 | -2 | 2 | 0 | 2.5 | FALSE
0.63 MVA 10/0.4 kV | 0.1873 | 1.18 | 1.0794 | 0.63 | 0.4 | 10 | 4 | 150 | Dyn5 | hv | 0 | -2 | 2 | 0 | 2.5 | FALSE

## trafo3w_std_types
| sn_hv_mva | sn_mv_mva | sn_lv_mva | vn_hv_kv | vn_mv_kv | vn_lv_kv | vk_hv_percent | vk_mv_percent | vk_lv_percent | vkr_hv_percent | vkr_mv_percent | vkr_lv_percent | pfe_kw | i0_percent | shift_mv_degree | shift_lv_degree | vector_group | tap_side | tap_neutral | tap_min | tap_max | tap_step_percent
63/25/38 MVA 110/20/10 kV | 63 | 25 | 38 | 110 | 20 | 10 | 10.4 | 10.4 | 10.4 | 0.28 | 0.32 | 0.35 | 35 | 0.89 | 0 | 0 | YN0yn0yn0 | hv | 0 | -10 | 10 | 1.2
63/25/38 MVA 110/10/10 kV | 63 | 25 | 38 | 110 | 10 | 10 | 10.4 | 10.4 | 10.4 | 0.28 | 0.32 | 0.35 | 35 | 0.89 | 0 | 0 | YN0yn0yn0 | hv | 0 | -10 | 10 | 1.2

## fuse_std_types
| fuse_type | i_rated_a | t_avg | t_min | t_total | x_avg | x_min | x_total
HV 100A | HV 100A | 100 | 0 | [10.0, 3.64, 0.854, 0.281, 0.1, 0.0531, 0.022, 0.01] | [10.0, 4.267, 1.21, 0.403, 0.1, 0.058, 0.022, 0.01] | 0 | [300.0, 350.0, 450.0, 550.0, 700.0, 850.0, 1200.0, 1752.0] | [600.0, 700.0, 900.0, 1150.0, 1665.0, 2000.0, 3000.0, 4313.0]
HV 10A | HV 10A | 10 | 0 | [10.0, 1675.0, 0.344, 0.156, 0.1, 0.0417, 0.0171, 0.01] | [10.0, 1.3, 0.3, 0.155, 0.1, 0.0555, 0.023, 0.01] | 0 | [30.0, 32.0, 35.0, 37.0, 39.0, 50.0, 70.0, 88.0] | [60.0, 70.0, 80.0, 87.0, 94.0, 110.0, 150.0, 216.0]
HV 125A | HV 125A | 125 | 0 | [10.0, 1.82, 0.344, 0.1, 0.0467, 0.0269, 0.01] | [10.0, 2.478, 0.426, 0.1, 0.0427, 0.0211, 0.01] | 0 | [375.0, 500.0, 700.0, 925.0, 1200.0, 1500.0, 2341.0] | [750.0, 1000.0, 1500.0, 2200.0, 3000.0, 4000.0, 5765.0]
HV 160A | HV 160A | 160 | 0 | [10.0, 4.15, 1.03, 0.198, 0.1, 0.051, 0.0172, 0.01] | [10.0, 2.3, 0.734, 0.274, 0.1, 0.046, 0.0177, 0.01] | 0 | [480.0, 550.0, 700.0, 1000.0, 1260.0, 1600.0, 2500.0, 3227.0] | [960.0, 1300.0, 1700.0, 2200.0, 2996.0, 4000.0, 6000.0, 7946.0]
HV 16A | HV 16A | 16 | 0 | [10.0, 0.352, 0.164, 0.1, 0.0649, 0.0342, 0.01] | [10.0, 2.34, 0.722, 0.181, 0.1, 0.055, 0.0296, 0.01] | 0 | [48.0, 60.0, 65.0, 71.0, 80.0, 100.0, 162.0] | [96.0, 110.0, 125.0, 150.0, 168.0, 200.0, 250.0, 398.0]
HV 200A | HV 200A | 200 | 0 | [10.0, 4.267, 1.21, 0.403, 0.1, 0.058, 0.022, 0.01] | [10.0, 3.73, 1.654, 0.328, 0.1, 0.0531, 0.019, 0.01] | 0 | [600.0, 700.0, 900.0, 1150.0, 1665.0, 2000.0, 3000.0, 4313.0] | [1200.0, 1500.0, 1800.0, 2700.0, 3960.0, 5000.0, 7500.0, 10620.0]
HV 20A | HV 20A | 20 | 0 | [10.0, 1.3, 0.3, 0.155, 0.1, 0.0555, 0.023, 0.01] | [10.0, 1.3, 0.161, 0.1, 0.0611, 0.0399, 0.0141, 0.01] | 0 | [60.0, 70.0, 80.0, 87.0, 94.0, 110.0, 150.0, 216.0] | [120.0, 150.0, 200.0, 223.0, 260.0, 300.0, 450.0, 532.0]
HV 25A | HV 25A | 25 | 0 | [10.0, 2.512, 0.833, 0.299, 0.1, 0.0372, 0.0223, 0.01] | [10.0, 3.125, 0.597, 0.198, 0.1, 0.0378, 0.022, 0.01] | 0 | [75.0, 82.0, 90.0, 100.0, 124.0, 170.0, 200.0, 289.0] | [150.0, 170.0, 210.0, 250.0, 294.0, 400.0, 500.0, 711.0]
HV 31.5A | HV 31.5A | 31.5 | 0 | [10.0, 2.34, 0.722, 0.181, 0.1, 0.055, 0.0296, 0.01] | [10.0, 2.84, 0.368, 0.164, 0.1, 0.0621, 0.0378, 0.0195, 0.01] | 0 | [95.0, 110.0, 125.0, 150.0, 165.0, 200.0, 250.0, 390.0] | [189.0, 220.0, 300.0, 350.0, 393.0, 450.0, 530.0, 700.0, 960.0]
HV 40A | HV 40A | 40 | 0 | [10.0, 1.3, 0.161, 0.1, 0.0611, 0.0399, 0.0141, 0.01] | [10.0, 2.05, 0.369, 0.198, 0.1, 0.051, 0.0298, 0.01] | 0 | [120.0, 150.0, 200.0, 223.0, 260.0, 300.0, 450.0, 532.0] | [240.0, 300.0, 400.0, 450.0, 530.0, 650.0, 800.0, 1311.0]
HV 50A | HV 50A | 50 | 0 | [10.0, 3.215, 0.597, 0.198, 0.1, 0.0378, 0.022, 0.01] | [10.0, 3.64, 0.854, 0.281, 0.1, 0.0531, 0.022, 0.01] | 0 | [150.0, 170.0, 210.0, 250.0, 294.0, 400.0, 500.0, 711.0] | [300.0, 350.0, 450.0, 550.0, 700.0, 850.0, 1200.0, 1752.0]
HV 6.3A | HV 6.3A | 6.3 | 0 | [10.0, 1.39, 0.344, 0.168, 0.1, 0.056, 0.0263, 0.01] | [10.0, 1.711, 0.516, 0.198, 0.1, 0.0634, 0.0303, 0.01] | 0 | [19.0, 19.5, 20.4, 20.8, 22.0, 25.0, 32.0, 48.0] | [38.0, 40.0, 43.0, 48.0, 53.0, 60.0, 75.0, 118.0]
HV 63A | HV 63A | 63 | 0 | [10.0, 2.84, 0.368, 0.164, 0.1, 0.0621, 0.0378, 0.0195, 0.01] | [10.0, 1.82, 0.344, 0.1, 0.0467, 0.0269, 0.01] | 0 | [189.0, 220.0, 300.0, 350.0, 393.0, 450.0, 530.0, 700.0, 961.0] | [378.0, 500.0, 700.0, 934.0, 1200.0, 1500.0, 2366.0]
HV 80A | HV 80A | 80 | 0 | [10.0, 2.05, 0.369, 0.198, 0.1, 0.051, 0.0298, 0.01] | [10.0, 4.15, 1.03, 0.198, 0.1, 0.051, 0.0172, 0.01] | 0 | [240.0, 300.0, 400.0, 450.0, 530.0, 650.0, 800.0, 1311.0] | [480.0, 550.0, 700.0, 1000.0, 1260.0, 1600.0, 2500.0, 3227.0]
Siemens NH-1-100 | Siemens NH-1-100 | 100 | [5400.0, 2000.0, 400.0, 20.0, 1.0, 0.2, 0.012, 0.004] | 0 | 0 | [150.0, 190.0, 250.0, 430.0, 900.0, 1250.0, 2700.0, 3600.0] | 0 | 0
Siemens NH-1-125 | Siemens NH-1-125 | 125 | [4800.0, 120.0, 7.0, 0.1, 0.004] | 0 | 0 | [180.0, 400.0, 740.0, 2000.0, 4250.0] | 0 | 0
Siemens NH-1-16 | Siemens NH-1-16 | 16 | [4000.0, 400.0, 2.0, 0.1, 0.04, 0.01] | 0 | 0 | [26.0, 35.0, 75.0, 150.0, 200.0, 300.0] | 0 | 0
Siemens NH-1-160 | Siemens NH-1-160 | 160 | [4800.0, 120.0, 7.0, 0.1, 0.004] | 0 | 0 | [210.0, 500.0, 900.0, 2300.0, 5000.0] | 0 | 0
Siemens NH-1-25 | Siemens NH-1-25 | 25 | [4000.0, 1000.0, 10.0, 0.2, 0.02, 0.01] | 0 | 0 | [40.0, 50.0, 100.0, 210.0, 400.0, 500.0] | 0 | 0
Siemens NH-1-50 | Siemens NH-1-50 | 50 | [4000.0, 40.0, 4.0, 1.0, 0.02, 0.01] | 0 | 0 | [86.0, 200.0, 300.0, 400.0, 1000.0, 1280.0] | 0 | 0
Siemens NH-1-63 | Siemens NH-1-63 | 63 | [4000.0, 100.0, 10.0, 2.0, 0.04, 0.01] | 0 | 0 | [100.0, 200.0, 300.0, 400.0, 1000.0, 1500.0] | 0 | 0
Siemens NH-1-80 | Siemens NH-1-80 | 80 | [4800.0, 120.0, 7.0, 0.1, 0.01] | 0 | 0 | [150.58, 250.0, 450.0, 1150.0, 2470.0] | 0 | 0
Siemens NH-2-1000 | Siemens NH-2-1000 | 1000 | [4800.0, 120.0, 7.0, 0.1, 0.004] | 0 | 0 | [1900.0, 3500.0, 8400.0, 24000.0, 52000.0] | 0 | 0
Siemens NH-2-200 | Siemens NH-2-200 | 200 | [4800.0, 120.0, 7.0, 0.1, 0.004] | 0 | 0 | [280.0, 650.0, 1200.0, 3000.0, 7000.0] | 0 | 0
Siemens NH-2-224 | Siemens NH-2-224 | 224 | [4800.0, 120.0, 7.0, 0.2, 0.04, 0.004] | 0 | 0 | [400.0, 750.0, 1453.0, 3025.0, 4315.0, 7600.0] | 0 | 0
Siemens NH-2-250 | Siemens NH-2-250 | 250 | [4800.0, 120.0, 7.0, 0.1, 0.004] | 0 | 0 | [450.0, 800.0, 1650.0, 4000.0, 8500.0] | 0 | 0
Siemens NH-2-315 | Siemens NH-2-315 | 315 | [4800.0, 120.0, 7.0, 0.1, 0.004] | 0 | 0 | [550.0, 920.0, 1900.0, 5000.0, 11000.0] | 0 | 0
Siemens NH-2-355 | Siemens NH-2-355 | 355 | [4800.0, 120.0, 6.0, 0.1, 0.004] | 0 | 0 | [650.0, 1116.27, 2350.0, 5840.0, 12790.0] | 0 | 0
Siemens NH-2-400 | Siemens NH-2-400 | 400 | [4800.0, 120.0, 7.0, 0.1, 0.004] | 0 | 0 | [720.0, 1350.0, 2800.0, 6500.0, 15000.0] | 0 | 0
Siemens NH-2-425 | Siemens NH-2-425 | 425 | [4800.0, 120.0, 7.0, 0.1, 0.004] | 0 | 0 | [850.0, 1500.0, 3050.0, 7500.0, 16500.0] | 0 | 0
Siemens NH-2-630 | Siemens NH-2-630 | 630 | [4800.0, 120.0, 7.0, 0.1, 0.004] | 0 | 0 | [1200.0, 2000.0, 4800.0, 12000.0, 26000.0] | 0 | 0

## dtypes
| element | column | dtype
0 | bus | name | object
1 | bus | vn_kv | float64
2 | bus | type | object
3 | bus | zone | object
4 | bus | in_service | bool
5 | load | name | object
6 | load | bus | uint32
7 | load | p_mw | float64
8 | load | q_mvar | float64
9 | load | const_z_percent | float64
10 | load | const_i_percent | float64
11 | load | sn_mva | float64
12 | load | scaling | float64
13 | load | in_service | bool
14 | load | type | object
15 | ext_grid | name | object
16 | ext_grid | bus | uint32
17 | ext_grid | vm_pu | float64
18 | ext_grid | va_degree | float64
19 | ext_grid | slack_weight | float64
20 | ext_grid | in_service | bool
21 | line | name | object
22 | line | std_type | object
23 | line | from_bus | uint32
24 | line | to_bus | uint32
25 | line | length_km | float64
26 | line | r_ohm_per_km | float64
27 | line | x_ohm_per_km | float64
28 | line | c_nf_per_km | float64
29 | line | g_us_per_km | float64
30 | line | max_i_ka | float64
31 | line | df | float64
32 | line | parallel | uint32
33 | line | type | object
34 | line | in_service | bool
35 | trafo | name | object
36 | trafo | std_type | object
37 | trafo | hv_bus | uint32
38 | trafo | lv_bus | uint32
39 | trafo | sn_mva | float64
40 | trafo | vn_hv_kv | float64
41 | trafo | vn_lv_kv | float64
42 | trafo | vk_percent | float64
43 | trafo | vkr_percent | float64
44 | trafo | pfe_kw | float64
45 | trafo | i0_percent | float64
46 | trafo | shift_degree | float64
47 | trafo | tap_side | object
48 | trafo | tap_neutral | int32
49 | trafo | tap_min | int32
50 | trafo | tap_max | int32
51 | trafo | tap_step_percent | float64
52 | trafo | tap_step_degree | float64
53 | trafo | tap_pos | int32
54 | trafo | tap_phase_shifter | bool
55 | trafo | parallel | uint32
56 | trafo | df | float64
57 | trafo | in_service | bool
58 | line_geodata | coords | object
59 | bus_geodata | x | float64
60 | bus_geodata | y | float64
61 | bus_geodata | coords | object

## parameters
| version | format_version | converged | OPF_converged | name | f_hz | sn_mva
0 | 2.14.6 | 2.14.0 | FALSE | FALSE |  | 50 | 1