## bus
| name | vn_kv | type | zone | in_service
0 | bus_LV_69-7_0_6_node_0 | 0.4 | n |  | TRUE
1 | bus_LV_69-7_0_6_node_1 | 0.4 | n |  | TRUE
2 | bus_LV_69-7_0_6_node_2 | 0.4 | n |  | TRUE
3 | bus_LV_69-7_0_6_node_3 | 0.4 | n |  | TRUE
4 | bus_LV_69-7_0_6_node_4 | 0.4 | n |  | TRUE
5 | bus_LV_69-7_0_6_node_5 | 0.4 | n |  | TRUE
6 | bus_LV_69-7_0_6_node_32 | 0.4 | n |  | TRUE
7 | bus_LV_69-7_0_6_node_38 | 0.4 | n |  | TRUE
8 | bus_LV_69-7_0_6_node_33 | 0.4 | n |  | TRUE
9 | bus_LV_69-7_0_6_node_42 | 0.4 | n |  | TRUE
10 | bus_LV_69-7_0_6_node_53 | 0.4 | n |  | TRUE
11 | bus_LV_69-7_0_6_node_34 | 0.4 | n |  | TRUE
12 | bus_LV_69-7_0_6_node_43 | 0.4 | n |  | TRUE
13 | bus_LV_69-7_0_6_node_6 | 0.4 | n |  | TRUE
14 | bus_LV_69-7_0_6_node_7 | 0.4 | n |  | TRUE
15 | bus_LV_69-7_0_6_node_8 | 0.4 | n |  | TRUE
16 | bus_LV_69-7_0_6_node_9 | 0.4 | n |  | TRUE
17 | bus_LV_69-7_0_6_node_10 | 0.4 | n |  | TRUE
18 | bus_LV_69-7_0_6_node_11 | 0.4 | n |  | TRUE
19 | bus_LV_69-7_0_6_node_12 | 0.4 | n |  | TRUE
20 | bus_LV_69-7_0_6_node_51 | 0.4 | n |  | TRUE
21 | bus_LV_69-7_0_6_node_13 | 0.4 | n |  | TRUE
22 | bus_LV_69-7_0_6_node_44 | 0.4 | n |  | TRUE
23 | bus_LV_69-7_0_6_node_48 | 0.4 | n |  | TRUE
24 | bus_LV_69-7_0_6_node_52 | 0.4 | n |  | TRUE
25 | bus_LV_69-7_0_6_node_14 | 0.4 | n |  | TRUE
26 | bus_LV_69-7_0_6_node_49 | 0.4 | n |  | TRUE
27 | bus_LV_69-7_0_6_node_46 | 0.4 | n |  | TRUE
28 | bus_LV_69-7_0_6_node_45 | 0.4 | n |  | TRUE
29 | bus_LV_69-7_0_6_node_68 | 0.4 | n |  | TRUE
30 | bus_LV_69-7_0_6_node_15 | 0.4 | n |  | TRUE
31 | bus_LV_69-7_0_6_node_16 | 0.4 | n |  | TRUE
32 | bus_LV_69-7_0_6_node_17 | 0.4 | n |  | TRUE
33 | bus_LV_69-7_0_6_node_18 | 0.4 | n |  | TRUE
34 | bus_LV_69-7_0_6_node_19 | 0.4 | n |  | TRUE
35 | bus_LV_69-7_0_6_node_21 | 0.4 | n |  | TRUE
36 | bus_LV_69-7_0_6_node_22 | 0.4 | n |  | TRUE
37 | bus_LV_69-7_0_6_node_70 | 0.4 | n |  | TRUE
38 | bus_LV_69-7_0_6_node_20 | 0.4 | n |  | TRUE
39 | bus_LV_69-7_0_6_node_28 | 0.4 | n |  | TRUE
40 | bus_LV_69-7_0_6_node_23 | 0.4 | n |  | TRUE
41 | bus_LV_69-7_0_6_node_47 | 0.4 | n |  | TRUE
42 | bus_LV_69-7_0_6_node_101 | 0.4 | n |  | TRUE
43 | bus_LV_69-7_0_6_node_71 | 0.4 | n |  | TRUE
44 | bus_LV_69-7_0_6_node_184 | 0.4 | n |  | TRUE
45 | bus_LV_69-7_0_6_node_24 | 0.4 | n |  | TRUE
46 | bus_LV_69-7_0_6_node_193 | 0.4 | n |  | TRUE
47 | bus_LV_69-7_0_6_node_194 | 0.4 | n |  | TRUE
48 | bus_LV_69-7_0_6_node_130 | 0.4 | n |  | TRUE
49 | bus_LV_69-7_0_6_node_99 | 0.4 | n |  | TRUE
50 | bus_LV_69-7_0_6_node_25 | 0.4 | n |  | TRUE
51 | bus_LV_69-7_0_6_node_26 | 0.4 | n |  | TRUE
52 | bus_LV_69-7_0_6_node_27 | 0.4 | n |  | TRUE
53 | bus_LV_69-7_0_6_node_29 | 0.4 | n |  | TRUE
54 | bus_LV_69-7_0_6_node_30 | 0.4 | n |  | TRUE
55 | bus_LV_69-7_0_6_node_127 | 0.4 | n |  | TRUE
56 | bus_LV_69-7_0_6_node_129 | 0.4 | n |  | TRUE
57 | bus_LV_69-7_0_6_node_125 | 0.4 | n |  | TRUE
58 | bus_LV_69-7_0_6_node_185 | 0.4 | n |  | TRUE
59 | bus_LV_69-7_0_6_node_54 | 0.4 | n |  | TRUE
60 | bus_LV_69-7_0_6_node_35 | 0.4 | n |  | TRUE
61 | bus_LV_69-7_0_6_node_36 | 0.4 | n |  | TRUE
62 | bus_LV_69-7_0_6_node_37 | 0.4 | n |  | TRUE
63 | bus_LV_69-7_0_6_node_39 | 0.4 | n |  | TRUE
64 | bus_LV_69-7_0_6_node_78 | 0.4 | n |  | TRUE
65 | bus_LV_69-7_0_6_node_148 | 0.4 | n |  | TRUE
66 | bus_LV_69-7_0_6_node_40 | 0.4 | n |  | TRUE
67 | bus_LV_69-7_0_6_node_41 | 0.4 | n |  | TRUE
68 | bus_LV_69-7_0_6_node_77 | 0.4 | n |  | TRUE
69 | bus_LV_69-7_0_6_node_146 | 0.4 | n |  | TRUE
70 | bus_LV_69-7_0_6_node_120 | 0.4 | n |  | TRUE
71 | bus_LV_69-7_0_6_node_95 | 0.4 | n |  | TRUE
72 | bus_LV_69-7_0_6_node_72 | 0.4 | n |  | TRUE
73 | bus_LV_69-7_0_6_node_135 | 0.4 | n |  | TRUE
74 | bus_LV_69-7_0_6_node_136 | 0.4 | n |  | TRUE
75 | bus_LV_69-7_0_6_node_69 | 0.4 | n |  | TRUE
76 | bus_LV_69-7_0_6_node_50 | 0.4 | n |  | TRUE
77 | bus_LV_69-7_0_6_node_102 | 0.4 | n |  | TRUE
78 | bus_LV_69-7_0_6_node_124 | 0.4 | n |  | TRUE
79 | bus_LV_69-7_0_6_node_55 | 0.4 | n |  | TRUE
80 | bus_LV_69-7_0_6_node_56 | 0.4 | n |  | TRUE
81 | bus_LV_69-7_0_6_node_65 | 0.4 | n |  | TRUE
82 | bus_LV_69-7_0_6_node_57 | 0.4 | n |  | TRUE
83 | bus_LV_69-7_0_6_node_58 | 0.4 | n |  | TRUE
84 | bus_LV_69-7_0_6_node_59 | 0.4 | n |  | TRUE
85 | bus_LV_69-7_0_6_node_60 | 0.4 | n |  | TRUE
86 | bus_LV_69-7_0_6_node_61 | 0.4 | n |  | TRUE
87 | bus_LV_69-7_0_6_node_62 | 0.4 | n |  | TRUE
88 | bus_LV_69-7_0_6_node_63 | 0.4 | n |  | TRUE
89 | bus_LV_69-7_0_6_node_84 | 0.4 | n |  | TRUE
90 | bus_LV_69-7_0_6_node_82 | 0.4 | n |  | TRUE
91 | bus_LV_69-7_0_6_node_85 | 0.4 | n |  | TRUE
92 | bus_LV_69-7_0_6_node_91 | 0.4 | n |  | TRUE
93 | bus_LV_69-7_0_6_node_79 | 0.4 | n |  | TRUE
94 | bus_LV_69-7_0_6_node_86 | 0.4 | n |  | TRUE
95 | bus_LV_69-7_0_6_node_76 | 0.4 | n |  | TRUE
96 | bus_LV_69-7_0_6_node_75 | 0.4 | n |  | TRUE
97 | bus_LV_69-7_0_6_node_87 | 0.4 | n |  | TRUE
98 | bus_LV_69-7_0_6_node_80 | 0.4 | n |  | TRUE
99 | bus_LV_69-7_0_6_node_81 | 0.4 | n |  | TRUE
100 | bus_LV_69-7_0_6_node_83 | 0.4 | n |  | TRUE
101 | bus_LV_69-7_0_6_node_88 | 0.4 | n |  | TRUE
102 | bus_LV_69-7_0_6_node_90 | 0.4 | n |  | TRUE
103 | bus_LV_69-7_0_6_node_92 | 0.4 | n |  | TRUE
104 | bus_LV_69-7_0_6_node_93 | 0.4 | n |  | TRUE
105 | bus_LV_69-7_0_6_node_94 | 0.4 | n |  | TRUE
106 | bus_LV_69-7_0_6_node_96 | 0.4 | n |  | TRUE
107 | bus_LV_69-7_0_6_node_119 | 0.4 | n |  | TRUE
108 | bus_LV_69-7_0_6_node_117 | 0.4 | n |  | TRUE
109 | bus_LV_69-7_0_6_node_97 | 0.4 | n |  | TRUE
110 | bus_LV_69-7_0_6_node_98 | 0.4 | n |  | TRUE
111 | bus_LV_69-7_0_6_node_100 | 0.4 | n |  | TRUE
112 | bus_LV_69-7_0_6_node_103 | 0.4 | n |  | TRUE
113 | bus_LV_69-7_0_6_node_104 | 0.4 | n |  | TRUE
114 | bus_LV_69-7_0_6_node_108 | 0.4 | n |  | TRUE
115 | bus_LV_69-7_0_6_node_105 | 0.4 | n |  | TRUE
116 | bus_LV_69-7_0_6_node_132 | 0.4 | n |  | TRUE
117 | bus_LV_69-7_0_6_node_131 | 0.4 | n |  | TRUE
118 | bus_LV_69-7_0_6_node_123 | 0.4 | n |  | TRUE
119 | bus_LV_69-7_0_6_node_111 | 0.4 | n |  | TRUE
120 | bus_LV_69-7_0_6_node_106 | 0.4 | n |  | TRUE
121 | bus_LV_69-7_0_6_node_192 | 0.4 | n |  | TRUE
122 | bus_LV_69-7_0_6_node_114 | 0.4 | n |  | TRUE
123 | bus_LV_69-7_0_6_node_188 | 0.4 | n |  | TRUE
124 | bus_LV_69-7_0_6_node_189 | 0.4 | n |  | TRUE
125 | bus_LV_69-7_0_6_node_187 | 0.4 | n |  | TRUE
126 | bus_LV_69-7_0_6_node_190 | 0.4 | n |  | TRUE
127 | bus_LV_69-7_0_6_node_191 | 0.4 | n |  | TRUE
128 | bus_LV_69-7_0_6_node_113 | 0.4 | n |  | TRUE
129 | bus_LV_69-7_0_6_node_109 | 0.4 | n |  | TRUE
130 | bus_LV_69-7_0_6_node_110 | 0.4 | n |  | TRUE
131 | bus_LV_69-7_0_6_node_112 | 0.4 | n |  | TRUE
132 | bus_LV_69-7_0_6_node_134 | 0.4 | n |  | TRUE
133 | bus_LV_69-7_0_6_node_122 | 0.4 | n |  | TRUE
134 | bus_LV_69-7_0_6_node_181 | 0.4 | n |  | TRUE
135 | bus_LV_69-7_0_6_node_118 | 0.4 | n |  | TRUE
136 | bus_LV_69-7_0_6_node_121 | 0.4 | n |  | TRUE
137 | bus_LV_69-7_0_6_node_182 | 0.4 | n |  | TRUE
138 | bus_LV_69-7_0_6_node_115 | 0.4 | n |  | TRUE
139 | bus_LV_69-7_0_6_node_116 | 0.4 | n |  | TRUE
140 | bus_LV_69-7_0_6_node_133 | 0.4 | n |  | TRUE
141 | bus_LV_69-7_0_6_node_153 | 0.4 | n |  | TRUE
142 | bus_LV_69-7_0_6_node_152 | 0.4 | n |  | TRUE
143 | bus_LV_69-7_0_6_node_137 | 0.4 | n |  | TRUE
144 | bus_LV_69-7_0_6_node_138 | 0.4 | n |  | TRUE
145 | bus_LV_69-7_0_6_node_139 | 0.4 | n |  | TRUE
146 | bus_LV_69-7_0_6_node_145 | 0.4 | n |  | TRUE
147 | bus_LV_69-7_0_6_node_140 | 0.4 | n |  | TRUE
148 | bus_LV_69-7_0_6_node_157 | 0.4 | n |  | TRUE
149 | bus_LV_69-7_0_6_node_163 | 0.4 | n |  | TRUE
150 | bus_LV_69-7_0_6_node_141 | 0.4 | n |  | TRUE
151 | bus_LV_69-7_0_6_node_144 | 0.4 | n |  | TRUE
152 | bus_LV_69-7_0_6_node_142 | 0.4 | n |  | TRUE
153 | bus_LV_69-7_0_6_node_176 | 0.4 | n |  | TRUE
154 | bus_LV_69-7_0_6_node_174 | 0.4 | n |  | TRUE
155 | bus_LV_69-7_0_6_node_143 | 0.4 | n |  | TRUE
156 | bus_LV_69-7_0_6_node_154 | 0.4 | n |  | TRUE
157 | bus_LV_69-7_0_6_node_151 | 0.4 | n |  | TRUE
158 | bus_LV_69-7_0_6_node_178 | 0.4 | n |  | TRUE
159 | bus_LV_69-7_0_6_node_175 | 0.4 | n |  | TRUE
160 | bus_LV_69-7_0_6_node_179 | 0.4 | n |  | TRUE
161 | bus_LV_69-7_0_6_node_150 | 0.4 | n |  | TRUE
162 | bus_LV_69-7_0_6_node_155 | 0.4 | n |  | TRUE
163 | bus_LV_69-7_0_6_node_164 | 0.4 | n |  | TRUE
164 | bus_LV_69-7_0_6_node_160 | 0.4 | n |  | TRUE
165 | bus_LV_69-7_0_6_node_147 | 0.4 | n |  | TRUE
166 | bus_LV_69-7_0_6_node_149 | 0.4 | n |  | TRUE
167 | bus_LV_69-7_0_6_node_156 | 0.4 | n |  | TRUE
168 | bus_LV_69-7_0_6_node_158 | 0.4 | n |  | TRUE
169 | bus_LV_69-7_0_6_node_159 | 0.4 | n |  | TRUE
170 | bus_LV_69-7_0_6_node_166 | 0.4 | n |  | TRUE
171 | bus_LV_69-7_0_6_node_167 | 0.4 | n |  | TRUE
172 | bus_LV_69-7_0_6_node_168 | 0.4 | n |  | TRUE
173 | bus_LV_69-7_0_6_node_169 | 0.4 | n |  | TRUE
174 | bus_LV_69-7_0_6_node_170 | 0.4 | n |  | TRUE
175 | bus_LV_69-7_0_6_node_171 | 0.4 | n |  | TRUE
176 | bus_LV_69-7_0_6_node_177 | 0.4 | n |  | TRUE
177 | bus_LV_69-7_0_6_node_172 | 0.4 | n |  | TRUE
178 | bus_LV_69-7_0_6_node_173 | 0.4 | n |  | TRUE
179 | bus_LV_69-7_0_6_node_183 | 0.4 | n |  | TRUE
180 | bus_LV_69-7_0_6_node_180 | 0.4 | n |  | TRUE
181 | bus_LV_69-7_0_6_node_186 | 0.4 | n |  | TRUE
182 | bus_MV_552_0_node_73 | 20 | n |  | TRUE

## load
| name | bus | p_mw | q_mvar | const_z_percent | const_i_percent | sn_mva | scaling | in_service | type
0 | LV_69-7_0_6_load_0 | 0 | 0.0015523 | 0.00038904 | 0 | 0 |  | 1 | TRUE | wye
1 | LV_69-7_0_6_load_1 | 1 | 0.0014043 | 0.00035195 | 0 | 0 |  | 1 | TRUE | wye
2 | LV_69-7_0_6_load_3 | 3 | 0.0015903 | 0.00039856 | 0 | 0 |  | 1 | TRUE | wye
3 | LV_69-7_0_6_load_5 | 5 | 0.0016826 | 0.0004217 | 0 | 0 |  | 1 | TRUE | wye
4 | LV_69-7_0_6_load_32 | 6 | 0.0038884 | 0.00097453 | 0 | 0 |  | 1 | TRUE | wye
5 | LV_69-7_0_6_load_38 | 7 | 0.0026461 | 0.00066316 | 0 | 0 |  | 1 | TRUE | wye
6 | LV_69-7_0_6_load_33 | 8 | 0.0021086 | 0.00052848 | 0 | 0 |  | 1 | TRUE | wye
7 | LV_69-7_0_6_load_42 | 9 | 0.0015414 | 0.00038632 | 0 | 0 |  | 1 | TRUE | wye
8 | LV_69-7_0_6_load_53 | 10 | 0.0049314 | 0.0012359 | 0 | 0 |  | 1 | TRUE | wye
9 | LV_69-7_0_6_load_43 | 12 | 0.001691 | 0.00042381 | 0 | 0 |  | 1 | TRUE | wye
10 | LV_69-7_0_6_load_6 | 13 | 0.0017674 | 0.00044295 | 0 | 0 |  | 1 | TRUE | wye
11 | LV_69-7_0_6_load_7 | 14 | 0.0022652 | 0.0005677 | 0 | 0 |  | 1 | TRUE | wye
12 | LV_69-7_0_6_load_9 | 16 | 0.0010464 | 0.00026226 | 0 | 0 |  | 1 | TRUE | wye
13 | LV_69-7_0_6_load_10 | 17 | 0.0017332 | 0.00043438 | 0 | 0 |  | 1 | TRUE | wye
14 | LV_69-7_0_6_load_11 | 18 | 0.0027317 | 0.00068462 | 0 | 0 |  | 1 | TRUE | wye
15 | LV_69-7_0_6_load_12 | 19 | 0.0014449 | 0.00036212 | 0 | 0 |  | 1 | TRUE | wye
16 | LV_69-7_0_6_load_51 | 20 | 0.0015957 | 0.00039991 | 0 | 0 |  | 1 | TRUE | wye
17 | LV_69-7_0_6_load_13 | 21 | 0.0010412 | 0.00026095 | 0 | 0 |  | 1 | TRUE | wye
18 | LV_69-7_0_6_load_44 | 22 | 0.001717 | 0.00043033 | 0 | 0 |  | 1 | TRUE | wye
19 | LV_69-7_0_6_load_48 | 23 | 0.0011619 | 0.00029121 | 0 | 0 |  | 1 | TRUE | wye
20 | LV_69-7_0_6_load_52 | 24 | 0.0019508 | 0.00048891 | 0 | 0 |  | 1 | TRUE | wye
21 | LV_69-7_0_6_load_49 | 26 | 0.0013819 | 0.00034634 | 0 | 0 |  | 1 | TRUE | wye
22 | LV_69-7_0_6_load_46 | 27 | 0.0020096 | 0.00050367 | 0 | 0 |  | 1 | TRUE | wye
23 | LV_69-7_0_6_load_45 | 28 | 0.0029202 | 0.00073187 | 0 | 0 |  | 1 | TRUE | wye
24 | LV_69-7_0_6_load_68 | 29 | 0.0021425 | 0.00053695 | 0 | 0 |  | 1 | TRUE | wye
25 | LV_69-7_0_6_load_15 | 30 | 0.0023806 | 0.00059663 | 0 | 0 |  | 1 | TRUE | wye
26 | LV_69-7_0_6_load_16 | 31 | 0.0029487 | 0.00073901 | 0 | 0 |  | 1 | TRUE | wye
27 | LV_69-7_0_6_load_17 | 32 | 0.0021846 | 0.00054751 | 0 | 0 |  | 1 | TRUE | wye
28 | LV_69-7_0_6_load_19 | 34 | 0.0027745 | 0.00069534 | 0 | 0 |  | 1 | TRUE | wye
29 | LV_69-7_0_6_load_22 | 36 | 0.0078053 | 0.0019562 | 0 | 0 |  | 1 | TRUE | wye
30 | LV_69-7_0_6_load_70 | 37 | 0.0021846 | 0.00054751 | 0 | 0 |  | 1 | TRUE | wye
31 | LV_69-7_0_6_load_28 | 39 | 0.0065534 | 0.0016424 | 0 | 0 |  | 1 | TRUE | wye
32 | LV_69-7_0_6_load_23 | 40 | 0.0027552 | 0.00069051 | 0 | 0 |  | 1 | TRUE | wye
33 | LV_69-7_0_6_load_71 | 43 | 0.0019877 | 0.00049817 | 0 | 0 |  | 1 | TRUE | wye
34 | LV_69-7_0_6_load_184 | 44 | 0.0069209 | 0.0017345 | 0 | 0 |  | 1 | TRUE | wye
35 | LV_69-7_0_6_load_193 | 46 | 0.0047981 | 0.0012025 | 0 | 0 |  | 1 | TRUE | wye
36 | LV_69-7_0_6_load_194 | 47 | 0.00133 | 0.00033334 | 0 | 0 |  | 1 | TRUE | wye
37 | LV_69-7_0_6_load_130 | 48 | 0.0042842 | 0.0010737 | 0 | 0 |  | 1 | TRUE | wye
38 | LV_69-7_0_6_load_99 | 49 | 0.0062687 | 0.0015711 | 0 | 0 |  | 1 | TRUE | wye
39 | LV_69-7_0_6_load_25 | 50 | 0.0016333 | 0.00040935 | 0 | 0 |  | 1 | TRUE | wye
40 | LV_69-7_0_6_load_26 | 51 | 0.0010736 | 0.00026906 | 0 | 0 |  | 1 | TRUE | wye
41 | LV_69-7_0_6_load_27 | 52 | 0.0061197 | 0.0015337 | 0 | 0 |  | 1 | TRUE | wye
42 | LV_69-7_0_6_load_29 | 53 | 0.0030523 | 0.00076499 | 0 | 0 |  | 1 | TRUE | wye
43 | LV_69-7_0_6_load_30 | 54 | 0.0039621 | 0.000993 | 0 | 0 |  | 1 | TRUE | wye
44 | LV_69-7_0_6_load_129 | 56 | 0.0069605 | 0.0017445 | 0 | 0 |  | 1 | TRUE | wye
45 | LV_69-7_0_6_load_125 | 57 | 0.0060584 | 0.0015184 | 0 | 0 |  | 1 | TRUE | wye
46 | LV_69-7_0_6_load_54 | 59 | 0.0038721 | 0.00097045 | 0 | 0 |  | 1 | TRUE | wye
47 | LV_69-7_0_6_load_35 | 60 | 0.0023138 | 0.00057989 | 0 | 0 |  | 1 | TRUE | wye
48 | LV_69-7_0_6_load_36 | 61 | 0.001116 | 0.00027969 | 0 | 0 |  | 1 | TRUE | wye
49 | LV_69-7_0_6_load_37 | 62 | 0.0067082 | 0.0016812 | 0 | 0 |  | 1 | TRUE | wye
50 | LV_69-7_0_6_load_78 | 64 | 0.0015835 | 0.00039685 | 0 | 0 |  | 1 | TRUE | wye
51 | LV_69-7_0_6_load_148 | 65 | 0.008378 | 0.0020997 | 0 | 0 |  | 1 | TRUE | wye
52 | LV_69-7_0_6_load_40 | 66 | 0.0053391 | 0.0013381 | 0 | 0 |  | 1 | TRUE | wye
53 | LV_69-7_0_6_load_41 | 67 | 0.0067159 | 0.0016832 | 0 | 0 |  | 1 | TRUE | wye
54 | LV_69-7_0_6_load_77 | 68 | 0.0018977 | 0.0004756 | 0 | 0 |  | 1 | TRUE | wye
55 | LV_69-7_0_6_load_146 | 69 | 0.0060544 | 0.0015174 | 0 | 0 |  | 1 | TRUE | wye
56 | LV_69-7_0_6_load_120 | 70 | 0.0054005 | 0.0013535 | 0 | 0 |  | 1 | TRUE | wye
57 | LV_69-7_0_6_load_95 | 71 | 0.0050522 | 0.0012662 | 0 | 0 |  | 1 | TRUE | wye
58 | LV_69-7_0_6_load_72 | 72 | 0.002437 | 0.00061078 | 0 | 0 |  | 1 | TRUE | wye
59 | LV_69-7_0_6_load_135 | 73 | 0.0068235 | 0.0017101 | 0 | 0 |  | 1 | TRUE | wye
60 | LV_69-7_0_6_load_136 | 74 | 0.0055824 | 0.0013991 | 0 | 0 |  | 1 | TRUE | wye
61 | LV_69-7_0_6_load_69 | 75 | 0.0018819 | 0.00047166 | 0 | 0 |  | 1 | TRUE | wye
62 | LV_69-7_0_6_load_50 | 76 | 0.0022771 | 0.00057071 | 0 | 0 |  | 1 | TRUE | wye
63 | LV_69-7_0_6_load_102 | 77 | 0.0022282 | 0.00055844 | 0 | 0 |  | 1 | TRUE | wye
64 | LV_69-7_0_6_load_124 | 78 | 0.0022353 | 0.00056023 | 0 | 0 |  | 1 | TRUE | wye
65 | LV_69-7_0_6_load_55 | 79 | 0.0015104 | 0.00037853 | 0 | 0 |  | 1 | TRUE | wye
66 | LV_69-7_0_6_load_56 | 80 | 0.0015275 | 0.00038283 | 0 | 0 |  | 1 | TRUE | wye
67 | LV_69-7_0_6_load_65 | 81 | 0.0029892 | 0.00074916 | 0 | 0 |  | 1 | TRUE | wye
68 | LV_69-7_0_6_load_57 | 82 | 0.0017725 | 0.00044422 | 0 | 0 |  | 1 | TRUE | wye
69 | LV_69-7_0_6_load_58 | 83 | 0.0013871 | 0.00034765 | 0 | 0 |  | 1 | TRUE | wye
70 | LV_69-7_0_6_load_59 | 84 | 0.0038865 | 0.00097405 | 0 | 0 |  | 1 | TRUE | wye
71 | LV_69-7_0_6_load_60 | 85 | 0.0021288 | 0.00053352 | 0 | 0 |  | 1 | TRUE | wye
72 | LV_69-7_0_6_load_61 | 86 | 0.0011791 | 0.00029552 | 0 | 0 |  | 1 | TRUE | wye
73 | LV_69-7_0_6_load_62 | 87 | 0.0023807 | 0.00059666 | 0 | 0 |  | 1 | TRUE | wye
74 | LV_69-7_0_6_load_63 | 88 | 0.0026916 | 0.00067459 | 0 | 0 |  | 1 | TRUE | wye
75 | LV_69-7_0_6_load_84 | 89 | 0.0021606 | 0.00054151 | 0 | 0 |  | 1 | TRUE | wye
76 | LV_69-7_0_6_load_82 | 90 | 0.0030246 | 0.00075803 | 0 | 0 |  | 1 | TRUE | wye
77 | LV_69-7_0_6_load_85 | 91 | 0.0021172 | 0.00053062 | 0 | 0 |  | 1 | TRUE | wye
78 | LV_69-7_0_6_load_91 | 92 | 0.0026934 | 0.00067502 | 0 | 0 |  | 1 | TRUE | wye
79 | LV_69-7_0_6_load_79 | 93 | 0.0029117 | 0.00072973 | 0 | 0 |  | 1 | TRUE | wye
80 | LV_69-7_0_6_load_86 | 94 | 0.0018707 | 0.00046884 | 0 | 0 |  | 1 | TRUE | wye
81 | LV_69-7_0_6_load_76 | 95 | 0.0037778 | 0.00094679 | 0 | 0 |  | 1 | TRUE | wye
82 | LV_69-7_0_6_load_75 | 96 | 0.0012704 | 0.00031839 | 0 | 0 |  | 1 | TRUE | wye
83 | LV_69-7_0_6_load_87 | 97 | 0.0020505 | 0.0005139 | 0 | 0 |  | 1 | TRUE | wye
84 | LV_69-7_0_6_load_80 | 98 | 0.0022326 | 0.00055955 | 0 | 0 |  | 1 | TRUE | wye
85 | LV_69-7_0_6_load_81 | 99 | 0.002096 | 0.00052532 | 0 | 0 |  | 1 | TRUE | wye
86 | LV_69-7_0_6_load_83 | 100 | 0.0029827 | 0.00074752 | 0 | 0 |  | 1 | TRUE | wye
87 | LV_69-7_0_6_load_88 | 101 | 0.0051393 | 0.001288 | 0 | 0 |  | 1 | TRUE | wye
88 | LV_69-7_0_6_load_90 | 102 | 0.0021912 | 0.00054917 | 0 | 0 |  | 1 | TRUE | wye
89 | LV_69-7_0_6_load_92 | 103 | 0.0030244 | 0.000758 | 0 | 0 |  | 1 | TRUE | wye
90 | LV_69-7_0_6_load_93 | 104 | 0.0015607 | 0.00039114 | 0 | 0 |  | 1 | TRUE | wye
91 | LV_69-7_0_6_load_94 | 105 | 0.0018289 | 0.00045837 | 0 | 0 |  | 1 | TRUE | wye
92 | LV_69-7_0_6_load_96 | 106 | 0.0026891 | 0.00067394 | 0 | 0 |  | 1 | TRUE | wye
93 | LV_69-7_0_6_load_119 | 107 | 0.0010604 | 0.00026575 | 0 | 0 |  | 1 | TRUE | wye
94 | LV_69-7_0_6_load_117 | 108 | 0.0032315 | 0.00080988 | 0 | 0 |  | 1 | TRUE | wye
95 | LV_69-7_0_6_load_97 | 109 | 0.0067242 | 0.0016853 | 0 | 0 |  | 1 | TRUE | wye
96 | LV_69-7_0_6_load_98 | 110 | 0.0052555 | 0.0013172 | 0 | 0 |  | 1 | TRUE | wye
97 | LV_69-7_0_6_load_108 | 114 | 0.004941 | 0.0012383 | 0 | 0 |  | 1 | TRUE | wye
98 | LV_69-7_0_6_load_105 | 115 | 0.0078571 | 0.0019692 | 0 | 0 |  | 1 | TRUE | wye
99 | LV_69-7_0_6_load_132 | 116 | 0.0075967 | 0.0019039 | 0 | 0 |  | 1 | TRUE | wye
100 | LV_69-7_0_6_load_131 | 117 | 0.0062441 | 0.0015649 | 0 | 0 |  | 1 | TRUE | wye
101 | LV_69-7_0_6_load_123 | 118 | 0.0021352 | 0.00053513 | 0 | 0 |  | 1 | TRUE | wye
102 | LV_69-7_0_6_load_106 | 120 | 0.0075121 | 0.0018827 | 0 | 0 |  | 1 | TRUE | wye
103 | LV_69-7_0_6_load_192 | 121 | 0.0077264 | 0.0019364 | 0 | 0 |  | 1 | TRUE | wye
104 | LV_69-7_0_6_load_114 | 122 | 0.001404 | 0.00035188 | 0 | 0 |  | 1 | TRUE | wye
105 | LV_69-7_0_6_load_189 | 124 | 0.0047874 | 0.0011998 | 0 | 0 |  | 1 | TRUE | wye
106 | LV_69-7_0_6_load_187 | 125 | 0.0016655 | 0.00041742 | 0 | 0 |  | 1 | TRUE | wye
107 | LV_69-7_0_6_load_191 | 127 | 0.0094393 | 0.0023657 | 0 | 0 |  | 1 | TRUE | wye
108 | LV_69-7_0_6_load_113 | 128 | 0.0014735 | 0.00036928 | 0 | 0 |  | 1 | TRUE | wye
109 | LV_69-7_0_6_load_109 | 129 | 0.001496 | 0.00037494 | 0 | 0 |  | 1 | TRUE | wye
110 | LV_69-7_0_6_load_110 | 130 | 0.0014168 | 0.00035507 | 0 | 0 |  | 1 | TRUE | wye
111 | LV_69-7_0_6_load_134 | 132 | 0.0018415 | 0.00046151 | 0 | 0 |  | 1 | TRUE | wye
112 | LV_69-7_0_6_load_122 | 133 | 0.0018564 | 0.00046526 | 0 | 0 |  | 1 | TRUE | wye
113 | LV_69-7_0_6_load_181 | 134 | 0.0015007 | 0.00037611 | 0 | 0 |  | 1 | TRUE | wye
114 | LV_69-7_0_6_load_121 | 136 | 0.0016126 | 0.00040415 | 0 | 0 |  | 1 | TRUE | wye
115 | LV_69-7_0_6_load_182 | 137 | 0.0064595 | 0.0016189 | 0 | 0 |  | 1 | TRUE | wye
116 | LV_69-7_0_6_load_115 | 138 | 0.0031891 | 0.00079927 | 0 | 0 |  | 1 | TRUE | wye
117 | LV_69-7_0_6_load_116 | 139 | 0.001727 | 0.00043284 | 0 | 0 |  | 1 | TRUE | wye
118 | LV_69-7_0_6_load_133 | 140 | 0.0019839 | 0.0004972 | 0 | 0 |  | 1 | TRUE | wye
119 | LV_69-7_0_6_load_153 | 141 | 0.0023291 | 0.00058372 | 0 | 0 |  | 1 | TRUE | wye
120 | LV_69-7_0_6_load_152 | 142 | 0.0036755 | 0.00092117 | 0 | 0 |  | 1 | TRUE | wye
121 | LV_69-7_0_6_load_137 | 143 | 0.006864 | 0.0017203 | 0 | 0 |  | 1 | TRUE | wye
122 | LV_69-7_0_6_load_140 | 147 | 0.010159 | 0.0025462 | 0 | 0 |  | 1 | TRUE | wye
123 | LV_69-7_0_6_load_157 | 148 | 0.0074968 | 0.0018789 | 0 | 0 |  | 1 | TRUE | wye
124 | LV_69-7_0_6_load_144 | 151 | 0.011579 | 0.0029019 | 0 | 0 |  | 1 | TRUE | wye
125 | LV_69-7_0_6_load_176 | 153 | 0.0073857 | 0.001851 | 0 | 0 |  | 1 | TRUE | wye
126 | LV_69-7_0_6_load_174 | 154 | 0.0071351 | 0.0017882 | 0 | 0 |  | 1 | TRUE | wye
127 | LV_69-7_0_6_load_154 | 156 | 0.0019364 | 0.0004853 | 0 | 0 |  | 1 | TRUE | wye
128 | LV_69-7_0_6_load_151 | 157 | 0.0098458 | 0.0024676 | 0 | 0 |  | 1 | TRUE | wye
129 | LV_69-7_0_6_load_175 | 159 | 0.0070737 | 0.0017728 | 0 | 0 |  | 1 | TRUE | wye
130 | LV_69-7_0_6_load_179 | 160 | 0.0028978 | 0.00072627 | 0 | 0 |  | 1 | TRUE | wye
131 | LV_69-7_0_6_load_150 | 161 | 0.0057395 | 0.0014385 | 0 | 0 |  | 1 | TRUE | wye
132 | LV_69-7_0_6_load_155 | 162 | 0.0074366 | 0.0018638 | 0 | 0 |  | 1 | TRUE | wye
133 | LV_69-7_0_6_load_164 | 163 | 0.0049345 | 0.0012367 | 0 | 0 |  | 1 | TRUE | wye
134 | LV_69-7_0_6_load_147 | 165 | 0.005663 | 0.0014193 | 0 | 0 |  | 1 | TRUE | wye
135 | LV_69-7_0_6_load_149 | 166 | 0.0056627 | 0.0014192 | 0 | 0 |  | 1 | TRUE | wye
136 | LV_69-7_0_6_load_156 | 167 | 0.0071006 | 0.0017796 | 0 | 0 |  | 1 | TRUE | wye
137 | LV_69-7_0_6_load_158 | 168 | 0.0014194 | 0.00035574 | 0 | 0 |  | 1 | TRUE | wye
138 | LV_69-7_0_6_load_159 | 169 | 0.0088946 | 0.0022292 | 0 | 0 |  | 1 | TRUE | wye
139 | LV_69-7_0_6_load_166 | 170 | 0.0031118 | 0.00077989 | 0 | 0 |  | 1 | TRUE | wye
140 | LV_69-7_0_6_load_167 | 171 | 0.0036215 | 0.00090763 | 0 | 0 |  | 1 | TRUE | wye
141 | LV_69-7_0_6_load_168 | 172 | 0.0039319 | 0.00098543 | 0 | 0 |  | 1 | TRUE | wye
142 | LV_69-7_0_6_load_169 | 173 | 0.010058 | 0.0025207 | 0 | 0 |  | 1 | TRUE | wye
143 | LV_69-7_0_6_load_170 | 174 | 0.0027799 | 0.00069671 | 0 | 0 |  | 1 | TRUE | wye
144 | LV_69-7_0_6_load_171 | 175 | 0.0022196 | 0.0005563 | 0 | 0 |  | 1 | TRUE | wye
145 | LV_69-7_0_6_load_177 | 176 | 0.0025162 | 0.00063062 | 0 | 0 |  | 1 | TRUE | wye
146 | LV_69-7_0_6_load_172 | 177 | 0.0013513 | 0.00033867 | 0 | 0 |  | 1 | TRUE | wye
147 | LV_69-7_0_6_load_173 | 178 | 0.003494 | 0.00087567 | 0 | 0 |  | 1 | TRUE | wye
148 | LV_69-7_0_6_load_180 | 180 | 0.0047127 | 0.0011811 | 0 | 0 |  | 1 | TRUE | wye
149 | LV_69-7_0_6_load_186 | 181 | 0.0014408 | 0.00036109 | 0 | 0 |  | 1 | TRUE | wye

## ext_grid
| name | bus | vm_pu | va_degree | slack_weight | in_service
0 |  | 78 | 1 | 0 | 1 | TRUE

## line
| name | std_type | from_bus | to_bus | length_km | r_ohm_per_km | x_ohm_per_km | c_nf_per_km | g_us_per_km | max_i_ka | df | parallel | type | in_service
0 | LV_69-7_0_6_line_0 |  | 0 | 1 | 0.00059465 | 0.125 | 0.08 | 261 | 0 | 0.364 | 1 | 1 | cs | TRUE
1 | LV_69-7_0_6_line_1 |  | 0 | 2 | 0.011662 | 0.125 | 0.08 | 261 | 0 | 0.364 | 1 | 1 | cs | TRUE
2 | LV_69-7_0_6_line_2 |  | 1 | 3 | 0.019911 | 0.125 | 0.08 | 261 | 0 | 0.364 | 1 | 1 | cs | TRUE
3 | LV_69-7_0_6_line_3 |  | 2 | 4 | 0.010942 | 0.125 | 0.08 | 261 | 0 | 0.364 | 1 | 3 | cs | TRUE
4 | LV_69-7_0_6_line_4 |  | 2 | 5 | 0.012578 | 0.125 | 0.08 | 261 | 0 | 0.364 | 1 | 3 | cs | TRUE
5 | LV_69-7_0_6_line_5 |  | 3 | 6 | 0.0030723 | 0.125 | 0.08 | 261 | 0 | 0.364 | 1 | 1 | cs | TRUE
6 | LV_69-7_0_6_line_6 |  | 4 | 7 | 0.01752 | 0.125 | 0.08 | 261 | 0 | 0.364 | 1 | 1 | cs | TRUE
7 | LV_69-7_0_6_line_7 |  | 4 | 8 | 0.028009 | 0.125 | 0.08 | 261 | 0 | 0.364 | 1 | 3 | cs | TRUE
8 | LV_69-7_0_6_line_8 |  | 5 | 9 | 0.0077937 | 0.125 | 0.08 | 261 | 0 | 0.364 | 1 | 3 | cs | TRUE
9 | LV_69-7_0_6_line_9 |  | 6 | 10 | 0.032753 | 0.125 | 0.08 | 261 | 0 | 0.364 | 1 | 1 | cs | TRUE
10 | LV_69-7_0_6_line_10 |  | 8 | 11 | 0.023144 | 0.125 | 0.08 | 261 | 0 | 0.364 | 1 | 2 | cs | TRUE
11 | LV_69-7_0_6_line_11 |  | 9 | 12 | 0.00011976 | 0.125 | 0.08 | 261 | 0 | 0.364 | 1 | 3 | cs | TRUE
12 | LV_69-7_0_6_line_12 |  | 10 | 59 | 0.025747 | 0.125 | 0.08 | 261 | 0 | 0.364 | 1 | 1 | cs | TRUE
13 | LV_69-7_0_6_line_13 |  | 11 | 60 | 0.016406 | 0.125 | 0.08 | 261 | 0 | 0.364 | 1 | 1 | cs | TRUE
14 | LV_69-7_0_6_line_14 |  | 11 | 61 | 0.029098 | 0.125 | 0.08 | 261 | 0 | 0.364 | 1 | 1 | cs | TRUE
15 | LV_69-7_0_6_line_15 |  | 11 | 62 | 0.025627 | 0.125 | 0.08 | 261 | 0 | 0.364 | 1 | 2 | cs | TRUE
16 | LV_69-7_0_6_line_16 |  | 12 | 22 | 0.0078697 | 0.125 | 0.08 | 261 | 0 | 0.364 | 1 | 3 | cs | TRUE
17 | LV_69-7_0_6_line_17 |  | 13 | 14 | 0.0064333 | 0.125 | 0.08 | 261 | 0 | 0.364 | 1 | 1 | cs | TRUE
18 | LV_69-7_0_6_line_18 |  | 13 | 15 | 0.016371 | 0.125 | 0.08 | 261 | 0 | 0.364 | 1 | 1 | cs | TRUE
19 | LV_69-7_0_6_line_19 |  | 14 | 16 | 0.0017435 | 0.125 | 0.08 | 261 | 0 | 0.364 | 1 | 1 | cs | TRUE
20 | LV_69-7_0_6_line_20 |  | 15 | 17 | 0.014667 | 0.125 | 0.08 | 261 | 0 | 0.364 | 1 | 1 | cs | TRUE
21 | LV_69-7_0_6_line_21 |  | 15 | 18 | 0.017336 | 0.125 | 0.08 | 261 | 0 | 0.364 | 1 | 3 | cs | TRUE
22 | LV_69-7_0_6_line_22 |  | 15 | 19 | 0.028238 | 0.125 | 0.08 | 261 | 0 | 0.364 | 1 | 3 | cs | TRUE
23 | LV_69-7_0_6_line_23 |  | 16 | 20 | 0.016526 | 0.125 | 0.08 | 261 | 0 | 0.364 | 1 | 1 | cs | TRUE
24 | LV_69-7_0_6_line_24 |  | 17 | 21 | 0.0044635 | 0.125 | 0.08 | 261 | 0 | 0.364 | 1 | 1 | cs | TRUE
25 | LV_69-7_0_6_line_25 |  | 18 | 22 | 0.010684 | 0.125 | 0.08 | 261 | 0 | 0.364 | 1 | 3 | cs | TRUE
26 | LV_69-7_0_6_line_26 |  | 19 | 23 | 0.0063279 | 0.125 | 0.08 | 261 | 0 | 0.364 | 1 | 3 | cs | TRUE
27 | LV_69-7_0_6_line_27 |  | 20 | 24 | 0.011887 | 0.125 | 0.08 | 261 | 0 | 0.364 | 1 | 1 | cs | TRUE
28 | LV_69-7_0_6_line_28 |  | 21 | 25 | 0.034065 | 0.125 | 0.08 | 261 | 0 | 0.364 | 1 | 1 | cs | TRUE
29 | LV_69-7_0_6_line_29 |  | 23 | 26 | 0.012765 | 0.125 | 0.08 | 261 | 0 | 0.364 | 1 | 3 | cs | TRUE
30 | LV_69-7_0_6_line_30 |  | 24 | 79 | 0.011011 | 0.125 | 0.08 | 261 | 0 | 0.364 | 1 | 1 | cs | TRUE
31 | LV_69-7_0_6_line_31 |  | 25 | 27 | 0.02232 | 0.125 | 0.08 | 261 | 0 | 0.364 | 1 | 1 | cs | TRUE
32 | LV_69-7_0_6_line_32 |  | 25 | 28 | 0.0054605 | 0.125 | 0.08 | 261 | 0 | 0.364 | 1 | 1 | cs | TRUE
33 | LV_69-7_0_6_line_33 |  | 26 | 76 | 0.0091686 | 0.125 | 0.08 | 261 | 0 | 0.364 | 1 | 3 | cs | TRUE
34 | LV_69-7_0_6_line_34 |  | 27 | 29 | 0.0070093 | 0.125 | 0.08 | 261 | 0 | 0.364 | 1 | 1 | cs | TRUE
35 | LV_69-7_0_6_line_35 |  | 29 | 75 | 0.0034157 | 0.125 | 0.08 | 261 | 0 | 0.364 | 1 | 1 | cs | TRUE
36 | LV_69-7_0_6_line_36 |  | 30 | 31 | 0.0067014 | 0.125 | 0.08 | 261 | 0 | 0.364 | 1 | 1 | cs | TRUE
37 | LV_69-7_0_6_line_37 |  | 30 | 32 | 0.01792 | 0.125 | 0.08 | 261 | 0 | 0.364 | 1 | 1 | cs | TRUE
38 | LV_69-7_0_6_line_38 |  | 31 | 33 | 0.015748 | 0.125 | 0.08 | 261 | 0 | 0.364 | 1 | 1 | cs | TRUE
39 | LV_69-7_0_6_line_39 |  | 32 | 34 | 0.0046119 | 0.125 | 0.08 | 261 | 0 | 0.364 | 1 | 1 | cs | TRUE
40 | LV_69-7_0_6_line_40 |  | 33 | 35 | 0.018236 | 0.125 | 0.08 | 261 | 0 | 0.364 | 1 | 1 | cs | TRUE
41 | LV_69-7_0_6_line_41 |  | 33 | 36 | 0.033854 | 0.125 | 0.08 | 261 | 0 | 0.364 | 1 | 1 | cs | TRUE
42 | LV_69-7_0_6_line_42 |  | 34 | 37 | 0.017546 | 0.125 | 0.08 | 261 | 0 | 0.364 | 1 | 1 | cs | TRUE
43 | LV_69-7_0_6_line_43 |  | 35 | 41 | 0.012822 | 0.125 | 0.08 | 261 | 0 | 0.364 | 1 | 1 | cs | TRUE
44 | LV_69-7_0_6_line_44 |  | 36 | 42 | 0.022279 | 0.125 | 0.08 | 261 | 0 | 0.364 | 1 | 1 | cs | TRUE
45 | LV_69-7_0_6_line_45 |  | 37 | 43 | 0.0044734 | 0.125 | 0.08 | 261 | 0 | 0.364 | 1 | 1 | cs | TRUE
46 | LV_69-7_0_6_line_46 |  | 38 | 39 | 0.01793 | 0.125 | 0.08 | 261 | 0 | 0.364 | 1 | 1 | cs | TRUE
47 | LV_69-7_0_6_line_47 |  | 38 | 40 | 0.0068676 | 0.125 | 0.08 | 261 | 0 | 0.364 | 1 | 1 | cs | TRUE
48 | LV_69-7_0_6_line_48 |  | 39 | 44 | 0.019824 | 0.125 | 0.08 | 261 | 0 | 0.364 | 1 | 1 | cs | TRUE
49 | LV_69-7_0_6_line_49 |  | 40 | 45 | 0.030121 | 0.125 | 0.08 | 261 | 0 | 0.364 | 1 | 1 | cs | TRUE
50 | LV_69-7_0_6_line_50 |  | 41 | 46 | 0.001958 | 0.125 | 0.08 | 261 | 0 | 0.364 | 1 | 1 | cs | TRUE
51 | LV_69-7_0_6_line_51 |  | 41 | 47 | 0.03751 | 0.125 | 0.08 | 261 | 0 | 0.364 | 1 | 1 | cs | TRUE
52 | LV_69-7_0_6_line_52 |  | 42 | 48 | 0.019832 | 0.125 | 0.08 | 261 | 0 | 0.364 | 1 | 1 | cs | TRUE
53 | LV_69-7_0_6_line_53 |  | 42 | 49 | 0.010396 | 0.125 | 0.08 | 261 | 0 | 0.364 | 1 | 1 | cs | TRUE
54 | LV_69-7_0_6_line_54 |  | 43 | 93 | 0.020265 | 0.125 | 0.08 | 261 | 0 | 0.364 | 1 | 1 | cs | TRUE
55 | LV_69-7_0_6_line_55 |  | 44 | 58 | 0.016534 | 0.125 | 0.08 | 261 | 0 | 0.364 | 1 | 1 | cs | TRUE
56 | LV_69-7_0_6_line_56 |  | 45 | 50 | 0.026557 | 0.125 | 0.08 | 261 | 0 | 0.364 | 1 | 1 | cs | TRUE
57 | LV_69-7_0_6_line_57 |  | 45 | 51 | 0.012226 | 0.125 | 0.08 | 261 | 0 | 0.364 | 1 | 1 | cs | TRUE
58 | LV_69-7_0_6_line_58 |  | 45 | 52 | 0.016594 | 0.125 | 0.08 | 261 | 0 | 0.364 | 1 | 1 | cs | TRUE
59 | LV_69-7_0_6_line_59 |  | 48 | 58 | 0.011376 | 0.125 | 0.08 | 261 | 0 | 0.364 | 1 | 1 | cs | TRUE
60 | LV_69-7_0_6_line_60 |  | 49 | 109 | 0.01902 | 0.125 | 0.08 | 261 | 0 | 0.364 | 1 | 1 | cs | TRUE
61 | LV_69-7_0_6_line_61 |  | 50 | 53 | 0.010561 | 0.125 | 0.08 | 261 | 0 | 0.364 | 1 | 1 | cs | TRUE
62 | LV_69-7_0_6_line_62 |  | 53 | 54 | 0.030872 | 0.125 | 0.08 | 261 | 0 | 0.364 | 1 | 1 | cs | TRUE
63 | LV_69-7_0_6_line_63 |  | 55 | 56 | 0.021326 | 0.125 | 0.08 | 261 | 0 | 0.364 | 1 | 1 | cs | TRUE
64 | LV_69-7_0_6_line_64 |  | 55 | 57 | 0.020347 | 0.125 | 0.08 | 261 | 0 | 0.364 | 1 | 1 | cs | TRUE
65 | LV_69-7_0_6_line_65 |  | 56 | 58 | 0.015782 | 0.125 | 0.08 | 261 | 0 | 0.364 | 1 | 1 | cs | TRUE
66 | LV_69-7_0_6_line_66 |  | 59 | 81 | 0.015813 | 0.125 | 0.08 | 261 | 0 | 0.364 | 1 | 1 | cs | TRUE
67 | LV_69-7_0_6_line_67 |  | 60 | 63 | 0.019179 | 0.125 | 0.08 | 261 | 0 | 0.364 | 1 | 1 | cs | TRUE
68 | LV_69-7_0_6_line_68 |  | 61 | 64 | 0.006967 | 0.125 | 0.08 | 261 | 0 | 0.364 | 1 | 1 | cs | TRUE
69 | LV_69-7_0_6_line_69 |  | 62 | 65 | 0.0028979 | 0.125 | 0.08 | 261 | 0 | 0.364 | 1 | 1 | cs | TRUE
70 | LV_69-7_0_6_line_70 |  | 63 | 66 | 0.015155 | 0.125 | 0.08 | 261 | 0 | 0.364 | 1 | 1 | cs | TRUE
71 | LV_69-7_0_6_line_71 |  | 63 | 67 | 0.052713 | 0.125 | 0.08 | 261 | 0 | 0.364 | 1 | 1 | cs | TRUE
72 | LV_69-7_0_6_line_72 |  | 64 | 68 | 0.012501 | 0.125 | 0.08 | 261 | 0 | 0.364 | 1 | 1 | cs | TRUE
73 | LV_69-7_0_6_line_73 |  | 65 | 69 | 0.030569 | 0.125 | 0.08 | 261 | 0 | 0.364 | 1 | 1 | cs | TRUE
74 | LV_69-7_0_6_line_74 |  | 66 | 72 | 0.022484 | 0.125 | 0.08 | 261 | 0 | 0.364 | 1 | 1 | cs | TRUE
75 | LV_69-7_0_6_line_75 |  | 67 | 73 | 0.039817 | 0.125 | 0.08 | 261 | 0 | 0.364 | 1 | 1 | cs | TRUE
76 | LV_69-7_0_6_line_76 |  | 68 | 96 | 0.0049791 | 0.125 | 0.08 | 261 | 0 | 0.364 | 1 | 1 | cs | TRUE
77 | LV_69-7_0_6_line_77 |  | 69 | 165 | 0.010554 | 0.125 | 0.08 | 261 | 0 | 0.364 | 1 | 1 | cs | TRUE
78 | LV_69-7_0_6_line_78 |  | 70 | 71 | 0.0035014 | 0.125 | 0.08 | 261 | 0 | 0.364 | 1 | 1 | cs | TRUE
79 | LV_69-7_0_6_line_79 |  | 71 | 104 | 0.018788 | 0.125 | 0.08 | 261 | 0 | 0.364 | 1 | 1 | cs | TRUE
80 | LV_69-7_0_6_line_80 |  | 73 | 74 | 0.033787 | 0.125 | 0.08 | 261 | 0 | 0.364 | 1 | 1 | cs | TRUE
81 | LV_69-7_0_6_line_81 |  | 75 | 91 | 0.011105 | 0.125 | 0.08 | 261 | 0 | 0.364 | 1 | 1 | cs | TRUE
82 | LV_69-7_0_6_line_82 |  | 76 | 77 | 0.01126 | 0.125 | 0.08 | 261 | 0 | 0.364 | 1 | 3 | cs | TRUE
83 | LV_69-7_0_6_line_83 |  | 77 | 78 | 0.0030842 | 0.125 | 0.08 | 261 | 0 | 0.364 | 1 | 3 | cs | TRUE
84 | LV_69-7_0_6_line_84 |  | 78 | 118 | 0.020285 | 0.125 | 0.08 | 261 | 0 | 0.364 | 1 | 3 | cs | TRUE
85 | LV_69-7_0_6_line_85 |  | 79 | 80 | 0.018751 | 0.125 | 0.08 | 261 | 0 | 0.364 | 1 | 1 | cs | TRUE
86 | LV_69-7_0_6_line_86 |  | 80 | 82 | 9.4804e-05 | 0.125 | 0.08 | 261 | 0 | 0.364 | 1 | 1 | cs | TRUE
87 | LV_69-7_0_6_line_87 |  | 82 | 83 | 0.0085278 | 0.125 | 0.08 | 261 | 0 | 0.364 | 1 | 1 | cs | TRUE
88 | LV_69-7_0_6_line_88 |  | 83 | 84 | 0.019704 | 0.125 | 0.08 | 261 | 0 | 0.364 | 1 | 1 | cs | TRUE
89 | LV_69-7_0_6_line_89 |  | 84 | 85 | 0.0050849 | 0.125 | 0.08 | 261 | 0 | 0.364 | 1 | 1 | cs | TRUE
90 | LV_69-7_0_6_line_90 |  | 85 | 86 | 0.0084904 | 0.125 | 0.08 | 261 | 0 | 0.364 | 1 | 1 | cs | TRUE
91 | LV_69-7_0_6_line_91 |  | 86 | 87 | 0.011578 | 0.125 | 0.08 | 261 | 0 | 0.364 | 1 | 1 | cs | TRUE
92 | LV_69-7_0_6_line_92 |  | 87 | 88 | 0.016982 | 0.125 | 0.08 | 261 | 0 | 0.364 | 1 | 1 | cs | TRUE
93 | LV_69-7_0_6_line_93 |  | 89 | 90 | 0.0031361 | 0.125 | 0.08 | 261 | 0 | 0.364 | 1 | 1 | cs | TRUE
94 | LV_69-7_0_6_line_94 |  | 90 | 98 | 0.022126 | 0.125 | 0.08 | 261 | 0 | 0.364 | 1 | 1 | cs | TRUE
95 | LV_69-7_0_6_line_95 |  | 91 | 92 | 0.016554 | 0.125 | 0.08 | 261 | 0 | 0.364 | 1 | 1 | cs | TRUE
96 | LV_69-7_0_6_line_96 |  | 92 | 102 | 0.0051164 | 0.125 | 0.08 | 261 | 0 | 0.364 | 1 | 1 | cs | TRUE
97 | LV_69-7_0_6_line_97 |  | 93 | 94 | 0.0033504 | 0.125 | 0.08 | 261 | 0 | 0.364 | 1 | 1 | cs | TRUE
98 | LV_69-7_0_6_line_98 |  | 94 | 97 | 0.025554 | 0.125 | 0.08 | 261 | 0 | 0.364 | 1 | 1 | cs | TRUE
99 | LV_69-7_0_6_line_99 |  | 95 | 96 | 0.017843 | 0.125 | 0.08 | 261 | 0 | 0.364 | 1 | 1 | cs | TRUE
100 | LV_69-7_0_6_line_100 |  | 98 | 99 | 0.0020615 | 0.125 | 0.08 | 261 | 0 | 0.364 | 1 | 1 | cs | TRUE
101 | LV_69-7_0_6_line_101 |  | 99 | 100 | 0.025047 | 0.125 | 0.08 | 261 | 0 | 0.364 | 1 | 1 | cs | TRUE
102 | LV_69-7_0_6_line_102 |  | 100 | 101 | 0.00082881 | 0.125 | 0.08 | 261 | 0 | 0.364 | 1 | 1 | cs | TRUE
103 | LV_69-7_0_6_line_103 |  | 101 | 102 | 0.021812 | 0.125 | 0.08 | 261 | 0 | 0.364 | 1 | 1 | cs | TRUE
104 | LV_69-7_0_6_line_104 |  | 103 | 104 | 0.0053113 | 0.125 | 0.08 | 261 | 0 | 0.364 | 1 | 1 | cs | TRUE
105 | LV_69-7_0_6_line_105 |  | 103 | 105 | 0.0010431 | 0.125 | 0.08 | 261 | 0 | 0.364 | 1 | 1 | cs | TRUE
106 | LV_69-7_0_6_line_106 |  | 105 | 106 | 0.0040331 | 0.125 | 0.08 | 261 | 0 | 0.364 | 1 | 1 | cs | TRUE
107 | LV_69-7_0_6_line_107 |  | 106 | 107 | 0.0043289 | 0.125 | 0.08 | 261 | 0 | 0.364 | 1 | 1 | cs | TRUE
108 | LV_69-7_0_6_line_108 |  | 107 | 108 | 0.017944 | 0.125 | 0.08 | 261 | 0 | 0.364 | 1 | 1 | cs | TRUE
109 | LV_69-7_0_6_line_109 |  | 108 | 138 | 0.0011097 | 0.125 | 0.08 | 261 | 0 | 0.364 | 1 | 1 | cs | TRUE
110 | LV_69-7_0_6_line_110 |  | 109 | 110 | 0.0045896 | 0.125 | 0.08 | 261 | 0 | 0.364 | 1 | 1 | cs | TRUE
111 | LV_69-7_0_6_line_111 |  | 110 | 111 | 0.016607 | 0.125 | 0.08 | 261 | 0 | 0.364 | 1 | 1 | cs | TRUE
112 | LV_69-7_0_6_line_112 |  | 111 | 112 | 0.003984 | 0.125 | 0.08 | 261 | 0 | 0.364 | 1 | 2 | cs | TRUE
113 | LV_69-7_0_6_line_113 |  | 111 | 113 | 0.029699 | 0.125 | 0.08 | 261 | 0 | 0.364 | 1 | 1 | cs | TRUE
114 | LV_69-7_0_6_line_114 |  | 112 | 114 | 0.027531 | 0.125 | 0.08 | 261 | 0 | 0.364 | 1 | 3 | cs | TRUE
115 | LV_69-7_0_6_line_115 |  | 112 | 115 | 0.020211 | 0.125 | 0.08 | 261 | 0 | 0.364 | 1 | 1 | cs | TRUE
116 | LV_69-7_0_6_line_116 |  | 113 | 116 | 0.019636 | 0.125 | 0.08 | 261 | 0 | 0.364 | 1 | 1 | cs | TRUE
117 | LV_69-7_0_6_line_117 |  | 113 | 117 | 0.011243 | 0.125 | 0.08 | 261 | 0 | 0.364 | 1 | 1 | cs | TRUE
118 | LV_69-7_0_6_line_118 |  | 114 | 119 | 0.018612 | 0.125 | 0.08 | 261 | 0 | 0.364 | 1 | 3 | cs | TRUE
119 | LV_69-7_0_6_line_119 |  | 115 | 120 | 0.019424 | 0.125 | 0.08 | 261 | 0 | 0.364 | 1 | 1 | cs | TRUE
120 | LV_69-7_0_6_line_120 |  | 116 | 121 | 0.019112 | 0.125 | 0.08 | 261 | 0 | 0.364 | 1 | 1 | cs | TRUE
121 | LV_69-7_0_6_line_121 |  | 118 | 136 | 0.0014332 | 0.125 | 0.08 | 261 | 0 | 0.364 | 1 | 3 | cs | TRUE
122 | LV_69-7_0_6_line_122 |  | 119 | 128 | 0.015292 | 0.125 | 0.08 | 261 | 0 | 0.364 | 1 | 1 | cs | TRUE
123 | LV_69-7_0_6_line_123 |  | 119 | 129 | 0.031505 | 0.125 | 0.08 | 261 | 0 | 0.364 | 1 | 3 | cs | TRUE
124 | LV_69-7_0_6_line_124 |  | 119 | 122 | 0.017301 | 0.125 | 0.08 | 261 | 0 | 0.364 | 1 | 1 | cs | TRUE
125 | LV_69-7_0_6_line_125 |  | 121 | 126 | 0.035679 | 0.125 | 0.08 | 261 | 0 | 0.364 | 1 | 1 | cs | TRUE
126 | LV_69-7_0_6_line_126 |  | 123 | 124 | 0.037098 | 0.125 | 0.08 | 261 | 0 | 0.364 | 1 | 1 | cs | TRUE
127 | LV_69-7_0_6_line_127 |  | 123 | 125 | 0.01619 | 0.125 | 0.08 | 261 | 0 | 0.364 | 1 | 1 | cs | TRUE
128 | LV_69-7_0_6_line_128 |  | 124 | 127 | 0.019923 | 0.125 | 0.08 | 261 | 0 | 0.364 | 1 | 1 | cs | TRUE
129 | LV_69-7_0_6_line_129 |  | 125 | 181 | 0.0075861 | 0.125 | 0.08 | 261 | 0 | 0.364 | 1 | 1 | cs | TRUE
130 | LV_69-7_0_6_line_130 |  | 126 | 127 | 0.022312 | 0.125 | 0.08 | 261 | 0 | 0.364 | 1 | 1 | cs | TRUE
131 | LV_69-7_0_6_line_131 |  | 128 | 134 | 0.016425 | 0.125 | 0.08 | 261 | 0 | 0.364 | 1 | 1 | cs | TRUE
132 | LV_69-7_0_6_line_132 |  | 129 | 130 | 0.0018462 | 0.125 | 0.08 | 261 | 0 | 0.364 | 1 | 3 | cs | TRUE
133 | LV_69-7_0_6_line_133 |  | 130 | 131 | 0.015965 | 0.125 | 0.08 | 261 | 0 | 0.364 | 1 | 3 | cs | TRUE
134 | LV_69-7_0_6_line_134 |  | 131 | 132 | 0.03336 | 0.125 | 0.08 | 261 | 0 | 0.364 | 1 | 1 | cs | TRUE
135 | LV_69-7_0_6_line_135 |  | 131 | 133 | 0.0052073 | 0.125 | 0.08 | 261 | 0 | 0.364 | 1 | 3 | cs | TRUE
136 | LV_69-7_0_6_line_136 |  | 132 | 135 | 0.016701 | 0.125 | 0.08 | 261 | 0 | 0.364 | 1 | 1 | cs | TRUE
137 | LV_69-7_0_6_line_137 |  | 133 | 136 | 0.010294 | 0.125 | 0.08 | 261 | 0 | 0.364 | 1 | 3 | cs | TRUE
138 | LV_69-7_0_6_line_138 |  | 134 | 137 | 0.0008832 | 0.125 | 0.08 | 261 | 0 | 0.364 | 1 | 1 | cs | TRUE
139 | LV_69-7_0_6_line_139 |  | 135 | 140 | 0.0032679 | 0.125 | 0.08 | 261 | 0 | 0.364 | 1 | 1 | cs | TRUE
140 | LV_69-7_0_6_line_140 |  | 135 | 139 | 0.019158 | 0.125 | 0.08 | 261 | 0 | 0.364 | 1 | 1 | cs | TRUE
141 | LV_69-7_0_6_line_141 |  | 138 | 139 | 0.022409 | 0.125 | 0.08 | 261 | 0 | 0.364 | 1 | 1 | cs | TRUE
142 | LV_69-7_0_6_line_142 |  | 140 | 141 | 0.017768 | 0.125 | 0.08 | 261 | 0 | 0.364 | 1 | 1 | cs | TRUE
143 | LV_69-7_0_6_line_143 |  | 141 | 142 | 1.5403e-06 | 0.125 | 0.08 | 261 | 0 | 0.364 | 1 | 1 | cs | TRUE
144 | LV_69-7_0_6_line_144 |  | 142 | 155 | 0.027487 | 0.125 | 0.08 | 261 | 0 | 0.364 | 1 | 1 | cs | TRUE
145 | LV_69-7_0_6_line_145 |  | 143 | 144 | 0.062211 | 0.125 | 0.08 | 261 | 0 | 0.364 | 1 | 1 | cs | TRUE
146 | LV_69-7_0_6_line_146 |  | 144 | 145 | 0.026119 | 0.125 | 0.08 | 261 | 0 | 0.364 | 1 | 1 | cs | TRUE
147 | LV_69-7_0_6_line_147 |  | 145 | 146 | 0.003779 | 0.125 | 0.08 | 261 | 0 | 0.364 | 1 | 1 | cs | TRUE
148 | LV_69-7_0_6_line_148 |  | 145 | 147 | 0.014788 | 0.125 | 0.08 | 261 | 0 | 0.364 | 1 | 1 | cs | TRUE
149 | LV_69-7_0_6_line_149 |  | 146 | 148 | 0.022126 | 0.125 | 0.08 | 261 | 0 | 0.364 | 1 | 1 | cs | TRUE
150 | LV_69-7_0_6_line_150 |  | 146 | 149 | 0.025024 | 0.125 | 0.08 | 261 | 0 | 0.364 | 1 | 1 | cs | TRUE
151 | LV_69-7_0_6_line_151 |  | 147 | 150 | 0.032129 | 0.125 | 0.08 | 261 | 0 | 0.364 | 1 | 1 | cs | TRUE
152 | LV_69-7_0_6_line_152 |  | 148 | 162 | 0.065821 | 0.125 | 0.08 | 261 | 0 | 0.364 | 1 | 1 | cs | TRUE
153 | LV_69-7_0_6_line_153 |  | 149 | 163 | 0.014433 | 0.125 | 0.08 | 261 | 0 | 0.364 | 1 | 1 | cs | TRUE
154 | LV_69-7_0_6_line_154 |  | 149 | 164 | 0.053916 | 0.125 | 0.08 | 261 | 0 | 0.364 | 1 | 1 | cs | TRUE
155 | LV_69-7_0_6_line_155 |  | 150 | 151 | 0.031039 | 0.125 | 0.08 | 261 | 0 | 0.364 | 1 | 1 | cs | TRUE
156 | LV_69-7_0_6_line_156 |  | 151 | 157 | 0.0098276 | 0.125 | 0.08 | 261 | 0 | 0.364 | 1 | 1 | cs | TRUE
157 | LV_69-7_0_6_line_157 |  | 152 | 153 | 0.019955 | 0.125 | 0.08 | 261 | 0 | 0.364 | 1 | 1 | cs | TRUE
158 | LV_69-7_0_6_line_158 |  | 152 | 154 | 0.054841 | 0.125 | 0.08 | 261 | 0 | 0.364 | 1 | 1 | cs | TRUE
159 | LV_69-7_0_6_line_159 |  | 153 | 158 | 0.025081 | 0.125 | 0.08 | 261 | 0 | 0.364 | 1 | 1 | cs | TRUE
160 | LV_69-7_0_6_line_160 |  | 154 | 159 | 0.033051 | 0.125 | 0.08 | 261 | 0 | 0.364 | 1 | 1 | cs | TRUE
161 | LV_69-7_0_6_line_161 |  | 155 | 156 | 0.017596 | 0.125 | 0.08 | 261 | 0 | 0.364 | 1 | 1 | cs | TRUE
162 | LV_69-7_0_6_line_162 |  | 156 | 160 | 0.0014099 | 0.125 | 0.08 | 261 | 0 | 0.364 | 1 | 1 | cs | TRUE
163 | LV_69-7_0_6_line_163 |  | 157 | 161 | 0.029142 | 0.125 | 0.08 | 261 | 0 | 0.364 | 1 | 1 | cs | TRUE
164 | LV_69-7_0_6_line_164 |  | 158 | 180 | 0.0084854 | 0.125 | 0.08 | 261 | 0 | 0.364 | 1 | 1 | cs | TRUE
165 | LV_69-7_0_6_line_165 |  | 158 | 160 | 0.017368 | 0.125 | 0.08 | 261 | 0 | 0.364 | 1 | 1 | cs | TRUE
166 | LV_69-7_0_6_line_166 |  | 161 | 166 | 0.017847 | 0.125 | 0.08 | 261 | 0 | 0.364 | 1 | 1 | cs | TRUE
167 | LV_69-7_0_6_line_167 |  | 162 | 167 | 0.037223 | 0.125 | 0.08 | 261 | 0 | 0.364 | 1 | 1 | cs | TRUE
168 | LV_69-7_0_6_line_168 |  | 164 | 169 | 0.022113 | 0.125 | 0.08 | 261 | 0 | 0.364 | 1 | 1 | cs | TRUE
169 | LV_69-7_0_6_line_169 |  | 165 | 166 | 0.023947 | 0.125 | 0.08 | 261 | 0 | 0.364 | 1 | 1 | cs | TRUE
170 | LV_69-7_0_6_line_170 |  | 168 | 169 | 0.0015437 | 0.125 | 0.08 | 261 | 0 | 0.364 | 1 | 1 | cs | TRUE
171 | LV_69-7_0_6_line_171 |  | 170 | 171 | 0.019368 | 0.125 | 0.08 | 261 | 0 | 0.364 | 1 | 1 | cs | TRUE
172 | LV_69-7_0_6_line_172 |  | 170 | 172 | 0.0058079 | 0.125 | 0.08 | 261 | 0 | 0.364 | 1 | 1 | cs | TRUE
173 | LV_69-7_0_6_line_173 |  | 171 | 173 | 0.0046531 | 0.125 | 0.08 | 261 | 0 | 0.364 | 1 | 1 | cs | TRUE
174 | LV_69-7_0_6_line_174 |  | 172 | 174 | 0.013568 | 0.125 | 0.08 | 261 | 0 | 0.364 | 1 | 1 | cs | TRUE
175 | LV_69-7_0_6_line_175 |  | 173 | 175 | 0.013617 | 0.125 | 0.08 | 261 | 0 | 0.364 | 1 | 1 | cs | TRUE
176 | LV_69-7_0_6_line_176 |  | 174 | 176 | 0.010417 | 0.125 | 0.08 | 261 | 0 | 0.364 | 1 | 1 | cs | TRUE
177 | LV_69-7_0_6_line_177 |  | 175 | 177 | 0.017986 | 0.125 | 0.08 | 261 | 0 | 0.364 | 1 | 1 | cs | TRUE
178 | LV_69-7_0_6_line_178 |  | 177 | 178 | 0.012038 | 0.125 | 0.08 | 261 | 0 | 0.364 | 1 | 1 | cs | TRUE
179 | LV_69-7_0_6_line_179 |  | 178 | 179 | 0.018572 | 0.125 | 0.08 | 261 | 0 | 0.364 | 1 | 1 | cs | TRUE
180 | LV_69-7_0_6_line_180 |  | 179 | 180 | 0.023028 | 0.125 | 0.08 | 261 | 0 | 0.364 | 1 | 1 | cs | TRUE

## trafo
| name | std_type | hv_bus | lv_bus | sn_mva | vn_hv_kv | vn_lv_kv | vk_percent | vkr_percent | pfe_kw | i0_percent | shift_degree | tap_side | tap_neutral | tap_min | tap_max | tap_step_percent | tap_step_degree | tap_pos | tap_phase_shifter | parallel | df | in_service
0 | LV_69-7_0_6_trafo_124 | 0.63 MVA 20/0.4 kV | 182 | 78 | 0.63 | 20 | 0.4 | 6 | 1.206 | 1.65 | 0.2619 | 150 | hv | 0 | -2 | 2 | 2.5 | 0 | 0 | FALSE | 1 | 1 | TRUE

## line_geodata
| x0 | y0 | x1 | y1 | x2 | y2 | x3 | y3 | x4 | y4 | x5 | y5 | x6 | y6 | x7 | y7
0 | 2687825.0976 | 1251846.1078 | 2687824.505 | 1251846.1562
1 | 2687812.8813 | 1251847.1073 | 2687824.505 | 1251846.1562
2 | 2687844.9423 | 1251844.484 | 2687825.0976 | 1251846.1078
3 | 2687812.8813 | 1251847.1073 | 2687811.6461 | 1251836.2363
4 | 2687812.8813 | 1251847.1073 | 2687812.7217 | 1251859.6848
5 | 2687844.9423 | 1251844.484 | 2687848.0044 | 1251844.2334
6 | 2687811.6461 | 1251836.2363 | 2687795.3064 | 1251842.5583
7 | 2687811.6461 | 1251836.2363 | 2687807.1294 | 1251808.5943
8 | 2687812.7217 | 1251859.6848 | 2687812.6229 | 1251867.4779
9 | 2687848.0044 | 1251844.2334 | 2687880.6486 | 1251841.5623
10 | 2687803.3973 | 1251785.7535 | 2687807.1294 | 1251808.5943
11 | 2687812.6214 | 1251867.5976 | 2687812.6229 | 1251867.4779
12 | 2687880.6486 | 1251841.5623 | 2687906.31 | 1251839.4626
13 | 2687803.3973 | 1251785.7535 | 2687801.53 | 1251769.4541
14 | 2687803.3973 | 1251785.7535 | 2687832.1114 | 1251781.0423
15 | 2687803.3973 | 1251785.7535 | 2687797.4205 | 1251786.6768 | 2687778.0704 | 1251789.6676
16 | 2687812.6214 | 1251867.5976 | 2687812.5215 | 1251875.4667
17 | 2687828.5128 | 1251902.5981 | 2687834.9367 | 1251902.2499
18 | 2687812.1661 | 1251903.484 | 2687828.5128 | 1251902.5981
19 | 2687836.6776 | 1251902.1556 | 2687834.9367 | 1251902.2499
20 | 2687812.1661 | 1251903.484 | 2687811.531 | 1251918.1368
21 | 2687812.1661 | 1251903.484 | 2687812.386 | 1251886.1499
22 | 2687812.1661 | 1251903.484 | 2687797.0003 | 1251902.5809 | 2687786.3495 | 1251910.1142
23 | 2687836.6776 | 1251902.1556 | 2687853.1795 | 1251901.2612
24 | 2687811.3378 | 1251922.5961 | 2687811.531 | 1251918.1368
25 | 2687812.5215 | 1251875.4667 | 2687812.386 | 1251886.1499
26 | 2687781.1832 | 1251913.7683 | 2687786.3495 | 1251910.1142
27 | 2687865.0488 | 1251900.6179 | 2687853.1795 | 1251901.2612
28 | 2687808.3378 | 1251956.512 | 2687810.8465 | 1251933.9321 | 2687811.3378 | 1251922.5961
29 | 2687781.1832 | 1251913.7683 | 2687770.7614 | 1251921.1396
30 | 2687865.0488 | 1251900.6179 | 2687876.0434 | 1251900.022
31 | 2687808.3378 | 1251956.512 | 2687830.6145 | 1251955.1277
32 | 2687808.3378 | 1251956.512 | 2687807.7981 | 1251961.9458
33 | 2687763.2759 | 1251926.4341 | 2687770.7614 | 1251921.1396
34 | 2687830.6145 | 1251955.1277 | 2687837.6104 | 1251954.6929
35 | 2687841.0194 | 1251954.481 | 2687837.6104 | 1251954.6929
36 | 2687826.8119 | 1252016.7414 | 2687820.1481 | 1252017.4496
37 | 2687826.8119 | 1252016.7414 | 2687844.632 | 1252014.8477
38 | 2687804.4885 | 1252019.1137 | 2687820.1481 | 1252017.4496
39 | 2687849.218 | 1252014.3603 | 2687844.632 | 1252014.8477
40 | 2687804.4885 | 1252019.1137 | 2687804.8796 | 1252000.8834
41 | 2687804.4885 | 1252019.1137 | 2687770.9525 | 1252023.7401
42 | 2687849.218 | 1252014.3603 | 2687865.64 | 1252012.6152 | 2687866.6338 | 1252012.3384
43 | 2687804.8796 | 1252000.8834 | 2687794.5912 | 1252000.4084 | 2687792.9394 | 1252000.3283 | 2687792.0344 | 1252000.2815
44 | 2687748.8826 | 1252026.7848 | 2687770.9525 | 1252023.7401
45 | 2687866.6338 | 1252012.3384 | 2687870.9432 | 1252011.1384
46 | 2687805.492 | 1252053.2434 | 2687787.6281 | 1252054.7781
47 | 2687805.492 | 1252053.2434 | 2687805.6935 | 1252060.1081
48 | 2687787.6281 | 1252054.7781 | 2687767.8763 | 1252056.475
49 | 2687804.7099 | 1252090.2044 | 2687805.8029 | 1252063.8338 | 2687805.6935 | 1252060.1081
50 | 2687792.0344 | 1252000.2815 | 2687792.1238 | 1251998.3258
51 | 2687768.3557 | 1251978.4364 | 2687778.4224 | 1251987.2478 | 2687780.5317 | 1251999.7441 | 2687792.0344 | 1252000.2815
52 | 2687748.8826 | 1252026.7848 | 2687750.4843 | 1252046.5515
53 | 2687748.8826 | 1252026.7848 | 2687738.5842 | 1252028.2059
54 | 2687890.6591 | 1252006.6369 | 2687883.6104 | 1252007.6112 | 2687870.9432 | 1252011.1384
55 | 2687751.403 | 1252057.8902 | 2687767.8763 | 1252056.475
56 | 2687804.7099 | 1252090.2044 | 2687830.3073 | 1252083.128
57 | 2687804.7099 | 1252090.2044 | 2687802.659 | 1252102.2572
58 | 2687804.7099 | 1252090.2044 | 2687788.1875 | 1252091.7398
59 | 2687751.403 | 1252057.8902 | 2687750.4843 | 1252046.5515
60 | 2687738.5842 | 1252028.2059 | 2687719.7429 | 1252030.8058
61 | 2687830.3073 | 1252083.128 | 2687840.4866 | 1252080.3139
62 | 2687870.2428 | 1252072.0878 | 2687840.4866 | 1252080.3139
63 | 2687754.7651 | 1252094.8458 | 2687752.8329 | 1252073.6073
64 | 2687754.7651 | 1252094.8458 | 2687734.4827 | 1252096.4608
65 | 2687751.403 | 1252057.8902 | 2687752.8329 | 1252073.6073
66 | 2687922.102 | 1251838.8912 | 2687912.5018 | 1251838.956 | 2687906.31 | 1251839.4626
67 | 2687799.3472 | 1251750.4 | 2687801.53 | 1251769.4541
68 | 2687838.9865 | 1251779.9143 | 2687832.1114 | 1251781.0423
69 | 2687778.0704 | 1251789.6676 | 2687775.2065 | 1251790.1102
70 | 2687799.3472 | 1251750.4 | 2687814.333 | 1251748.1388
71 | 2687799.3472 | 1251750.4 | 2687797.9646 | 1251742.8516 | 2687795.6793 | 1251728.985 | 2687793.1521 | 1251724.2995 | 2687788.6235 | 1251721.7305 | 2687775.2887 | 1251722.5447 | 2687768.3201 | 1251723.8805
72 | 2687838.9865 | 1251779.9143 | 2687851.3229 | 1251777.8902
73 | 2687745.2325 | 1251796.081 | 2687769.9803 | 1251790.918 | 2687775.2065 | 1251790.1102
74 | 2687836.5651 | 1251744.7843 | 2687814.333 | 1251748.1388
75 | 2687768.3201 | 1251723.8805 | 2687751.9737 | 1251727.0139 | 2687729.5874 | 1251733.0008
76 | 2687856.2363 | 1251777.084 | 2687851.3229 | 1251777.8902
77 | 2687745.2325 | 1251796.081 | 2687734.9008 | 1251798.2364
78 | 2687766.4474 | 1251860.1526 | 2687763.5076 | 1251862.0546
79 | 2687747.7331 | 1251872.2606 | 2687763.5076 | 1251862.0546
80 | 2687729.5874 | 1251733.0008 | 2687696.9472 | 1251741.73
81 | 2687841.0194 | 1251954.481 | 2687852.103 | 1251953.7922
82 | 2687754.0828 | 1251932.9364 | 2687763.2759 | 1251926.4341
83 | 2687754.0828 | 1251932.9364 | 2687751.5648 | 1251934.7174
84 | 2687735.004 | 1251946.4308 | 2687751.5648 | 1251934.7174
85 | 2687876.0434 | 1251900.022 | 2687894.7668 | 1251899.0072
86 | 2687894.8614 | 1251899.0021 | 2687894.7668 | 1251899.0072
87 | 2687894.8614 | 1251899.0021 | 2687903.3768 | 1251898.5406
88 | 2687923.0519 | 1251897.4743 | 2687903.3768 | 1251898.5406
89 | 2687923.0519 | 1251897.4743 | 2687928.1294 | 1251897.1991
90 | 2687928.1294 | 1251897.1991 | 2687936.6074 | 1251896.7396
91 | 2687948.1689 | 1251896.113 | 2687936.6074 | 1251896.7396
92 | 2687948.1689 | 1251896.113 | 2687965.126 | 1251895.1939
93 | 2687948.5989 | 1251947.7955 | 2687945.4689 | 1251947.99
94 | 2687923.3851 | 1251949.3624 | 2687945.4689 | 1251947.99
95 | 2687868.6248 | 1251952.7655 | 2687852.103 | 1251953.7922
96 | 2687873.7313 | 1251952.4482 | 2687868.6248 | 1251952.7655
97 | 2687890.6591 | 1252006.6369 | 2687893.978 | 1252006.1782
98 | 2687919.2916 | 1252002.6796 | 2687893.978 | 1252006.1782
99 | 2687856.2363 | 1251777.084 | 2687873.8443 | 1251774.195
100 | 2687923.3851 | 1251949.3624 | 2687921.3276 | 1251949.4903
101 | 2687921.3276 | 1251949.4903 | 2687896.329 | 1251951.0438
102 | 2687895.5017 | 1251951.0952 | 2687896.329 | 1251951.0438
103 | 2687873.7313 | 1251952.4482 | 2687895.5017 | 1251951.0952
104 | 2687747.7331 | 1251872.2606 | 2687743.2738 | 1251875.1458
105 | 2687742.398 | 1251875.7124 | 2687743.2738 | 1251875.1458
106 | 2687742.398 | 1251875.7124 | 2687739.0119 | 1251877.9033 | 2687739.0119 | 1251877.9033
107 | 2687739.0119 | 1251877.9033 | 2687735.6314 | 1251880.6072
108 | 2687735.6314 | 1251880.6072 | 2687721.6185 | 1251891.8155
109 | 2687720.7519 | 1251892.5087 | 2687721.6185 | 1251891.8155
110 | 2687719.7429 | 1252030.8058 | 2687715.1964 | 1252031.4332
111 | 2687698.7451 | 1252033.7034 | 2687715.1964 | 1252031.4332
112 | 2687698.7451 | 1252033.7034 | 2687698.4643 | 1252029.7295
113 | 2687698.7451 | 1252033.7034 | 2687694.303 | 1252053.8418 | 2687691.8789 | 1252062.5904
114 | 2687698.4643 | 1252029.7295 | 2687697.9148 | 1252021.9822 | 2687695.8418 | 1252013.6452 | 2687694.5028 | 1252008.2435 | 2687692.1714 | 1252003.1425
115 | 2687698.4643 | 1252029.7295 | 2687678.3653 | 1252031.8592
116 | 2687691.8789 | 1252062.5904 | 2687672.317 | 1252064.2911
117 | 2687691.8789 | 1252062.5904 | 2687688.757 | 1252073.3908
118 | 2687682.7688 | 1251987.1427 | 2687689.4216 | 1251997.1265 | 2687692.1714 | 1252003.1425
119 | 2687659.0491 | 1252033.906 | 2687678.3653 | 1252031.8592
120 | 2687672.317 | 1252064.2911 | 2687653.2769 | 1252065.9464
121 | 2687735.004 | 1251946.4308 | 2687733.834 | 1251947.2584
122 | 2687682.7688 | 1251987.1427 | 2687675.1831 | 1251973.8646
123 | 2687682.7688 | 1251987.1427 | 2687707.3062 | 1251967.3816
124 | 2687682.7688 | 1251987.1427 | 2687673.9977 | 1251993.2842 | 2687668.4165 | 1251996.7941
125 | 2687629.6018 | 1252049.3146 | 2687640.0706 | 1252055.4407 | 2687641.3867 | 1252066.9801 | 2687653.2769 | 1252065.9464
126 | 2687578.8017 | 1252038.8 | 2687583.8457 | 1252060.6023 | 2687586.4217 | 1252063.5203 | 2687597.215 | 1252062.6652
127 | 2687578.8017 | 1252038.8 | 2687563.0484 | 1252042.5362
128 | 2687597.215 | 1252062.6652 | 2687617.0752 | 1252061.0918
129 | 2687555.667 | 1252044.2868 | 2687563.0484 | 1252042.5362
130 | 2687629.6018 | 1252049.3146 | 2687628.4068 | 1252060.1941 | 2687617.0752 | 1252061.0918
131 | 2687675.1831 | 1251973.8646 | 2687667.0357 | 1251959.6033
132 | 2687708.7441 | 1251966.2236 | 2687707.3062 | 1251967.3816
133 | 2687721.1781 | 1251956.2098 | 2687708.7441 | 1251966.2236
134 | 2687721.1781 | 1251956.2098 | 2687703.4767 | 1251935.4098 | 2687699.4399 | 1251930.9071
135 | 2687721.1781 | 1251956.2098 | 2687725.4295 | 1251953.2029
136 | 2687688.2918 | 1251918.4722 | 2687699.4399 | 1251930.9071
137 | 2687725.4295 | 1251953.2029 | 2687733.834 | 1251947.2584
138 | 2687666.5976 | 1251958.8364 | 2687667.0357 | 1251959.6033
139 | 2687688.2918 | 1251918.4722 | 2687686.2715 | 1251915.9037
140 | 2687688.2918 | 1251918.4722 | 2687703.2526 | 1251906.5057
141 | 2687720.7519 | 1251892.5087 | 2687703.2526 | 1251906.5057
142 | 2687686.2715 | 1251915.9037 | 2687675.2872 | 1251901.9384
143 | 2687675.2862 | 1251901.9371 | 2687675.2872 | 1251901.9384
144 | 2687658.6225 | 1251880.093 | 2687661.5764 | 1251884.5067 | 2687675.2862 | 1251901.9371
145 | 2687597.9368 | 1251777.4733 | 2687629.7716 | 1251770.5721 | 2687644.5335 | 1251763.0847 | 2687654.9476 | 1251757.1342 | 2687655.7831 | 1251756.4333
146 | 2687597.9368 | 1251777.4733 | 2687599.1919 | 1251781.4171 | 2687602.4808 | 1251791.7625 | 2687604.6477 | 1251798.355 | 2687606.2814 | 1251802.2155
147 | 2687606.2814 | 1251802.2155 | 2687603.192 | 1251804.4048
148 | 2687606.2814 | 1251802.2155 | 2687614.5411 | 1251814.4819
149 | 2687603.192 | 1251804.4048 | 2687615.3302 | 1251822.9046
150 | 2687587.9186 | 1251786.7768 | 2687593.0402 | 1251787.5308 | 2687596.2439 | 1251790.8807 | 2687599.1104 | 1251797.6393 | 2687603.192 | 1251804.4048
151 | 2687632.4864 | 1251841.1325 | 2687614.5411 | 1251814.4819
152 | 2687588.0209 | 1251870.3902 | 2687600.8064 | 1251860.0451 | 2687618.876 | 1251845.8014 | 2687621.5979 | 1251842.9395 | 2687622.8508 | 1251839.889 | 2687622.9065 | 1251836.1203 | 2687622.1113 | 1251833.2397 | 2687615.3302 | 1251822.9046
153 | 2687587.9186 | 1251786.7768 | 2687586.1181 | 1251789.5967 | 2687575.6294 | 1251793.1895
154 | 2687587.9186 | 1251786.7768 | 2687584.9072 | 1251786.7545 | 2687575.8545 | 1251790.4902 | 2687539.039 | 1251809.0714
155 | 2687632.4864 | 1251841.1325 | 2687635.6198 | 1251839.5442 | 2687660.1812 | 1251827.1173
156 | 2687660.1812 | 1251827.1173 | 2687668.9503 | 1251822.6805
157 | 2687603.426 | 1251863.5865 | 2687614.6436 | 1251880.0906
158 | 2687603.426 | 1251863.5865 | 2687588.9657 | 1251874.6923 | 2687568.4029 | 1251891.1453 | 2687560.685 | 1251897.9251
159 | 2687628.7422 | 1251900.8335 | 2687614.6436 | 1251880.0906
160 | 2687560.685 | 1251897.9251 | 2687559.639 | 1251898.8439 | 2687534.5984 | 1251916.454 | 2687533.6897 | 1251916.9725
161 | 2687658.6225 | 1251880.093 | 2687644.1153 | 1251890.051
162 | 2687644.1153 | 1251890.051 | 2687642.9528 | 1251890.8489
163 | 2687694.953 | 1251809.5242 | 2687668.9503 | 1251822.6805
164 | 2687628.7422 | 1251900.8335 | 2687632.8126 | 1251906.8205 | 2687633.5074 | 1251907.8546
165 | 2687628.7422 | 1251900.8335 | 2687642.6699 | 1251891.0432 | 2687642.9528 | 1251890.8489
166 | 2687711.4589 | 1251803.1269 | 2687704.8873 | 1251804.4979 | 2687694.953 | 1251809.5242
167 | 2687588.0209 | 1251870.3902 | 2687580.4547 | 1251876.5123 | 2687565.0471 | 1251888.8941 | 2687558.9232 | 1251893.6013
168 | 2687539.039 | 1251809.0714 | 2687549.2248 | 1251828.6989
169 | 2687711.4589 | 1251803.1269 | 2687734.9008 | 1251798.2364
170 | 2687549.9358 | 1251830.069 | 2687549.2248 | 1251828.6989
171 | 2687570.9288 | 1251968.7052 | 2687588.081 | 1251959.7098
172 | 2687570.9288 | 1251968.7052 | 2687565.7853 | 1251971.4026
173 | 2687588.081 | 1251959.7098 | 2687592.2018 | 1251957.5487
174 | 2687553.7692 | 1251977.7044 | 2687565.7853 | 1251971.4026
175 | 2687604.261 | 1251951.2244 | 2687592.2018 | 1251957.5487
176 | 2687553.7692 | 1251977.7044 | 2687546.0951 | 1251981.729 | 2687544.5655 | 1251982.5828
177 | 2687604.261 | 1251951.2244 | 2687618.1865 | 1251943.9213 | 2687620.1239 | 1251942.7552
178 | 2687620.1239 | 1251942.7552 | 2687630.4379 | 1251936.547
179 | 2687646.3499 | 1251926.9693 | 2687630.4379 | 1251936.547
180 | 2687646.3499 | 1251926.9693 | 2687633.5074 | 1251907.8546

## bus_geodata
| x | y | coords
0 | 2687824.505 | 1251846.1562
1 | 2687825.0976 | 1251846.1078
2 | 2687812.8813 | 1251847.1073
3 | 2687844.9423 | 1251844.484
4 | 2687811.6461 | 1251836.2363
5 | 2687812.7217 | 1251859.6848
6 | 2687848.0044 | 1251844.2334
7 | 2687795.3064 | 1251842.5583
8 | 2687807.1294 | 1251808.5943
9 | 2687812.6229 | 1251867.4779
10 | 2687880.6486 | 1251841.5623
11 | 2687803.3973 | 1251785.7535
12 | 2687812.6214 | 1251867.5976
13 | 2687828.5128 | 1251902.5981
14 | 2687834.9367 | 1251902.2499
15 | 2687812.1661 | 1251903.484
16 | 2687836.6776 | 1251902.1556
17 | 2687811.531 | 1251918.1368
18 | 2687812.386 | 1251886.1499
19 | 2687786.3495 | 1251910.1142
20 | 2687853.1795 | 1251901.2612
21 | 2687811.3378 | 1251922.5961
22 | 2687812.5215 | 1251875.4667
23 | 2687781.1832 | 1251913.7683
24 | 2687865.0488 | 1251900.6179
25 | 2687808.3378 | 1251956.512
26 | 2687770.7614 | 1251921.1396
27 | 2687830.6145 | 1251955.1277
28 | 2687807.7981 | 1251961.9458
29 | 2687837.6104 | 1251954.6929
30 | 2687826.8119 | 1252016.7414
31 | 2687820.1481 | 1252017.4496
32 | 2687844.632 | 1252014.8477
33 | 2687804.4885 | 1252019.1137
34 | 2687849.218 | 1252014.3603
35 | 2687804.8796 | 1252000.8834
36 | 2687770.9525 | 1252023.7401
37 | 2687866.6338 | 1252012.3384
38 | 2687805.492 | 1252053.2434
39 | 2687787.6281 | 1252054.7781
40 | 2687805.6935 | 1252060.1081
41 | 2687792.0344 | 1252000.2815
42 | 2687748.8826 | 1252026.7848
43 | 2687870.9432 | 1252011.1384
44 | 2687767.8763 | 1252056.475
45 | 2687804.7099 | 1252090.2044
46 | 2687792.1238 | 1251998.3258
47 | 2687768.3557 | 1251978.4364
48 | 2687750.4843 | 1252046.5515
49 | 2687738.5842 | 1252028.2059
50 | 2687830.3073 | 1252083.128
51 | 2687802.659 | 1252102.2572
52 | 2687788.1875 | 1252091.7398
53 | 2687840.4866 | 1252080.3139
54 | 2687870.2428 | 1252072.0878
55 | 2687754.7651 | 1252094.8458
56 | 2687752.8329 | 1252073.6073
57 | 2687734.4827 | 1252096.4608
58 | 2687751.403 | 1252057.8902
59 | 2687906.31 | 1251839.4626
60 | 2687801.53 | 1251769.4541
61 | 2687832.1114 | 1251781.0423
62 | 2687778.0704 | 1251789.6676
63 | 2687799.3472 | 1251750.4
64 | 2687838.9865 | 1251779.9143
65 | 2687775.2065 | 1251790.1102
66 | 2687814.333 | 1251748.1388
67 | 2687768.3201 | 1251723.8805
68 | 2687851.3229 | 1251777.8902
69 | 2687745.2325 | 1251796.081
70 | 2687766.4474 | 1251860.1526
71 | 2687763.5076 | 1251862.0545
72 | 2687836.5651 | 1251744.7843
73 | 2687729.5874 | 1251733.0008
74 | 2687696.9472 | 1251741.73
75 | 2687841.0194 | 1251954.481
76 | 2687763.2759 | 1251926.4341
77 | 2687754.0828 | 1251932.9364
78 | 2687751.5648 | 1251934.7174
79 | 2687876.0434 | 1251900.022
80 | 2687894.7668 | 1251899.0072
81 | 2687922.102 | 1251838.8912
82 | 2687894.8614 | 1251899.0021
83 | 2687903.3768 | 1251898.5406
84 | 2687923.0519 | 1251897.4743
85 | 2687928.1294 | 1251897.1991
86 | 2687936.6074 | 1251896.7396
87 | 2687948.1689 | 1251896.113
88 | 2687965.126 | 1251895.1939
89 | 2687948.5989 | 1251947.7955
90 | 2687945.4689 | 1251947.99
91 | 2687852.103 | 1251953.7922
92 | 2687868.6248 | 1251952.7655
93 | 2687890.6591 | 1252006.6369
94 | 2687893.978 | 1252006.1782
95 | 2687873.8443 | 1251774.195
96 | 2687856.2363 | 1251777.084
97 | 2687919.2916 | 1252002.6796
98 | 2687923.3851 | 1251949.3624
99 | 2687921.3276 | 1251949.4903
100 | 2687896.329 | 1251951.0438
101 | 2687895.5017 | 1251951.0952
102 | 2687873.7313 | 1251952.4482
103 | 2687743.2738 | 1251875.1458
104 | 2687747.7331 | 1251872.2606
105 | 2687742.398 | 1251875.7124
106 | 2687739.0119 | 1251877.9033
107 | 2687735.6314 | 1251880.6072
108 | 2687721.6185 | 1251891.8155
109 | 2687719.7429 | 1252030.8058
110 | 2687715.1964 | 1252031.4332
111 | 2687698.7451 | 1252033.7034
112 | 2687698.4643 | 1252029.7295
113 | 2687691.8789 | 1252062.5904
114 | 2687692.1714 | 1252003.1425
115 | 2687678.3653 | 1252031.8592
116 | 2687672.317 | 1252064.2911
117 | 2687688.757 | 1252073.3908
118 | 2687735.004 | 1251946.4308
119 | 2687682.7688 | 1251987.1427
120 | 2687659.0491 | 1252033.906
121 | 2687653.2769 | 1252065.9464
122 | 2687668.4165 | 1251996.7941
123 | 2687578.8017 | 1252038.8001
124 | 2687597.215 | 1252062.6652
125 | 2687563.0484 | 1252042.5362
126 | 2687629.6018 | 1252049.3146
127 | 2687617.0752 | 1252061.0918
128 | 2687675.1831 | 1251973.8646
129 | 2687707.3062 | 1251967.3816
130 | 2687708.7441 | 1251966.2236
131 | 2687721.1781 | 1251956.2098
132 | 2687699.4399 | 1251930.9071
133 | 2687725.4295 | 1251953.2029
134 | 2687667.0357 | 1251959.6033
135 | 2687688.2918 | 1251918.4722
136 | 2687733.834 | 1251947.2584
137 | 2687666.5976 | 1251958.8364
138 | 2687720.7519 | 1251892.5087
139 | 2687703.2526 | 1251906.5057
140 | 2687686.2715 | 1251915.9037
141 | 2687675.2872 | 1251901.9384
142 | 2687675.2862 | 1251901.9372
143 | 2687655.7831 | 1251756.4333
144 | 2687597.9368 | 1251777.4733
145 | 2687606.2814 | 1251802.2155
146 | 2687603.192 | 1251804.4048
147 | 2687614.5411 | 1251814.4819
148 | 2687615.3302 | 1251822.9046
149 | 2687587.9186 | 1251786.7768
150 | 2687632.4864 | 1251841.1325
151 | 2687660.1812 | 1251827.1173
152 | 2687603.426 | 1251863.5865
153 | 2687614.6436 | 1251880.0906
154 | 2687560.685 | 1251897.9251
155 | 2687658.6225 | 1251880.093
156 | 2687644.1153 | 1251890.051
157 | 2687668.9503 | 1251822.6805
158 | 2687628.7422 | 1251900.8335
159 | 2687533.6897 | 1251916.9725
160 | 2687642.9528 | 1251890.8489
161 | 2687694.953 | 1251809.5242
162 | 2687588.0209 | 1251870.3902
163 | 2687575.6294 | 1251793.1895
164 | 2687539.039 | 1251809.0714
165 | 2687734.9008 | 1251798.2364
166 | 2687711.4589 | 1251803.1269
167 | 2687558.9232 | 1251893.6013
168 | 2687549.9358 | 1251830.069
169 | 2687549.2248 | 1251828.6989
170 | 2687570.9288 | 1251968.7052
171 | 2687588.081 | 1251959.7098
172 | 2687565.7853 | 1251971.4026
173 | 2687592.2018 | 1251957.5487
174 | 2687553.7692 | 1251977.7044
175 | 2687604.261 | 1251951.2244
176 | 2687544.5655 | 1251982.5828
177 | 2687620.1239 | 1251942.7552
178 | 2687630.4379 | 1251936.547
179 | 2687646.3499 | 1251926.9693
180 | 2687633.5074 | 1251907.8546
181 | 2687555.667 | 1252044.2868
182 | 2687721.1781 | 1251956.2098

## line_std_types
| c_nf_per_km | r_ohm_per_km | x_ohm_per_km | max_i_ka | type | q_mm2 | alpha | voltage_rating
NAYY 4x50 SE | 210 | 0.642 | 0.083 | 0.142 | cs | 50 | 0.00403 | LV
NAYY 4x120 SE | 264 | 0.225 | 0.08 | 0.242 | cs | 120 | 0.00403 | LV
NAYY 4x150 SE | 261 | 0.208 | 0.08 | 0.27 | cs | 150 | 0.00403 | LV
NA2XS2Y 1x95 RM/25 12/20 kV | 216 | 0.313 | 0.132 | 0.252 | cs | 95 | 0.00403 | MV
NA2XS2Y 1x185 RM/25 12/20 kV | 273 | 0.161 | 0.117 | 0.362 | cs | 185 | 0.00403 | MV
NA2XS2Y 1x240 RM/25 12/20 kV | 304 | 0.122 | 0.112 | 0.421 | cs | 240 | 0.00403 | MV
NA2XS2Y 1x95 RM/25 6/10 kV | 315 | 0.313 | 0.123 | 0.249 | cs | 95 | 0.00403 | MV
NA2XS2Y 1x185 RM/25 6/10 kV | 406 | 0.161 | 0.11 | 0.358 | cs | 185 | 0.00403 | MV
NA2XS2Y 1x240 RM/25 6/10 kV | 456 | 0.122 | 0.105 | 0.416 | cs | 240 | 0.00403 | MV
NA2XS2Y 1x150 RM/25 12/20 kV | 250 | 0.206 | 0.116 | 0.319 | cs | 150 | 0.00403 | MV
NA2XS2Y 1x120 RM/25 12/20 kV | 230 | 0.253 | 0.119 | 0.283 | cs | 120 | 0.00403 | MV
NA2XS2Y 1x70 RM/25 12/20 kV | 190 | 0.443 | 0.132 | 0.22 | cs | 70 | 0.00403 | MV
NA2XS2Y 1x150 RM/25 6/10 kV | 360 | 0.206 | 0.11 | 0.315 | cs | 150 | 0.00403 | MV
NA2XS2Y 1x120 RM/25 6/10 kV | 340 | 0.253 | 0.113 | 0.28 | cs | 120 | 0.00403 | MV
NA2XS2Y 1x70 RM/25 6/10 kV | 280 | 0.443 | 0.123 | 0.217 | cs | 70 | 0.00403 | MV
N2XS(FL)2Y 1x120 RM/35 64/110 kV | 112 | 0.153 | 0.166 | 0.366 | cs | 120 | 0.00393 | HV
N2XS(FL)2Y 1x185 RM/35 64/110 kV | 125 | 0.099 | 0.156 | 0.457 | cs | 185 | 0.00393 | HV
N2XS(FL)2Y 1x240 RM/35 64/110 kV | 135 | 0.075 | 0.149 | 0.526 | cs | 240 | 0.00393 | HV
N2XS(FL)2Y 1x300 RM/35 64/110 kV | 144 | 0.06 | 0.144 | 0.588 | cs | 300 | 0.00393 | HV
15-AL1/3-ST1A 0.4 | 11 | 1.8769 | 0.35 | 0.105 | ol | 16 | 0.00403 | LV
24-AL1/4-ST1A 0.4 | 11.25 | 1.2012 | 0.335 | 0.14 | ol | 24 | 0.00403 | LV
48-AL1/8-ST1A 0.4 | 12.2 | 0.5939 | 0.3 | 0.21 | ol | 48 | 0.00403 | LV
94-AL1/15-ST1A 0.4 | 13.2 | 0.306 | 0.29 | 0.35 | ol | 94 | 0.00403 | LV
34-AL1/6-ST1A 10.0 | 9.7 | 0.8342 | 0.36 | 0.17 | ol | 34 | 0.00403 | MV
48-AL1/8-ST1A 10.0 | 10.1 | 0.5939 | 0.35 | 0.21 | ol | 48 | 0.00403 | MV
70-AL1/11-ST1A 10.0 | 10.4 | 0.4132 | 0.339 | 0.29 | ol | 70 | 0.00403 | MV
94-AL1/15-ST1A 10.0 | 10.75 | 0.306 | 0.33 | 0.35 | ol | 94 | 0.00403 | MV
122-AL1/20-ST1A 10.0 | 11.1 | 0.2376 | 0.323 | 0.41 | ol | 122 | 0.00403 | MV
149-AL1/24-ST1A 10.0 | 11.25 | 0.194 | 0.315 | 0.47 | ol | 149 | 0.00403 | MV
34-AL1/6-ST1A 20.0 | 9.15 | 0.8342 | 0.382 | 0.17 | ol | 34 | 0.00403 | MV
48-AL1/8-ST1A 20.0 | 9.5 | 0.5939 | 0.372 | 0.21 | ol | 48 | 0.00403 | MV
70-AL1/11-ST1A 20.0 | 9.7 | 0.4132 | 0.36 | 0.29 | ol | 70 | 0.00403 | MV
94-AL1/15-ST1A 20.0 | 10 | 0.306 | 0.35 | 0.35 | ol | 94 | 0.00403 | MV
122-AL1/20-ST1A 20.0 | 10.3 | 0.2376 | 0.344 | 0.41 | ol | 122 | 0.00403 | MV
149-AL1/24-ST1A 20.0 | 10.5 | 0.194 | 0.337 | 0.47 | ol | 149 | 0.00403 | MV
184-AL1/30-ST1A 20.0 | 10.75 | 0.1571 | 0.33 | 0.535 | ol | 184 | 0.00403 | MV
243-AL1/39-ST1A 20.0 | 11 | 0.1188 | 0.32 | 0.645 | ol | 243 | 0.00403 | MV
48-AL1/8-ST1A 110.0 | 8 | 0.5939 | 0.46 | 0.21 | ol | 48 | 0.00403 | HV
70-AL1/11-ST1A 110.0 | 8.4 | 0.4132 | 0.45 | 0.29 | ol | 70 | 0.00403 | HV
94-AL1/15-ST1A 110.0 | 8.65 | 0.306 | 0.44 | 0.35 | ol | 94 | 0.00403 | HV
122-AL1/20-ST1A 110.0 | 8.5 | 0.2376 | 0.43 | 0.41 | ol | 122 | 0.00403 | HV
149-AL1/24-ST1A 110.0 | 8.75 | 0.194 | 0.41 | 0.47 | ol | 149 | 0.00403 | HV
184-AL1/30-ST1A 110.0 | 8.8 | 0.1571 | 0.4 | 0.535 | ol | 184 | 0.00403 | HV
243-AL1/39-ST1A 110.0 | 9 | 0.1188 | 0.39 | 0.645 | ol | 243 | 0.00403 | HV
305-AL1/39-ST1A 110.0 | 9.2 | 0.0949 | 0.38 | 0.74 | ol | 305 | 0.00403 | HV
490-AL1/64-ST1A 110.0 | 9.75 | 0.059 | 0.37 | 0.96 | ol | 490 | 0.00403 | HV
679-AL1/86-ST1A 110.0 | 9.95 | 0.042 | 0.36 | 1.15 | ol | 679 | 0.00403 | HV
490-AL1/64-ST1A 220.0 | 10 | 0.059 | 0.285 | 0.96 | ol | 490 | 0.00403 | HV
679-AL1/86-ST1A 220.0 | 11.7 | 0.042 | 0.275 | 1.15 | ol | 679 | 0.00403 | HV
490-AL1/64-ST1A 380.0 | 11 | 0.059 | 0.253 | 0.96 | ol | 490 | 0.00403 | HV
679-AL1/86-ST1A 380.0 | 14.6 | 0.042 | 0.25 | 1.15 | ol | 679 | 0.00403 | HV

## trafo_std_types
| i0_percent | pfe_kw | vkr_percent | sn_mva | vn_lv_kv | vn_hv_kv | vk_percent | shift_degree | vector_group | tap_side | tap_neutral | tap_min | tap_max | tap_step_degree | tap_step_percent | tap_phase_shifter
160 MVA 380/110 kV | 0.06 | 60 | 0.25 | 160 | 110 | 380 | 12.2 | 0 | Yy0 | hv | 0 | -9 | 9 | 0 | 1.5 | FALSE
100 MVA 220/110 kV | 0.06 | 55 | 0.26 | 100 | 110 | 220 | 12 | 0 | Yy0 | hv | 0 | -9 | 9 | 0 | 1.5 | FALSE
63 MVA 110/20 kV | 0.04 | 22 | 0.32 | 63 | 20 | 110 | 18 | 150 | YNd5 | hv | 0 | -9 | 9 | 0 | 1.5 | FALSE
40 MVA 110/20 kV | 0.05 | 18 | 0.34 | 40 | 20 | 110 | 16.2 | 150 | YNd5 | hv | 0 | -9 | 9 | 0 | 1.5 | FALSE
25 MVA 110/20 kV | 0.07 | 14 | 0.41 | 25 | 20 | 110 | 12 | 150 | YNd5 | hv | 0 | -9 | 9 | 0 | 1.5 | FALSE
63 MVA 110/10 kV | 0.04 | 22 | 0.32 | 63 | 10 | 110 | 18 | 150 | YNd5 | hv | 0 | -9 | 9 | 0 | 1.5 | FALSE
40 MVA 110/10 kV | 0.05 | 18 | 0.34 | 40 | 10 | 110 | 16.2 | 150 | YNd5 | hv | 0 | -9 | 9 | 0 | 1.5 | FALSE
25 MVA 110/10 kV | 0.07 | 14 | 0.41 | 25 | 10 | 110 | 12 | 150 | YNd5 | hv | 0 | -9 | 9 | 0 | 1.5 | FALSE
0.25 MVA 20/0.4 kV | 0.32 | 0.8 | 1.44 | 0.25 | 0.4 | 20 | 6 | 150 | Yzn5 | hv | 0 | -2 | 2 | 0 | 2.5 | FALSE
0.4 MVA 20/0.4 kV | 0.3375 | 1.35 | 1.425 | 0.4 | 0.4 | 20 | 6 | 150 | Dyn5 | hv | 0 | -2 | 2 | 0 | 2.5 | FALSE
0.63 MVA 20/0.4 kV | 0.2619 | 1.65 | 1.206 | 0.63 | 0.4 | 20 | 6 | 150 | Dyn5 | hv | 0 | -2 | 2 | 0 | 2.5 | FALSE
0.25 MVA 10/0.4 kV | 0.24 | 0.6 | 1.2 | 0.25 | 0.4 | 10 | 4 | 150 | Dyn5 | hv | 0 | -2 | 2 | 0 | 2.5 | FALSE
0.4 MVA 10/0.4 kV | 0.2375 | 0.95 | 1.325 | 0.4 | 0.4 | 10 | 4 | 150 | Dyn5 | hv | 0 | -2 | 2 | 0 | 2.5 | FALSE
0.63 MVA 10/0.4 kV | 0.1873 | 1.18 | 1.0794 | 0.63 | 0.4 | 10 | 4 | 150 | Dyn5 | hv | 0 | -2 | 2 | 0 | 2.5 | FALSE

## trafo3w_std_types
| sn_hv_mva | sn_mv_mva | sn_lv_mva | vn_hv_kv | vn_mv_kv | vn_lv_kv | vk_hv_percent | vk_mv_percent | vk_lv_percent | vkr_hv_percent | vkr_mv_percent | vkr_lv_percent | pfe_kw | i0_percent | shift_mv_degree | shift_lv_degree | vector_group | tap_side | tap_neutral | tap_min | tap_max | tap_step_percent
63/25/38 MVA 110/20/10 kV | 63 | 25 | 38 | 110 | 20 | 10 | 10.4 | 10.4 | 10.4 | 0.28 | 0.32 | 0.35 | 35 | 0.89 | 0 | 0 | YN0yn0yn0 | hv | 0 | -10 | 10 | 1.2
63/25/38 MVA 110/10/10 kV | 63 | 25 | 38 | 110 | 10 | 10 | 10.4 | 10.4 | 10.4 | 0.28 | 0.32 | 0.35 | 35 | 0.89 | 0 | 0 | YN0yn0yn0 | hv | 0 | -10 | 10 | 1.2

## fuse_std_types
| fuse_type | i_rated_a | t_avg | t_min | t_total | x_avg | x_min | x_total
HV 100A | HV 100A | 100 | 0 | [10.0, 3.64, 0.854, 0.281, 0.1, 0.0531, 0.022, 0.01] | [10.0, 4.267, 1.21, 0.403, 0.1, 0.058, 0.022, 0.01] | 0 | [300.0, 350.0, 450.0, 550.0, 700.0, 850.0, 1200.0, 1752.0] | [600.0, 700.0, 900.0, 1150.0, 1665.0, 2000.0, 3000.0, 4313.0]
HV 10A | HV 10A | 10 | 0 | [10.0, 1675.0, 0.344, 0.156, 0.1, 0.0417, 0.0171, 0.01] | [10.0, 1.3, 0.3, 0.155, 0.1, 0.0555, 0.023, 0.01] | 0 | [30.0, 32.0, 35.0, 37.0, 39.0, 50.0, 70.0, 88.0] | [60.0, 70.0, 80.0, 87.0, 94.0, 110.0, 150.0, 216.0]
HV 125A | HV 125A | 125 | 0 | [10.0, 1.82, 0.344, 0.1, 0.0467, 0.0269, 0.01] | [10.0, 2.478, 0.426, 0.1, 0.0427, 0.0211, 0.01] | 0 | [375.0, 500.0, 700.0, 925.0, 1200.0, 1500.0, 2341.0] | [750.0, 1000.0, 1500.0, 2200.0, 3000.0, 4000.0, 5765.0]
HV 160A | HV 160A | 160 | 0 | [10.0, 4.15, 1.03, 0.198, 0.1, 0.051, 0.0172, 0.01] | [10.0, 2.3, 0.734, 0.274, 0.1, 0.046, 0.0177, 0.01] | 0 | [480.0, 550.0, 700.0, 1000.0, 1260.0, 1600.0, 2500.0, 3227.0] | [960.0, 1300.0, 1700.0, 2200.0, 2996.0, 4000.0, 6000.0, 7946.0]
HV 16A | HV 16A | 16 | 0 | [10.0, 0.352, 0.164, 0.1, 0.0649, 0.0342, 0.01] | [10.0, 2.34, 0.722, 0.181, 0.1, 0.055, 0.0296, 0.01] | 0 | [48.0, 60.0, 65.0, 71.0, 80.0, 100.0, 162.0] | [96.0, 110.0, 125.0, 150.0, 168.0, 200.0, 250.0, 398.0]
HV 200A | HV 200A | 200 | 0 | [10.0, 4.267, 1.21, 0.403, 0.1, 0.058, 0.022, 0.01] | [10.0, 3.73, 1.654, 0.328, 0.1, 0.0531, 0.019, 0.01] | 0 | [600.0, 700.0, 900.0, 1150.0, 1665.0, 2000.0, 3000.0, 4313.0] | [1200.0, 1500.0, 1800.0, 2700.0, 3960.0, 5000.0, 7500.0, 10620.0]
HV 20A | HV 20A | 20 | 0 | [10.0, 1.3, 0.3, 0.155, 0.1, 0.0555, 0.023, 0.01] | [10.0, 1.3, 0.161, 0.1, 0.0611, 0.0399, 0.0141, 0.01] | 0 | [60.0, 70.0, 80.0, 87.0, 94.0, 110.0, 150.0, 216.0] | [120.0, 150.0, 200.0, 223.0, 260.0, 300.0, 450.0, 532.0]
HV 25A | HV 25A | 25 | 0 | [10.0, 2.512, 0.833, 0.299, 0.1, 0.0372, 0.0223, 0.01] | [10.0, 3.125, 0.597, 0.198, 0.1, 0.0378, 0.022, 0.01] | 0 | [75.0, 82.0, 90.0, 100.0, 124.0, 170.0, 200.0, 289.0] | [150.0, 170.0, 210.0, 250.0, 294.0, 400.0, 500.0, 711.0]
HV 31.5A | HV 31.5A | 31.5 | 0 | [10.0, 2.34, 0.722, 0.181, 0.1, 0.055, 0.0296, 0.01] | [10.0, 2.84, 0.368, 0.164, 0.1, 0.0621, 0.0378, 0.0195, 0.01] | 0 | [95.0, 110.0, 125.0, 150.0, 165.0, 200.0, 250.0, 390.0] | [189.0, 220.0, 300.0, 350.0, 393.0, 450.0, 530.0, 700.0, 960.0]
HV 40A | HV 40A | 40 | 0 | [10.0, 1.3, 0.161, 0.1, 0.0611, 0.0399, 0.0141, 0.01] | [10.0, 2.05, 0.369, 0.198, 0.1, 0.051, 0.0298, 0.01] | 0 | [120.0, 150.0, 200.0, 223.0, 260.0, 300.0, 450.0, 532.0] | [240.0, 300.0, 400.0, 450.0, 530.0, 650.0, 800.0, 1311.0]
HV 50A | HV 50A | 50 | 0 | [10.0, 3.215, 0.597, 0.198, 0.1, 0.0378, 0.022, 0.01] | [10.0, 3.64, 0.854, 0.281, 0.1, 0.0531, 0.022, 0.01] | 0 | [150.0, 170.0, 210.0, 250.0, 294.0, 400.0, 500.0, 711.0] | [300.0, 350.0, 450.0, 550.0, 700.0, 850.0, 1200.0, 1752.0]
HV 6.3A | HV 6.3A | 6.3 | 0 | [10.0, 1.39, 0.344, 0.168, 0.1, 0.056, 0.0263, 0.01] | [10.0, 1.711, 0.516, 0.198, 0.1, 0.0634, 0.0303, 0.01] | 0 | [19.0, 19.5, 20.4, 20.8, 22.0, 25.0, 32.0, 48.0] | [38.0, 40.0, 43.0, 48.0, 53.0, 60.0, 75.0, 118.0]
HV 63A | HV 63A | 63 | 0 | [10.0, 2.84, 0.368, 0.164, 0.1, 0.0621, 0.0378, 0.0195, 0.01] | [10.0, 1.82, 0.344, 0.1, 0.0467, 0.0269, 0.01] | 0 | [189.0, 220.0, 300.0, 350.0, 393.0, 450.0, 530.0, 700.0, 961.0] | [378.0, 500.0, 700.0, 934.0, 1200.0, 1500.0, 2366.0]
HV 80A | HV 80A | 80 | 0 | [10.0, 2.05, 0.369, 0.198, 0.1, 0.051, 0.0298, 0.01] | [10.0, 4.15, 1.03, 0.198, 0.1, 0.051, 0.0172, 0.01] | 0 | [240.0, 300.0, 400.0, 450.0, 530.0, 650.0, 800.0, 1311.0] | [480.0, 550.0, 700.0, 1000.0, 1260.0, 1600.0, 2500.0, 3227.0]
Siemens NH-1-100 | Siemens NH-1-100 | 100 | [5400.0, 2000.0, 400.0, 20.0, 1.0, 0.2, 0.012, 0.004] | 0 | 0 | [150.0, 190.0, 250.0, 430.0, 900.0, 1250.0, 2700.0, 3600.0] | 0 | 0
Siemens NH-1-125 | Siemens NH-1-125 | 125 | [4800.0, 120.0, 7.0, 0.1, 0.004] | 0 | 0 | [180.0, 400.0, 740.0, 2000.0, 4250.0] | 0 | 0
Siemens NH-1-16 | Siemens NH-1-16 | 16 | [4000.0, 400.0, 2.0, 0.1, 0.04, 0.01] | 0 | 0 | [26.0, 35.0, 75.0, 150.0, 200.0, 300.0] | 0 | 0
Siemens NH-1-160 | Siemens NH-1-160 | 160 | [4800.0, 120.0, 7.0, 0.1, 0.004] | 0 | 0 | [210.0, 500.0, 900.0, 2300.0, 5000.0] | 0 | 0
Siemens NH-1-25 | Siemens NH-1-25 | 25 | [4000.0, 1000.0, 10.0, 0.2, 0.02, 0.01] | 0 | 0 | [40.0, 50.0, 100.0, 210.0, 400.0, 500.0] | 0 | 0
Siemens NH-1-50 | Siemens NH-1-50 | 50 | [4000.0, 40.0, 4.0, 1.0, 0.02, 0.01] | 0 | 0 | [86.0, 200.0, 300.0, 400.0, 1000.0, 1280.0] | 0 | 0
Siemens NH-1-63 | Siemens NH-1-63 | 63 | [4000.0, 100.0, 10.0, 2.0, 0.04, 0.01] | 0 | 0 | [100.0, 200.0, 300.0, 400.0, 1000.0, 1500.0] | 0 | 0
Siemens NH-1-80 | Siemens NH-1-80 | 80 | [4800.0, 120.0, 7.0, 0.1, 0.01] | 0 | 0 | [150.58, 250.0, 450.0, 1150.0, 2470.0] | 0 | 0
Siemens NH-2-1000 | Siemens NH-2-1000 | 1000 | [4800.0, 120.0, 7.0, 0.1, 0.004] | 0 | 0 | [1900.0, 3500.0, 8400.0, 24000.0, 52000.0] | 0 | 0
Siemens NH-2-200 | Siemens NH-2-200 | 200 | [4800.0, 120.0, 7.0, 0.1, 0.004] | 0 | 0 | [280.0, 650.0, 1200.0, 3000.0, 7000.0] | 0 | 0
Siemens NH-2-224 | Siemens NH-2-224 | 224 | [4800.0, 120.0, 7.0, 0.2, 0.04, 0.004] | 0 | 0 | [400.0, 750.0, 1453.0, 3025.0, 4315.0, 7600.0] | 0 | 0
Siemens NH-2-250 | Siemens NH-2-250 | 250 | [4800.0, 120.0, 7.0, 0.1, 0.004] | 0 | 0 | [450.0, 800.0, 1650.0, 4000.0, 8500.0] | 0 | 0
Siemens NH-2-315 | Siemens NH-2-315 | 315 | [4800.0, 120.0, 7.0, 0.1, 0.004] | 0 | 0 | [550.0, 920.0, 1900.0, 5000.0, 11000.0] | 0 | 0
Siemens NH-2-355 | Siemens NH-2-355 | 355 | [4800.0, 120.0, 6.0, 0.1, 0.004] | 0 | 0 | [650.0, 1116.27, 2350.0, 5840.0, 12790.0] | 0 | 0
Siemens NH-2-400 | Siemens NH-2-400 | 400 | [4800.0, 120.0, 7.0, 0.1, 0.004] | 0 | 0 | [720.0, 1350.0, 2800.0, 6500.0, 15000.0] | 0 | 0
Siemens NH-2-425 | Siemens NH-2-425 | 425 | [4800.0, 120.0, 7.0, 0.1, 0.004] | 0 | 0 | [850.0, 1500.0, 3050.0, 7500.0, 16500.0] | 0 | 0
Siemens NH-2-630 | Siemens NH-2-630 | 630 | [4800.0, 120.0, 7.0, 0.1, 0.004] | 0 | 0 | [1200.0, 2000.0, 4800.0, 12000.0, 26000.0] | 0 | 0

## dtypes
| element | column | dtype
0 | bus | name | object
1 | bus | vn_kv | float64
2 | bus | type | object
3 | bus | zone | object
4 | bus | in_service | bool
5 | load | name | object
6 | load | bus | uint32
7 | load | p_mw | float64
8 | load | q_mvar | float64
9 | load | const_z_percent | float64
10 | load | const_i_percent | float64
11 | load | sn_mva | float64
12 | load | scaling | float64
13 | load | in_service | bool
14 | load | type | object
15 | ext_grid | name | object
16 | ext_grid | bus | uint32
17 | ext_grid | vm_pu | float64
18 | ext_grid | va_degree | float64
19 | ext_grid | slack_weight | float64
20 | ext_grid | in_service | bool
21 | line | name | object
22 | line | std_type | object
23 | line | from_bus | uint32
24 | line | to_bus | uint32
25 | line | length_km | float64
26 | line | r_ohm_per_km | float64
27 | line | x_ohm_per_km | float64
28 | line | c_nf_per_km | float64
29 | line | g_us_per_km | float64
30 | line | max_i_ka | float64
31 | line | df | float64
32 | line | parallel | uint32
33 | line | type | object
34 | line | in_service | bool
35 | trafo | name | object
36 | trafo | std_type | object
37 | trafo | hv_bus | uint32
38 | trafo | lv_bus | uint32
39 | trafo | sn_mva | float64
40 | trafo | vn_hv_kv | float64
41 | trafo | vn_lv_kv | float64
42 | trafo | vk_percent | float64
43 | trafo | vkr_percent | float64
44 | trafo | pfe_kw | float64
45 | trafo | i0_percent | float64
46 | trafo | shift_degree | float64
47 | trafo | tap_side | object
48 | trafo | tap_neutral | int32
49 | trafo | tap_min | int32
50 | trafo | tap_max | int32
51 | trafo | tap_step_percent | float64
52 | trafo | tap_step_degree | float64
53 | trafo | tap_pos | int32
54 | trafo | tap_phase_shifter | bool
55 | trafo | parallel | uint32
56 | trafo | df | float64
57 | trafo | in_service | bool
58 | line_geodata | coords | object
59 | bus_geodata | x | float64
60 | bus_geodata | y | float64
61 | bus_geodata | coords | object

## parameters
| version | format_version | converged | OPF_converged | name | f_hz | sn_mva
0 | 2.14.6 | 2.14.0 | FALSE | FALSE |  | 50 | 1