## bus
| name | vn_kv | type | zone | in_service
0 | bus_LV_90-7_0_6_node_0 | 0.4 | n |  | TRUE
1 | bus_LV_90-7_0_6_node_1 | 0.4 | n |  | TRUE
2 | bus_LV_90-7_0_6_node_2 | 0.4 | n |  | TRUE
3 | bus_LV_90-7_0_6_node_3 | 0.4 | n |  | TRUE
4 | bus_LV_90-7_0_6_node_4 | 0.4 | n |  | TRUE
5 | bus_LV_90-7_0_6_node_82 | 0.4 | n |  | TRUE
6 | bus_LV_90-7_0_6_node_83 | 0.4 | n |  | TRUE
7 | bus_LV_90-7_0_6_node_81 | 0.4 | n |  | TRUE
8 | bus_LV_90-7_0_6_node_5 | 0.4 | n |  | TRUE
9 | bus_LV_90-7_0_6_node_6 | 0.4 | n |  | TRUE
10 | bus_LV_90-7_0_6_node_7 | 0.4 | n |  | TRUE
11 | bus_LV_90-7_0_6_node_8 | 0.4 | n |  | TRUE
12 | bus_LV_90-7_0_6_node_9 | 0.4 | n |  | TRUE
13 | bus_LV_90-7_0_6_node_10 | 0.4 | n |  | TRUE
14 | bus_LV_90-7_0_6_node_11 | 0.4 | n |  | TRUE
15 | bus_LV_90-7_0_6_node_21 | 0.4 | n |  | TRUE
16 | bus_LV_90-7_0_6_node_12 | 0.4 | n |  | TRUE
17 | bus_LV_90-7_0_6_node_13 | 0.4 | n |  | TRUE
18 | bus_LV_90-7_0_6_node_14 | 0.4 | n |  | TRUE
19 | bus_LV_90-7_0_6_node_16 | 0.4 | n |  | TRUE
20 | bus_LV_90-7_0_6_node_17 | 0.4 | n |  | TRUE
21 | bus_LV_90-7_0_6_node_18 | 0.4 | n |  | TRUE
22 | bus_LV_90-7_0_6_node_19 | 0.4 | n |  | TRUE
23 | bus_LV_90-7_0_6_node_20 | 0.4 | n |  | TRUE
24 | bus_LV_90-7_0_6_node_28 | 0.4 | n |  | TRUE
25 | bus_LV_90-7_0_6_node_26 | 0.4 | n |  | TRUE
26 | bus_LV_90-7_0_6_node_25 | 0.4 | n |  | TRUE
27 | bus_LV_90-7_0_6_node_214 | 0.4 | n |  | TRUE
28 | bus_LV_90-7_0_6_node_27 | 0.4 | n |  | TRUE
29 | bus_LV_90-7_0_6_node_24 | 0.4 | n |  | TRUE
30 | bus_LV_90-7_0_6_node_22 | 0.4 | n |  | TRUE
31 | bus_LV_90-7_0_6_node_23 | 0.4 | n |  | TRUE
32 | bus_LV_90-7_0_6_node_29 | 0.4 | n |  | TRUE
33 | bus_LV_90-7_0_6_node_30 | 0.4 | n |  | TRUE
34 | bus_LV_90-7_0_6_node_32 | 0.4 | n |  | TRUE
35 | bus_LV_90-7_0_6_node_37 | 0.4 | n |  | TRUE
36 | bus_LV_90-7_0_6_node_31 | 0.4 | n |  | TRUE
37 | bus_LV_90-7_0_6_node_38 | 0.4 | n |  | TRUE
38 | bus_LV_90-7_0_6_node_33 | 0.4 | n |  | TRUE
39 | bus_LV_90-7_0_6_node_95 | 0.4 | n |  | TRUE
40 | bus_LV_90-7_0_6_node_106 | 0.4 | n |  | TRUE
41 | bus_LV_90-7_0_6_node_34 | 0.4 | n |  | TRUE
42 | bus_LV_90-7_0_6_node_35 | 0.4 | n |  | TRUE
43 | bus_LV_90-7_0_6_node_36 | 0.4 | n |  | TRUE
44 | bus_LV_90-7_0_6_node_39 | 0.4 | n |  | TRUE
45 | bus_LV_90-7_0_6_node_40 | 0.4 | n |  | TRUE
46 | bus_LV_90-7_0_6_node_96 | 0.4 | n |  | TRUE
47 | bus_LV_90-7_0_6_node_107 | 0.4 | n |  | TRUE
48 | bus_LV_90-7_0_6_node_93 | 0.4 | n |  | TRUE
49 | bus_LV_90-7_0_6_node_41 | 0.4 | n |  | TRUE
50 | bus_LV_90-7_0_6_node_42 | 0.4 | n |  | TRUE
51 | bus_LV_90-7_0_6_node_43 | 0.4 | n |  | TRUE
52 | bus_LV_90-7_0_6_node_44 | 0.4 | n |  | TRUE
53 | bus_LV_90-7_0_6_node_46 | 0.4 | n |  | TRUE
54 | bus_LV_90-7_0_6_node_53 | 0.4 | n |  | TRUE
55 | bus_LV_90-7_0_6_node_179 | 0.4 | n |  | TRUE
56 | bus_LV_90-7_0_6_node_178 | 0.4 | n |  | TRUE
57 | bus_LV_90-7_0_6_node_47 | 0.4 | n |  | TRUE
58 | bus_LV_90-7_0_6_node_48 | 0.4 | n |  | TRUE
59 | bus_LV_90-7_0_6_node_49 | 0.4 | n |  | TRUE
60 | bus_LV_90-7_0_6_node_51 | 0.4 | n |  | TRUE
61 | bus_LV_90-7_0_6_node_52 | 0.4 | n |  | TRUE
62 | bus_LV_90-7_0_6_node_54 | 0.4 | n |  | TRUE
63 | bus_LV_90-7_0_6_node_75 | 0.4 | n |  | TRUE
64 | bus_LV_90-7_0_6_node_180 | 0.4 | n |  | TRUE
65 | bus_LV_90-7_0_6_node_177 | 0.4 | n |  | TRUE
66 | bus_LV_90-7_0_6_node_76 | 0.4 | n |  | TRUE
67 | bus_LV_90-7_0_6_node_55 | 0.4 | n |  | TRUE
68 | bus_LV_90-7_0_6_node_56 | 0.4 | n |  | TRUE
69 | bus_LV_90-7_0_6_node_57 | 0.4 | n |  | TRUE
70 | bus_LV_90-7_0_6_node_58 | 0.4 | n |  | TRUE
71 | bus_LV_90-7_0_6_node_60 | 0.4 | n |  | TRUE
72 | bus_LV_90-7_0_6_node_61 | 0.4 | n |  | TRUE
73 | bus_LV_90-7_0_6_node_62 | 0.4 | n |  | TRUE
74 | bus_LV_90-7_0_6_node_63 | 0.4 | n |  | TRUE
75 | bus_LV_90-7_0_6_node_64 | 0.4 | n |  | TRUE
76 | bus_LV_90-7_0_6_node_65 | 0.4 | n |  | TRUE
77 | bus_LV_90-7_0_6_node_72 | 0.4 | n |  | TRUE
78 | bus_LV_90-7_0_6_node_71 | 0.4 | n |  | TRUE
79 | bus_LV_90-7_0_6_node_74 | 0.4 | n |  | TRUE
80 | bus_LV_90-7_0_6_node_70 | 0.4 | n |  | TRUE
81 | bus_LV_90-7_0_6_node_66 | 0.4 | n |  | TRUE
82 | bus_LV_90-7_0_6_node_67 | 0.4 | n |  | TRUE
83 | bus_LV_90-7_0_6_node_68 | 0.4 | n |  | TRUE
84 | bus_LV_90-7_0_6_node_69 | 0.4 | n |  | TRUE
85 | bus_LV_90-7_0_6_node_73 | 0.4 | n |  | TRUE
86 | bus_LV_90-7_0_6_node_80 | 0.4 | n |  | TRUE
87 | bus_LV_90-7_0_6_node_77 | 0.4 | n |  | TRUE
88 | bus_LV_90-7_0_6_node_174 | 0.4 | n |  | TRUE
89 | bus_LV_90-7_0_6_node_78 | 0.4 | n |  | TRUE
90 | bus_LV_90-7_0_6_node_79 | 0.4 | n |  | TRUE
91 | bus_LV_90-7_0_6_node_127 | 0.4 | n |  | TRUE
92 | bus_LV_90-7_0_6_node_84 | 0.4 | n |  | TRUE
93 | bus_LV_90-7_0_6_node_85 | 0.4 | n |  | TRUE
94 | bus_LV_90-7_0_6_node_86 | 0.4 | n |  | TRUE
95 | bus_LV_90-7_0_6_node_87 | 0.4 | n |  | TRUE
96 | bus_LV_90-7_0_6_node_88 | 0.4 | n |  | TRUE
97 | bus_LV_90-7_0_6_node_89 | 0.4 | n |  | TRUE
98 | bus_LV_90-7_0_6_node_90 | 0.4 | n |  | TRUE
99 | bus_LV_90-7_0_6_node_91 | 0.4 | n |  | TRUE
100 | bus_LV_90-7_0_6_node_92 | 0.4 | n |  | TRUE
101 | bus_LV_90-7_0_6_node_125 | 0.4 | n |  | TRUE
102 | bus_LV_90-7_0_6_node_123 | 0.4 | n |  | TRUE
103 | bus_LV_90-7_0_6_node_97 | 0.4 | n |  | TRUE
104 | bus_LV_90-7_0_6_node_98 | 0.4 | n |  | TRUE
105 | bus_LV_90-7_0_6_node_99 | 0.4 | n |  | TRUE
106 | bus_LV_90-7_0_6_node_103 | 0.4 | n |  | TRUE
107 | bus_LV_90-7_0_6_node_100 | 0.4 | n |  | TRUE
108 | bus_LV_90-7_0_6_node_105 | 0.4 | n |  | TRUE
109 | bus_LV_90-7_0_6_node_101 | 0.4 | n |  | TRUE
110 | bus_LV_90-7_0_6_node_102 | 0.4 | n |  | TRUE
111 | bus_LV_90-7_0_6_node_104 | 0.4 | n |  | TRUE
112 | bus_LV_90-7_0_6_node_119 | 0.4 | n |  | TRUE
113 | bus_LV_90-7_0_6_node_112 | 0.4 | n |  | TRUE
114 | bus_LV_90-7_0_6_node_113 | 0.4 | n |  | TRUE
115 | bus_LV_90-7_0_6_node_108 | 0.4 | n |  | TRUE
116 | bus_LV_90-7_0_6_node_109 | 0.4 | n |  | TRUE
117 | bus_LV_90-7_0_6_node_110 | 0.4 | n |  | TRUE
118 | bus_LV_90-7_0_6_node_111 | 0.4 | n |  | TRUE
119 | bus_LV_90-7_0_6_node_130 | 0.4 | n |  | TRUE
120 | bus_LV_90-7_0_6_node_128 | 0.4 | n |  | TRUE
121 | bus_LV_90-7_0_6_node_114 | 0.4 | n |  | TRUE
122 | bus_LV_90-7_0_6_node_115 | 0.4 | n |  | TRUE
123 | bus_LV_90-7_0_6_node_116 | 0.4 | n |  | TRUE
124 | bus_LV_90-7_0_6_node_117 | 0.4 | n |  | TRUE
125 | bus_LV_90-7_0_6_node_118 | 0.4 | n |  | TRUE
126 | bus_LV_90-7_0_6_node_120 | 0.4 | n |  | TRUE
127 | bus_LV_90-7_0_6_node_134 | 0.4 | n |  | TRUE
128 | bus_LV_90-7_0_6_node_121 | 0.4 | n |  | TRUE
129 | bus_LV_90-7_0_6_node_135 | 0.4 | n |  | TRUE
130 | bus_LV_90-7_0_6_node_158 | 0.4 | n |  | TRUE
131 | bus_LV_90-7_0_6_node_155 | 0.4 | n |  | TRUE
132 | bus_LV_90-7_0_6_node_160 | 0.4 | n |  | TRUE
133 | bus_LV_90-7_0_6_node_161 | 0.4 | n |  | TRUE
134 | bus_LV_90-7_0_6_node_154 | 0.4 | n |  | TRUE
135 | bus_LV_90-7_0_6_node_122 | 0.4 | n |  | TRUE
136 | bus_LV_90-7_0_6_node_124 | 0.4 | n |  | TRUE
137 | bus_LV_90-7_0_6_node_126 | 0.4 | n |  | TRUE
138 | bus_LV_90-7_0_6_node_133 | 0.4 | n |  | TRUE
139 | bus_LV_90-7_0_6_node_175 | 0.4 | n |  | TRUE
140 | bus_LV_90-7_0_6_node_131 | 0.4 | n |  | TRUE
141 | bus_LV_90-7_0_6_node_129 | 0.4 | n |  | TRUE
142 | bus_LV_90-7_0_6_node_132 | 0.4 | n |  | TRUE
143 | bus_LV_90-7_0_6_node_176 | 0.4 | n |  | TRUE
144 | bus_LV_90-7_0_6_node_181 | 0.4 | n |  | TRUE
145 | bus_LV_90-7_0_6_node_136 | 0.4 | n |  | TRUE
146 | bus_LV_90-7_0_6_node_137 | 0.4 | n |  | TRUE
147 | bus_LV_90-7_0_6_node_138 | 0.4 | n |  | TRUE
148 | bus_LV_90-7_0_6_node_139 | 0.4 | n |  | TRUE
149 | bus_LV_90-7_0_6_node_140 | 0.4 | n |  | TRUE
150 | bus_LV_90-7_0_6_node_141 | 0.4 | n |  | TRUE
151 | bus_LV_90-7_0_6_node_142 | 0.4 | n |  | TRUE
152 | bus_LV_90-7_0_6_node_145 | 0.4 | n |  | TRUE
153 | bus_LV_90-7_0_6_node_143 | 0.4 | n |  | TRUE
154 | bus_LV_90-7_0_6_node_146 | 0.4 | n |  | TRUE
155 | bus_LV_90-7_0_6_node_144 | 0.4 | n |  | TRUE
156 | bus_LV_90-7_0_6_node_213 | 0.4 | n |  | TRUE
157 | bus_LV_90-7_0_6_node_147 | 0.4 | n |  | TRUE
158 | bus_LV_90-7_0_6_node_148 | 0.4 | n |  | TRUE
159 | bus_LV_90-7_0_6_node_149 | 0.4 | n |  | TRUE
160 | bus_LV_90-7_0_6_node_150 | 0.4 | n |  | TRUE
161 | bus_LV_90-7_0_6_node_151 | 0.4 | n |  | TRUE
162 | bus_LV_90-7_0_6_node_152 | 0.4 | n |  | TRUE
163 | bus_LV_90-7_0_6_node_166 | 0.4 | n |  | TRUE
164 | bus_LV_90-7_0_6_node_153 | 0.4 | n |  | TRUE
165 | bus_LV_90-7_0_6_node_167 | 0.4 | n |  | TRUE
166 | bus_LV_90-7_0_6_node_156 | 0.4 | n |  | TRUE
167 | bus_LV_90-7_0_6_node_157 | 0.4 | n |  | TRUE
168 | bus_LV_90-7_0_6_node_159 | 0.4 | n |  | TRUE
169 | bus_LV_90-7_0_6_node_165 | 0.4 | n |  | TRUE
170 | bus_LV_90-7_0_6_node_163 | 0.4 | n |  | TRUE
171 | bus_LV_90-7_0_6_node_171 | 0.4 | n |  | TRUE
172 | bus_LV_90-7_0_6_node_162 | 0.4 | n |  | TRUE
173 | bus_LV_90-7_0_6_node_164 | 0.4 | n |  | TRUE
174 | bus_LV_90-7_0_6_node_172 | 0.4 | n |  | TRUE
175 | bus_LV_90-7_0_6_node_168 | 0.4 | n |  | TRUE
176 | bus_LV_90-7_0_6_node_170 | 0.4 | n |  | TRUE
177 | bus_LV_90-7_0_6_node_169 | 0.4 | n |  | TRUE
178 | bus_LV_90-7_0_6_node_193 | 0.4 | n |  | TRUE
179 | bus_LV_90-7_0_6_node_198 | 0.4 | n |  | TRUE
180 | bus_LV_90-7_0_6_node_194 | 0.4 | n |  | TRUE
181 | bus_LV_90-7_0_6_node_192 | 0.4 | n |  | TRUE
182 | bus_LV_90-7_0_6_node_199 | 0.4 | n |  | TRUE
183 | bus_LV_90-7_0_6_node_173 | 0.4 | n |  | TRUE
184 | bus_LV_90-7_0_6_node_186 | 0.4 | n |  | TRUE
185 | bus_LV_90-7_0_6_node_189 | 0.4 | n |  | TRUE
186 | bus_LV_90-7_0_6_node_182 | 0.4 | n |  | TRUE
187 | bus_LV_90-7_0_6_node_210 | 0.4 | n |  | TRUE
188 | bus_LV_90-7_0_6_node_211 | 0.4 | n |  | TRUE
189 | bus_LV_90-7_0_6_node_183 | 0.4 | n |  | TRUE
190 | bus_LV_90-7_0_6_node_184 | 0.4 | n |  | TRUE
191 | bus_LV_90-7_0_6_node_185 | 0.4 | n |  | TRUE
192 | bus_LV_90-7_0_6_node_187 | 0.4 | n |  | TRUE
193 | bus_LV_90-7_0_6_node_188 | 0.4 | n |  | TRUE
194 | bus_LV_90-7_0_6_node_190 | 0.4 | n |  | TRUE
195 | bus_LV_90-7_0_6_node_191 | 0.4 | n |  | TRUE
196 | bus_LV_90-7_0_6_node_204 | 0.4 | n |  | TRUE
197 | bus_LV_90-7_0_6_node_208 | 0.4 | n |  | TRUE
198 | bus_LV_90-7_0_6_node_203 | 0.4 | n |  | TRUE
199 | bus_LV_90-7_0_6_node_195 | 0.4 | n |  | TRUE
200 | bus_LV_90-7_0_6_node_196 | 0.4 | n |  | TRUE
201 | bus_LV_90-7_0_6_node_197 | 0.4 | n |  | TRUE
202 | bus_LV_90-7_0_6_node_202 | 0.4 | n |  | TRUE
203 | bus_LV_90-7_0_6_node_207 | 0.4 | n |  | TRUE
204 | bus_LV_90-7_0_6_node_205 | 0.4 | n |  | TRUE
205 | bus_LV_90-7_0_6_node_201 | 0.4 | n |  | TRUE
206 | bus_LV_90-7_0_6_node_206 | 0.4 | n |  | TRUE
207 | bus_LV_90-7_0_6_node_200 | 0.4 | n |  | TRUE
208 | bus_LV_90-7_0_6_node_209 | 0.4 | n |  | TRUE
209 | bus_LV_90-7_0_6_node_212 | 0.4 | n |  | TRUE
210 | bus_MV_468_0_node_46 | 20 | n |  | TRUE

## load
| name | bus | p_mw | q_mvar | const_z_percent | const_i_percent | sn_mva | scaling | in_service | type
0 | LV_90-7_0_6_load_0 | 0 | 0.0012208 | 0.00030597 | 0 | 0 |  | 1 | TRUE | wye
1 | LV_90-7_0_6_load_1 | 1 | 0.00058341 | 0.00014622 | 0 | 0 |  | 1 | TRUE | wye
2 | LV_90-7_0_6_load_4 | 4 | 0.017735 | 0.0044449 | 0 | 0 |  | 1 | TRUE | wye
3 | LV_90-7_0_6_load_83 | 6 | 0.0020031 | 0.00050202 | 0 | 0 |  | 1 | TRUE | wye
4 | LV_90-7_0_6_load_81 | 7 | 0.0060149 | 0.0015075 | 0 | 0 |  | 1 | TRUE | wye
5 | LV_90-7_0_6_load_5 | 8 | 0.0030272 | 0.00075869 | 0 | 0 |  | 1 | TRUE | wye
6 | LV_90-7_0_6_load_6 | 9 | 0.0015994 | 0.00040086 | 0 | 0 |  | 1 | TRUE | wye
7 | LV_90-7_0_6_load_7 | 10 | 0.0030264 | 0.00075849 | 0 | 0 |  | 1 | TRUE | wye
8 | LV_90-7_0_6_load_8 | 11 | 0.0032082 | 0.00080405 | 0 | 0 |  | 1 | TRUE | wye
9 | LV_90-7_0_6_load_9 | 12 | 0.0014648 | 0.00036712 | 0 | 0 |  | 1 | TRUE | wye
10 | LV_90-7_0_6_load_10 | 13 | 0.0037299 | 0.0009348 | 0 | 0 |  | 1 | TRUE | wye
11 | LV_90-7_0_6_load_11 | 14 | 0.0017641 | 0.00044213 | 0 | 0 |  | 1 | TRUE | wye
12 | LV_90-7_0_6_load_21 | 15 | 0.0036086 | 0.00090441 | 0 | 0 |  | 1 | TRUE | wye
13 | LV_90-7_0_6_load_13 | 17 | 0.0017636 | 0.00044201 | 0 | 0 |  | 1 | TRUE | wye
14 | LV_90-7_0_6_load_14 | 18 | 0.0013558 | 0.0003398 | 0 | 0 |  | 1 | TRUE | wye
15 | LV_90-7_0_6_load_16 | 19 | 0.00047675 | 0.00011948 | 0 | 0 |  | 1 | TRUE | wye
16 | LV_90-7_0_6_load_17 | 20 | 0.0029494 | 0.0007392 | 0 | 0 |  | 1 | TRUE | wye
17 | LV_90-7_0_6_load_19 | 22 | 0.001216 | 0.00030475 | 0 | 0 |  | 1 | TRUE | wye
18 | LV_90-7_0_6_load_28 | 24 | 0.00080947 | 0.00020287 | 0 | 0 |  | 1 | TRUE | wye
19 | LV_90-7_0_6_load_26 | 25 | 0.003313 | 0.00083033 | 0 | 0 |  | 1 | TRUE | wye
20 | LV_90-7_0_6_load_25 | 26 | 0.0030351 | 0.00076068 | 0 | 0 |  | 1 | TRUE | wye
21 | LV_90-7_0_6_load_214 | 27 | 0.0016514 | 0.00041388 | 0 | 0 |  | 1 | TRUE | wye
22 | LV_90-7_0_6_load_27 | 28 | 0.0022849 | 0.00057264 | 0 | 0 |  | 1 | TRUE | wye
23 | LV_90-7_0_6_load_24 | 29 | 0.0036184 | 0.00090685 | 0 | 0 |  | 1 | TRUE | wye
24 | LV_90-7_0_6_load_22 | 30 | 0.0028779 | 0.00072126 | 0 | 0 |  | 1 | TRUE | wye
25 | LV_90-7_0_6_load_23 | 31 | 0.0025967 | 0.00065079 | 0 | 0 |  | 1 | TRUE | wye
26 | LV_90-7_0_6_load_30 | 33 | 0.0012424 | 0.00031138 | 0 | 0 |  | 1 | TRUE | wye
27 | LV_90-7_0_6_load_32 | 34 | 0.0037596 | 0.00094225 | 0 | 0 |  | 1 | TRUE | wye
28 | LV_90-7_0_6_load_37 | 35 | 0.0020963 | 0.00052537 | 0 | 0 |  | 1 | TRUE | wye
29 | LV_90-7_0_6_load_31 | 36 | 0.0018102 | 0.00045367 | 0 | 0 |  | 1 | TRUE | wye
30 | LV_90-7_0_6_load_38 | 37 | 0.0016162 | 0.00040505 | 0 | 0 |  | 1 | TRUE | wye
31 | LV_90-7_0_6_load_33 | 38 | 0.0019857 | 0.00049767 | 0 | 0 |  | 1 | TRUE | wye
32 | LV_90-7_0_6_load_95 | 39 | 0.0013057 | 0.00032724 | 0 | 0 |  | 1 | TRUE | wye
33 | LV_90-7_0_6_load_106 | 40 | 0.0018296 | 0.00045855 | 0 | 0 |  | 1 | TRUE | wye
34 | LV_90-7_0_6_load_34 | 41 | 0.00152 | 0.00038094 | 0 | 0 |  | 1 | TRUE | wye
35 | LV_90-7_0_6_load_35 | 42 | 0.0023862 | 0.00059803 | 0 | 0 |  | 1 | TRUE | wye
36 | LV_90-7_0_6_load_36 | 43 | 0.0034057 | 0.00085356 | 0 | 0 |  | 1 | TRUE | wye
37 | LV_90-7_0_6_load_39 | 44 | 0.0019529 | 0.00048943 | 0 | 0 |  | 1 | TRUE | wye
38 | LV_90-7_0_6_load_40 | 45 | 0.0020745 | 0.00051991 | 0 | 0 |  | 1 | TRUE | wye
39 | LV_90-7_0_6_load_96 | 46 | 0.0015869 | 0.00039771 | 0 | 0 |  | 1 | TRUE | wye
40 | LV_90-7_0_6_load_107 | 47 | 0.0018631 | 0.00046693 | 0 | 0 |  | 1 | TRUE | wye
41 | LV_90-7_0_6_load_93 | 48 | 0.0024535 | 0.00061491 | 0 | 0 |  | 1 | TRUE | wye
42 | LV_90-7_0_6_load_41 | 49 | 0.0034098 | 0.00085458 | 0 | 0 |  | 1 | TRUE | wye
43 | LV_90-7_0_6_load_42 | 50 | 0.0026767 | 0.00067086 | 0 | 0 |  | 1 | TRUE | wye
44 | LV_90-7_0_6_load_43 | 51 | 0.0032168 | 0.0008062 | 0 | 0 |  | 1 | TRUE | wye
45 | LV_90-7_0_6_load_44 | 52 | 0.023234 | 0.0058231 | 0 | 0 |  | 1 | TRUE | wye
46 | LV_90-7_0_6_load_46 | 53 | 0.0045865 | 0.0011495 | 0 | 0 |  | 1 | TRUE | wye
47 | LV_90-7_0_6_load_179 | 55 | 0.0019177 | 0.00048062 | 0 | 0 |  | 1 | TRUE | wye
48 | LV_90-7_0_6_load_178 | 56 | 0.0046408 | 0.0011631 | 0 | 0 |  | 1 | TRUE | wye
49 | LV_90-7_0_6_load_47 | 57 | 0.0037094 | 0.00092966 | 0 | 0 |  | 1 | TRUE | wye
50 | LV_90-7_0_6_load_48 | 58 | 0.0038432 | 0.00096321 | 0 | 0 |  | 1 | TRUE | wye
51 | LV_90-7_0_6_load_49 | 59 | 0.0068812 | 0.0017246 | 0 | 0 |  | 1 | TRUE | wye
52 | LV_90-7_0_6_load_51 | 60 | 0.0030459 | 0.00076337 | 0 | 0 |  | 1 | TRUE | wye
53 | LV_90-7_0_6_load_52 | 61 | 0.0031599 | 0.00079194 | 0 | 0 |  | 1 | TRUE | wye
54 | LV_90-7_0_6_load_54 | 62 | 0.0023265 | 0.00058308 | 0 | 0 |  | 1 | TRUE | wye
55 | LV_90-7_0_6_load_75 | 63 | 0.0089298 | 0.002238 | 0 | 0 |  | 1 | TRUE | wye
56 | LV_90-7_0_6_load_180 | 64 | 0.0017765 | 0.00044523 | 0 | 0 |  | 1 | TRUE | wye
57 | LV_90-7_0_6_load_177 | 65 | 0.0029088 | 0.00072901 | 0 | 0 |  | 1 | TRUE | wye
58 | LV_90-7_0_6_load_76 | 66 | 0.0040781 | 0.0010221 | 0 | 0 |  | 1 | TRUE | wye
59 | LV_90-7_0_6_load_55 | 67 | 0.0032665 | 0.00081866 | 0 | 0 |  | 1 | TRUE | wye
60 | LV_90-7_0_6_load_56 | 68 | 0.003155 | 0.00079071 | 0 | 0 |  | 1 | TRUE | wye
61 | LV_90-7_0_6_load_57 | 69 | 0.004549 | 0.0011401 | 0 | 0 |  | 1 | TRUE | wye
62 | LV_90-7_0_6_load_58 | 70 | 0.0033801 | 0.00084713 | 0 | 0 |  | 1 | TRUE | wye
63 | LV_90-7_0_6_load_60 | 71 | 0.0040994 | 0.0010274 | 0 | 0 |  | 1 | TRUE | wye
64 | LV_90-7_0_6_load_61 | 72 | 0.0035407 | 0.00088738 | 0 | 0 |  | 1 | TRUE | wye
65 | LV_90-7_0_6_load_62 | 73 | 0.004601 | 0.0011531 | 0 | 0 |  | 1 | TRUE | wye
66 | LV_90-7_0_6_load_63 | 74 | 0.015022 | 0.0037649 | 0 | 0 |  | 1 | TRUE | wye
67 | LV_90-7_0_6_load_64 | 75 | 0.0053293 | 0.0013356 | 0 | 0 |  | 1 | TRUE | wye
68 | LV_90-7_0_6_load_71 | 78 | 0.0066781 | 0.0016737 | 0 | 0 |  | 1 | TRUE | wye
69 | LV_90-7_0_6_load_74 | 79 | 0.0077322 | 0.0019379 | 0 | 0 |  | 1 | TRUE | wye
70 | LV_90-7_0_6_load_70 | 80 | 0.0083251 | 0.0020865 | 0 | 0 |  | 1 | TRUE | wye
71 | LV_90-7_0_6_load_66 | 81 | 0.0053147 | 0.001332 | 0 | 0 |  | 1 | TRUE | wye
72 | LV_90-7_0_6_load_67 | 82 | 0.0058726 | 0.0014718 | 0 | 0 |  | 1 | TRUE | wye
73 | LV_90-7_0_6_load_68 | 83 | 0.0094235 | 0.0023618 | 0 | 0 |  | 1 | TRUE | wye
74 | LV_90-7_0_6_load_69 | 84 | 0.0090665 | 0.0022723 | 0 | 0 |  | 1 | TRUE | wye
75 | LV_90-7_0_6_load_73 | 85 | 0.0033847 | 0.00084828 | 0 | 0 |  | 1 | TRUE | wye
76 | LV_90-7_0_6_load_77 | 87 | 0.0034693 | 0.00086948 | 0 | 0 |  | 1 | TRUE | wye
77 | LV_90-7_0_6_load_174 | 88 | 0.0034359 | 0.00086111 | 0 | 0 |  | 1 | TRUE | wye
78 | LV_90-7_0_6_load_78 | 89 | 0.0036739 | 0.00092076 | 0 | 0 |  | 1 | TRUE | wye
79 | LV_90-7_0_6_load_79 | 90 | 0.014008 | 0.0035107 | 0 | 0 |  | 1 | TRUE | wye
80 | LV_90-7_0_6_load_84 | 92 | 0.011679 | 0.0029269 | 0 | 0 |  | 1 | TRUE | wye
81 | LV_90-7_0_6_load_85 | 93 | 0.0025792 | 0.00064642 | 0 | 0 |  | 1 | TRUE | wye
82 | LV_90-7_0_6_load_87 | 95 | 0.0029665 | 0.00074346 | 0 | 0 |  | 1 | TRUE | wye
83 | LV_90-7_0_6_load_88 | 96 | 0.0058559 | 0.0014676 | 0 | 0 |  | 1 | TRUE | wye
84 | LV_90-7_0_6_load_89 | 97 | 0.012132 | 0.0030406 | 0 | 0 |  | 1 | TRUE | wye
85 | LV_90-7_0_6_load_90 | 98 | 0.0026938 | 0.00067514 | 0 | 0 |  | 1 | TRUE | wye
86 | LV_90-7_0_6_load_91 | 99 | 0.0039605 | 0.00099259 | 0 | 0 |  | 1 | TRUE | wye
87 | LV_90-7_0_6_load_92 | 100 | 0.0045189 | 0.0011326 | 0 | 0 |  | 1 | TRUE | wye
88 | LV_90-7_0_6_load_125 | 101 | 0.0078503 | 0.0019675 | 0 | 0 |  | 1 | TRUE | wye
89 | LV_90-7_0_6_load_123 | 102 | 0.0078036 | 0.0019558 | 0 | 0 |  | 1 | TRUE | wye
90 | LV_90-7_0_6_load_97 | 103 | 0.0010527 | 0.00026383 | 0 | 0 |  | 1 | TRUE | wye
91 | LV_90-7_0_6_load_98 | 104 | 0.001891 | 0.00047394 | 0 | 0 |  | 1 | TRUE | wye
92 | LV_90-7_0_6_load_103 | 106 | 0.0017774 | 0.00044546 | 0 | 0 |  | 1 | TRUE | wye
93 | LV_90-7_0_6_load_100 | 107 | 0.0014743 | 0.00036951 | 0 | 0 |  | 1 | TRUE | wye
94 | LV_90-7_0_6_load_105 | 108 | 0.0015714 | 0.00039382 | 0 | 0 |  | 1 | TRUE | wye
95 | LV_90-7_0_6_load_101 | 109 | 0.0016067 | 0.00040267 | 0 | 0 |  | 1 | TRUE | wye
96 | LV_90-7_0_6_load_102 | 110 | 0.0027112 | 0.00067949 | 0 | 0 |  | 1 | TRUE | wye
97 | LV_90-7_0_6_load_104 | 111 | 0.0012663 | 0.00031736 | 0 | 0 |  | 1 | TRUE | wye
98 | LV_90-7_0_6_load_119 | 112 | 0.0035465 | 0.00088885 | 0 | 0 |  | 1 | TRUE | wye
99 | LV_90-7_0_6_load_112 | 113 | 0.0018897 | 0.00047359 | 0 | 0 |  | 1 | TRUE | wye
100 | LV_90-7_0_6_load_113 | 114 | 0.0023234 | 0.00058231 | 0 | 0 |  | 1 | TRUE | wye
101 | LV_90-7_0_6_load_108 | 115 | 0.0021022 | 0.00052687 | 0 | 0 |  | 1 | TRUE | wye
102 | LV_90-7_0_6_load_109 | 116 | 0.0023354 | 0.00058532 | 0 | 0 |  | 1 | TRUE | wye
103 | LV_90-7_0_6_load_110 | 117 | 0.0030186 | 0.00075653 | 0 | 0 |  | 1 | TRUE | wye
104 | LV_90-7_0_6_load_111 | 118 | 0.0026218 | 0.00065708 | 0 | 0 |  | 1 | TRUE | wye
105 | LV_90-7_0_6_load_130 | 119 | 0.0015466 | 0.00038761 | 0 | 0 |  | 1 | TRUE | wye
106 | LV_90-7_0_6_load_128 | 120 | 0.0025139 | 0.00063003 | 0 | 0 |  | 1 | TRUE | wye
107 | LV_90-7_0_6_load_115 | 122 | 0.0020127 | 0.00050442 | 0 | 0 |  | 1 | TRUE | wye
108 | LV_90-7_0_6_load_116 | 123 | 0.0020816 | 0.00052171 | 0 | 0 |  | 1 | TRUE | wye
109 | LV_90-7_0_6_load_117 | 124 | 0.0023858 | 0.00059794 | 0 | 0 |  | 1 | TRUE | wye
110 | LV_90-7_0_6_load_118 | 125 | 0.00086213 | 0.00021607 | 0 | 0 |  | 1 | TRUE | wye
111 | LV_90-7_0_6_load_120 | 126 | 0.0013377 | 0.00033525 | 0 | 0 |  | 1 | TRUE | wye
112 | LV_90-7_0_6_load_134 | 127 | 0.0029743 | 0.00074544 | 0 | 0 |  | 1 | TRUE | wye
113 | LV_90-7_0_6_load_135 | 129 | 0.0028516 | 0.00071467 | 0 | 0 |  | 1 | TRUE | wye
114 | LV_90-7_0_6_load_155 | 131 | 0.0030563 | 0.00076599 | 0 | 0 |  | 1 | TRUE | wye
115 | LV_90-7_0_6_load_160 | 132 | 0.0012813 | 0.00032113 | 0 | 0 |  | 1 | TRUE | wye
116 | LV_90-7_0_6_load_161 | 133 | 0.001339 | 0.0003356 | 0 | 0 |  | 1 | TRUE | wye
117 | LV_90-7_0_6_load_154 | 134 | 0.0016345 | 0.00040965 | 0 | 0 |  | 1 | TRUE | wye
118 | LV_90-7_0_6_load_122 | 135 | 0.0062518 | 0.0015669 | 0 | 0 |  | 1 | TRUE | wye
119 | LV_90-7_0_6_load_124 | 136 | 0.0014226 | 0.00035654 | 0 | 0 |  | 1 | TRUE | wye
120 | LV_90-7_0_6_load_126 | 137 | 0.0029954 | 0.00075073 | 0 | 0 |  | 1 | TRUE | wye
121 | LV_90-7_0_6_load_175 | 139 | 0.0012225 | 0.0003064 | 0 | 0 |  | 1 | TRUE | wye
122 | LV_90-7_0_6_load_129 | 141 | 0.0032169 | 0.00080623 | 0 | 0 |  | 1 | TRUE | wye
123 | LV_90-7_0_6_load_132 | 142 | 0.0021694 | 0.00054371 | 0 | 0 |  | 1 | TRUE | wye
124 | LV_90-7_0_6_load_176 | 143 | 0.0010969 | 0.00027491 | 0 | 0 |  | 1 | TRUE | wye
125 | LV_90-7_0_6_load_181 | 144 | 0.0014302 | 0.00035843 | 0 | 0 |  | 1 | TRUE | wye
126 | LV_90-7_0_6_load_136 | 145 | 0.0013979 | 0.00035034 | 0 | 0 |  | 1 | TRUE | wye
127 | LV_90-7_0_6_load_138 | 147 | 0.0015285 | 0.00038308 | 0 | 0 |  | 1 | TRUE | wye
128 | LV_90-7_0_6_load_139 | 148 | 0.0019795 | 0.0004961 | 0 | 0 |  | 1 | TRUE | wye
129 | LV_90-7_0_6_load_140 | 149 | 0.0017647 | 0.00044227 | 0 | 0 |  | 1 | TRUE | wye
130 | LV_90-7_0_6_load_141 | 150 | 0.001256 | 0.00031478 | 0 | 0 |  | 1 | TRUE | wye
131 | LV_90-7_0_6_load_142 | 151 | 0.0018168 | 0.00045534 | 0 | 0 |  | 1 | TRUE | wye
132 | LV_90-7_0_6_load_145 | 152 | 0.00083614 | 0.00020956 | 0 | 0 |  | 1 | TRUE | wye
133 | LV_90-7_0_6_load_146 | 154 | 0.0021495 | 0.00053872 | 0 | 0 |  | 1 | TRUE | wye
134 | LV_90-7_0_6_load_144 | 155 | 0.0016392 | 0.00041083 | 0 | 0 |  | 1 | TRUE | wye
135 | LV_90-7_0_6_load_213 | 156 | 0.0062639 | 0.0015699 | 0 | 0 |  | 1 | TRUE | wye
136 | LV_90-7_0_6_load_148 | 158 | 0.002551 | 0.00063935 | 0 | 0 |  | 1 | TRUE | wye
137 | LV_90-7_0_6_load_149 | 159 | 0.00099728 | 0.00024994 | 0 | 0 |  | 1 | TRUE | wye
138 | LV_90-7_0_6_load_150 | 160 | 0.0018158 | 0.00045507 | 0 | 0 |  | 1 | TRUE | wye
139 | LV_90-7_0_6_load_151 | 161 | 0.0019516 | 0.00048912 | 0 | 0 |  | 1 | TRUE | wye
140 | LV_90-7_0_6_load_152 | 162 | 0.0015806 | 0.00039613 | 0 | 0 |  | 1 | TRUE | wye
141 | LV_90-7_0_6_load_166 | 163 | 0.0020185 | 0.00050587 | 0 | 0 |  | 1 | TRUE | wye
142 | LV_90-7_0_6_load_153 | 164 | 0.0074933 | 0.001878 | 0 | 0 |  | 1 | TRUE | wye
143 | LV_90-7_0_6_load_167 | 165 | 0.002609 | 0.00065387 | 0 | 0 |  | 1 | TRUE | wye
144 | LV_90-7_0_6_load_156 | 166 | 0.0025982 | 0.00065116 | 0 | 0 |  | 1 | TRUE | wye
145 | LV_90-7_0_6_load_157 | 167 | 0.0022988 | 0.00057615 | 0 | 0 |  | 1 | TRUE | wye
146 | LV_90-7_0_6_load_159 | 168 | 0.0025568 | 0.0006408 | 0 | 0 |  | 1 | TRUE | wye
147 | LV_90-7_0_6_load_165 | 169 | 0.0013292 | 0.00033314 | 0 | 0 |  | 1 | TRUE | wye
148 | LV_90-7_0_6_load_163 | 170 | 0.0018069 | 0.00045285 | 0 | 0 |  | 1 | TRUE | wye
149 | LV_90-7_0_6_load_171 | 171 | 0.0013662 | 0.00034239 | 0 | 0 |  | 1 | TRUE | wye
150 | LV_90-7_0_6_load_162 | 172 | 0.0015643 | 0.00039205 | 0 | 0 |  | 1 | TRUE | wye
151 | LV_90-7_0_6_load_164 | 173 | 0.0032972 | 0.00082635 | 0 | 0 |  | 1 | TRUE | wye
152 | LV_90-7_0_6_load_172 | 174 | 0.0012962 | 0.00032485 | 0 | 0 |  | 1 | TRUE | wye
153 | LV_90-7_0_6_load_170 | 176 | 0.0019049 | 0.00047741 | 0 | 0 |  | 1 | TRUE | wye
154 | LV_90-7_0_6_load_169 | 177 | 0.0018027 | 0.00045181 | 0 | 0 |  | 1 | TRUE | wye
155 | LV_90-7_0_6_load_198 | 179 | 0.0013195 | 0.0003307 | 0 | 0 |  | 1 | TRUE | wye
156 | LV_90-7_0_6_load_192 | 181 | 0.0021335 | 0.0005347 | 0 | 0 |  | 1 | TRUE | wye
157 | LV_90-7_0_6_load_199 | 182 | 0.0032772 | 0.00082133 | 0 | 0 |  | 1 | TRUE | wye
158 | LV_90-7_0_6_load_173 | 183 | 0.0013382 | 0.00033537 | 0 | 0 |  | 1 | TRUE | wye
159 | LV_90-7_0_6_load_186 | 184 | 0.0013511 | 0.00033861 | 0 | 0 |  | 1 | TRUE | wye
160 | LV_90-7_0_6_load_189 | 185 | 0.0013598 | 0.0003408 | 0 | 0 |  | 1 | TRUE | wye
161 | LV_90-7_0_6_load_182 | 186 | 0.001533 | 0.00038422 | 0 | 0 |  | 1 | TRUE | wye
162 | LV_90-7_0_6_load_210 | 187 | 0.0028182 | 0.00070631 | 0 | 0 |  | 1 | TRUE | wye
163 | LV_90-7_0_6_load_211 | 188 | 0.0013187 | 0.00033049 | 0 | 0 |  | 1 | TRUE | wye
164 | LV_90-7_0_6_load_183 | 189 | 0.0018569 | 0.0004654 | 0 | 0 |  | 1 | TRUE | wye
165 | LV_90-7_0_6_load_184 | 190 | 0.0012717 | 0.00031872 | 0 | 0 |  | 1 | TRUE | wye
166 | LV_90-7_0_6_load_187 | 192 | 0.0038945 | 0.00097605 | 0 | 0 |  | 1 | TRUE | wye
167 | LV_90-7_0_6_load_188 | 193 | 0.0016215 | 0.00040638 | 0 | 0 |  | 1 | TRUE | wye
168 | LV_90-7_0_6_load_190 | 194 | 0.0012946 | 0.00032446 | 0 | 0 |  | 1 | TRUE | wye
169 | LV_90-7_0_6_load_191 | 195 | 0.003906 | 0.00097894 | 0 | 0 |  | 1 | TRUE | wye
170 | LV_90-7_0_6_load_208 | 197 | 0.0027913 | 0.00069956 | 0 | 0 |  | 1 | TRUE | wye
171 | LV_90-7_0_6_load_203 | 198 | 0.0067874 | 0.0017011 | 0 | 0 |  | 1 | TRUE | wye
172 | LV_90-7_0_6_load_195 | 199 | 0.0011539 | 0.0002892 | 0 | 0 |  | 1 | TRUE | wye
173 | LV_90-7_0_6_load_196 | 200 | 0.0020106 | 0.00050389 | 0 | 0 |  | 1 | TRUE | wye
174 | LV_90-7_0_6_load_197 | 201 | 0.0014839 | 0.00037189 | 0 | 0 |  | 1 | TRUE | wye
175 | LV_90-7_0_6_load_207 | 203 | 0.0059004 | 0.0014788 | 0 | 0 |  | 1 | TRUE | wye
176 | LV_90-7_0_6_load_205 | 204 | 0.0012932 | 0.0003241 | 0 | 0 |  | 1 | TRUE | wye
177 | LV_90-7_0_6_load_201 | 205 | 0.001235 | 0.00030953 | 0 | 0 |  | 1 | TRUE | wye
178 | LV_90-7_0_6_load_206 | 206 | 0.0038988 | 0.00097713 | 0 | 0 |  | 1 | TRUE | wye
179 | LV_90-7_0_6_load_200 | 207 | 0.0012113 | 0.00030358 | 0 | 0 |  | 1 | TRUE | wye
180 | LV_90-7_0_6_load_212 | 209 | 0.0020951 | 0.00052508 | 0 | 0 |  | 1 | TRUE | wye

## ext_grid
| name | bus | vm_pu | va_degree | slack_weight | in_service
0 |  | 119 | 1 | 0 | 1 | TRUE

## line
| name | std_type | from_bus | to_bus | length_km | r_ohm_per_km | x_ohm_per_km | c_nf_per_km | g_us_per_km | max_i_ka | df | parallel | type | in_service
0 | LV_90-7_0_6_line_0 |  | 0 | 1 | 0.019399 | 0.125 | 0.08 | 261 | 0 | 0.364 | 1 | 1 | cs | TRUE
1 | LV_90-7_0_6_line_1 |  | 0 | 2 | 0.020489 | 0.125 | 0.08 | 261 | 0 | 0.364 | 1 | 1 | cs | TRUE
2 | LV_90-7_0_6_line_2 |  | 2 | 3 | 0.072288 | 0.125 | 0.08 | 261 | 0 | 0.364 | 1 | 1 | cs | TRUE
3 | LV_90-7_0_6_line_3 |  | 3 | 4 | 0.0047413 | 0.125 | 0.08 | 261 | 0 | 0.364 | 1 | 1 | cs | TRUE
4 | LV_90-7_0_6_line_4 |  | 4 | 5 | 0.0042518 | 0.125 | 0.08 | 261 | 0 | 0.364 | 1 | 1 | cs | TRUE
5 | LV_90-7_0_6_line_5 |  | 5 | 6 | 0.02048 | 0.125 | 0.08 | 261 | 0 | 0.364 | 1 | 5 | cs | TRUE
6 | LV_90-7_0_6_line_6 |  | 5 | 7 | 0.043877 | 0.125 | 0.08 | 261 | 0 | 0.364 | 1 | 5 | cs | TRUE
7 | LV_90-7_0_6_line_7 |  | 6 | 92 | 0.015047 | 0.125 | 0.08 | 261 | 0 | 0.364 | 1 | 5 | cs | TRUE
8 | LV_90-7_0_6_line_8 |  | 7 | 90 | 0.01015 | 0.125 | 0.08 | 261 | 0 | 0.364 | 1 | 5 | cs | TRUE
9 | LV_90-7_0_6_line_9 |  | 8 | 9 | 0.0055211 | 0.125 | 0.08 | 261 | 0 | 0.364 | 1 | 1 | cs | TRUE
10 | LV_90-7_0_6_line_10 |  | 8 | 10 | 0.015615 | 0.125 | 0.08 | 261 | 0 | 0.364 | 1 | 1 | cs | TRUE
11 | LV_90-7_0_6_line_11 |  | 9 | 11 | 0.020084 | 0.125 | 0.08 | 261 | 0 | 0.364 | 1 | 1 | cs | TRUE
12 | LV_90-7_0_6_line_12 |  | 10 | 12 | 0.00091773 | 0.125 | 0.08 | 261 | 0 | 0.364 | 1 | 1 | cs | TRUE
13 | LV_90-7_0_6_line_13 |  | 11 | 13 | 0.0023494 | 0.125 | 0.08 | 261 | 0 | 0.364 | 1 | 1 | cs | TRUE
14 | LV_90-7_0_6_line_14 |  | 12 | 14 | 0.013306 | 0.125 | 0.08 | 261 | 0 | 0.364 | 1 | 1 | cs | TRUE
15 | LV_90-7_0_6_line_15 |  | 13 | 15 | 0.018839 | 0.125 | 0.08 | 261 | 0 | 0.364 | 1 | 1 | cs | TRUE
16 | LV_90-7_0_6_line_16 |  | 14 | 16 | 0.025907 | 0.125 | 0.08 | 261 | 0 | 0.364 | 1 | 1 | cs | TRUE
17 | LV_90-7_0_6_line_17 |  | 16 | 17 | 0.033856 | 0.125 | 0.08 | 261 | 0 | 0.364 | 1 | 1 | cs | TRUE
18 | LV_90-7_0_6_line_18 |  | 16 | 18 | 0.017003 | 0.125 | 0.08 | 261 | 0 | 0.364 | 1 | 1 | cs | TRUE
19 | LV_90-7_0_6_line_19 |  | 18 | 19 | 0.0098253 | 0.125 | 0.08 | 261 | 0 | 0.364 | 1 | 1 | cs | TRUE
20 | LV_90-7_0_6_line_20 |  | 19 | 20 | 0.024653 | 0.125 | 0.08 | 261 | 0 | 0.364 | 1 | 5 | cs | TRUE
21 | LV_90-7_0_6_line_21 |  | 20 | 21 | 0.0081197 | 0.125 | 0.08 | 261 | 0 | 0.364 | 1 | 5 | cs | TRUE
22 | LV_90-7_0_6_line_22 |  | 21 | 22 | 0.045264 | 0.125 | 0.08 | 261 | 0 | 0.364 | 1 | 1 | cs | TRUE
23 | LV_90-7_0_6_line_23 |  | 21 | 23 | 0.010646 | 0.125 | 0.08 | 261 | 0 | 0.364 | 1 | 5 | cs | TRUE
24 | LV_90-7_0_6_line_24 |  | 22 | 24 | 0.036729 | 0.125 | 0.08 | 261 | 0 | 0.364 | 1 | 1 | cs | TRUE
25 | LV_90-7_0_6_line_25 |  | 23 | 25 | 0.014681 | 0.125 | 0.08 | 261 | 0 | 0.364 | 1 | 5 | cs | TRUE
26 | LV_90-7_0_6_line_26 |  | 23 | 26 | 0.040285 | 0.125 | 0.08 | 261 | 0 | 0.364 | 1 | 1 | cs | TRUE
27 | LV_90-7_0_6_line_27 |  | 24 | 27 | 0.023178 | 0.125 | 0.08 | 261 | 0 | 0.364 | 1 | 1 | cs | TRUE
28 | LV_90-7_0_6_line_28 |  | 25 | 28 | 0.038396 | 0.125 | 0.08 | 261 | 0 | 0.364 | 1 | 5 | cs | TRUE
29 | LV_90-7_0_6_line_29 |  | 26 | 29 | 0.013971 | 0.125 | 0.08 | 261 | 0 | 0.364 | 1 | 1 | cs | TRUE
30 | LV_90-7_0_6_line_30 |  | 28 | 32 | 0.013299 | 0.125 | 0.08 | 261 | 0 | 0.364 | 1 | 5 | cs | TRUE
31 | LV_90-7_0_6_line_31 |  | 29 | 31 | 0.010921 | 0.125 | 0.08 | 261 | 0 | 0.364 | 1 | 1 | cs | TRUE
32 | LV_90-7_0_6_line_32 |  | 30 | 31 | 0.023204 | 0.125 | 0.08 | 261 | 0 | 0.364 | 1 | 1 | cs | TRUE
33 | LV_90-7_0_6_line_33 |  | 32 | 33 | 0.019666 | 0.125 | 0.08 | 261 | 0 | 0.364 | 1 | 5 | cs | TRUE
34 | LV_90-7_0_6_line_34 |  | 32 | 34 | 0.022252 | 0.125 | 0.08 | 261 | 0 | 0.364 | 1 | 1 | cs | TRUE
35 | LV_90-7_0_6_line_35 |  | 33 | 35 | 0.0069589 | 0.125 | 0.08 | 261 | 0 | 0.364 | 1 | 5 | cs | TRUE
36 | LV_90-7_0_6_line_36 |  | 34 | 38 | 0.021007 | 0.125 | 0.08 | 261 | 0 | 0.364 | 1 | 1 | cs | TRUE
37 | LV_90-7_0_6_line_37 |  | 35 | 39 | 0.010217 | 0.125 | 0.08 | 261 | 0 | 0.364 | 1 | 5 | cs | TRUE
38 | LV_90-7_0_6_line_38 |  | 36 | 37 | 0.0090884 | 0.125 | 0.08 | 261 | 0 | 0.364 | 1 | 1 | cs | TRUE
39 | LV_90-7_0_6_line_39 |  | 37 | 40 | 0.020863 | 0.125 | 0.08 | 261 | 0 | 0.364 | 1 | 1 | cs | TRUE
40 | LV_90-7_0_6_line_40 |  | 38 | 41 | 0.014788 | 0.125 | 0.08 | 261 | 0 | 0.364 | 1 | 1 | cs | TRUE
41 | LV_90-7_0_6_line_41 |  | 39 | 46 | 0.018023 | 0.125 | 0.08 | 261 | 0 | 0.364 | 1 | 5 | cs | TRUE
42 | LV_90-7_0_6_line_42 |  | 40 | 47 | 0.0070419 | 0.125 | 0.08 | 261 | 0 | 0.364 | 1 | 1 | cs | TRUE
43 | LV_90-7_0_6_line_43 |  | 41 | 42 | 0.0074728 | 0.125 | 0.08 | 261 | 0 | 0.364 | 1 | 1 | cs | TRUE
44 | LV_90-7_0_6_line_44 |  | 42 | 43 | 0.014681 | 0.125 | 0.08 | 261 | 0 | 0.364 | 1 | 1 | cs | TRUE
45 | LV_90-7_0_6_line_45 |  | 43 | 44 | 0.021258 | 0.125 | 0.08 | 261 | 0 | 0.364 | 1 | 1 | cs | TRUE
46 | LV_90-7_0_6_line_46 |  | 44 | 45 | 0.0041592 | 0.125 | 0.08 | 261 | 0 | 0.364 | 1 | 1 | cs | TRUE
47 | LV_90-7_0_6_line_47 |  | 45 | 48 | 0.002998 | 0.125 | 0.08 | 261 | 0 | 0.364 | 1 | 1 | cs | TRUE
48 | LV_90-7_0_6_line_48 |  | 46 | 103 | 0.014158 | 0.125 | 0.08 | 261 | 0 | 0.364 | 1 | 5 | cs | TRUE
49 | LV_90-7_0_6_line_49 |  | 47 | 115 | 0.02036 | 0.125 | 0.08 | 261 | 0 | 0.364 | 1 | 1 | cs | TRUE
50 | LV_90-7_0_6_line_50 |  | 49 | 50 | 0.031389 | 0.125 | 0.08 | 261 | 0 | 0.364 | 1 | 1 | cs | TRUE
51 | LV_90-7_0_6_line_51 |  | 49 | 51 | 0.031857 | 0.125 | 0.08 | 261 | 0 | 0.364 | 1 | 1 | cs | TRUE
52 | LV_90-7_0_6_line_52 |  | 50 | 52 | 0.050214 | 0.125 | 0.08 | 261 | 0 | 0.364 | 1 | 1 | cs | TRUE
53 | LV_90-7_0_6_line_53 |  | 52 | 53 | 0.050844 | 0.125 | 0.08 | 261 | 0 | 0.364 | 1 | 1 | cs | TRUE
54 | LV_90-7_0_6_line_54 |  | 53 | 54 | 0.022369 | 0.125 | 0.08 | 261 | 0 | 0.364 | 1 | 1 | cs | TRUE
55 | LV_90-7_0_6_line_55 |  | 54 | 55 | 0.029087 | 0.125 | 0.08 | 261 | 0 | 0.364 | 1 | 5 | cs | TRUE
56 | LV_90-7_0_6_line_56 |  | 54 | 56 | 0.015706 | 0.125 | 0.08 | 261 | 0 | 0.364 | 1 | 5 | cs | TRUE
57 | LV_90-7_0_6_line_57 |  | 55 | 64 | 0.029471 | 0.125 | 0.08 | 261 | 0 | 0.364 | 1 | 5 | cs | TRUE
58 | LV_90-7_0_6_line_58 |  | 56 | 65 | 0.023682 | 0.125 | 0.08 | 261 | 0 | 0.364 | 1 | 5 | cs | TRUE
59 | LV_90-7_0_6_line_59 |  | 57 | 58 | 0.0066222 | 0.125 | 0.08 | 261 | 0 | 0.364 | 1 | 1 | cs | TRUE
60 | LV_90-7_0_6_line_60 |  | 57 | 59 | 0.021871 | 0.125 | 0.08 | 261 | 0 | 0.364 | 1 | 1 | cs | TRUE
61 | LV_90-7_0_6_line_61 |  | 59 | 60 | 0.031141 | 0.125 | 0.08 | 261 | 0 | 0.364 | 1 | 1 | cs | TRUE
62 | LV_90-7_0_6_line_62 |  | 60 | 61 | 0.023133 | 0.125 | 0.08 | 261 | 0 | 0.364 | 1 | 1 | cs | TRUE
63 | LV_90-7_0_6_line_63 |  | 61 | 62 | 0.035494 | 0.125 | 0.08 | 261 | 0 | 0.364 | 1 | 1 | cs | TRUE
64 | LV_90-7_0_6_line_64 |  | 62 | 63 | 0.011926 | 0.125 | 0.08 | 261 | 0 | 0.364 | 1 | 1 | cs | TRUE
65 | LV_90-7_0_6_line_65 |  | 63 | 66 | 0.015854 | 0.125 | 0.08 | 261 | 0 | 0.364 | 1 | 1 | cs | TRUE
66 | LV_90-7_0_6_line_66 |  | 64 | 187 | 0.0011564 | 0.125 | 0.08 | 261 | 0 | 0.364 | 1 | 5 | cs | TRUE
67 | LV_90-7_0_6_line_67 |  | 65 | 139 | 0.0021529 | 0.125 | 0.08 | 261 | 0 | 0.364 | 1 | 5 | cs | TRUE
68 | LV_90-7_0_6_line_68 |  | 66 | 86 | 0.013718 | 0.125 | 0.08 | 261 | 0 | 0.364 | 1 | 1 | cs | TRUE
69 | LV_90-7_0_6_line_69 |  | 67 | 68 | 0.0064469 | 0.125 | 0.08 | 261 | 0 | 0.364 | 1 | 1 | cs | TRUE
70 | LV_90-7_0_6_line_70 |  | 67 | 69 | 0.025578 | 0.125 | 0.08 | 261 | 0 | 0.364 | 1 | 1 | cs | TRUE
71 | LV_90-7_0_6_line_71 |  | 68 | 70 | 0.023905 | 0.125 | 0.08 | 261 | 0 | 0.364 | 1 | 1 | cs | TRUE
72 | LV_90-7_0_6_line_72 |  | 70 | 71 | 0.0046822 | 0.125 | 0.08 | 261 | 0 | 0.364 | 1 | 1 | cs | TRUE
73 | LV_90-7_0_6_line_73 |  | 71 | 72 | 0.022678 | 0.125 | 0.08 | 261 | 0 | 0.364 | 1 | 1 | cs | TRUE
74 | LV_90-7_0_6_line_74 |  | 72 | 73 | 0.020375 | 0.125 | 0.08 | 261 | 0 | 0.364 | 1 | 1 | cs | TRUE
75 | LV_90-7_0_6_line_75 |  | 73 | 74 | 0.0086901 | 0.125 | 0.08 | 261 | 0 | 0.364 | 1 | 1 | cs | TRUE
76 | LV_90-7_0_6_line_76 |  | 74 | 75 | 0.027358 | 0.125 | 0.08 | 261 | 0 | 0.364 | 1 | 1 | cs | TRUE
77 | LV_90-7_0_6_line_77 |  | 75 | 76 | 0.038802 | 0.125 | 0.08 | 261 | 0 | 0.364 | 1 | 1 | cs | TRUE
78 | LV_90-7_0_6_line_78 |  | 76 | 77 | 0.010509 | 0.125 | 0.08 | 261 | 0 | 0.364 | 1 | 1 | cs | TRUE
79 | LV_90-7_0_6_line_79 |  | 76 | 78 | 0.029622 | 0.125 | 0.08 | 261 | 0 | 0.364 | 1 | 1 | cs | TRUE
80 | LV_90-7_0_6_line_80 |  | 77 | 79 | 0.026274 | 0.125 | 0.08 | 261 | 0 | 0.364 | 1 | 1 | cs | TRUE
81 | LV_90-7_0_6_line_81 |  | 78 | 80 | 0.00059351 | 0.125 | 0.08 | 261 | 0 | 0.364 | 1 | 1 | cs | TRUE
82 | LV_90-7_0_6_line_82 |  | 79 | 87 | 0.010892 | 0.125 | 0.08 | 261 | 0 | 0.364 | 1 | 2 | cs | TRUE
83 | LV_90-7_0_6_line_83 |  | 80 | 84 | 0.051328 | 0.125 | 0.08 | 261 | 0 | 0.364 | 1 | 1 | cs | TRUE
84 | LV_90-7_0_6_line_84 |  | 81 | 82 | 2.5658e-06 | 0.125 | 0.08 | 261 | 0 | 0.364 | 1 | 1 | cs | TRUE
85 | LV_90-7_0_6_line_85 |  | 82 | 83 | 0.041941 | 0.125 | 0.08 | 261 | 0 | 0.364 | 1 | 1 | cs | TRUE
86 | LV_90-7_0_6_line_86 |  | 83 | 84 | 0.0016499 | 0.125 | 0.08 | 261 | 0 | 0.364 | 1 | 1 | cs | TRUE
87 | LV_90-7_0_6_line_87 |  | 85 | 86 | 0.015985 | 0.125 | 0.08 | 261 | 0 | 0.364 | 1 | 1 | cs | TRUE
88 | LV_90-7_0_6_line_88 |  | 86 | 88 | 0.014274 | 0.125 | 0.08 | 261 | 0 | 0.364 | 1 | 1 | cs | TRUE
89 | LV_90-7_0_6_line_89 |  | 87 | 89 | 0.018292 | 0.125 | 0.08 | 261 | 0 | 0.364 | 1 | 5 | cs | TRUE
90 | LV_90-7_0_6_line_90 |  | 88 | 91 | 0.032814 | 0.125 | 0.08 | 261 | 0 | 0.364 | 1 | 1 | cs | TRUE
91 | LV_90-7_0_6_line_91 |  | 89 | 90 | 0.026903 | 0.125 | 0.08 | 261 | 0 | 0.364 | 1 | 5 | cs | TRUE
92 | LV_90-7_0_6_line_92 |  | 91 | 138 | 0.047487 | 0.125 | 0.08 | 261 | 0 | 0.364 | 1 | 5 | cs | TRUE
93 | LV_90-7_0_6_line_93 |  | 91 | 137 | 0.015108 | 0.125 | 0.08 | 261 | 0 | 0.364 | 1 | 5 | cs | TRUE
94 | LV_90-7_0_6_line_94 |  | 92 | 93 | 0.0094383 | 0.125 | 0.08 | 261 | 0 | 0.364 | 1 | 5 | cs | TRUE
95 | LV_90-7_0_6_line_95 |  | 93 | 94 | 0.013075 | 0.125 | 0.08 | 261 | 0 | 0.364 | 1 | 5 | cs | TRUE
96 | LV_90-7_0_6_line_96 |  | 94 | 95 | 0.016563 | 0.125 | 0.08 | 261 | 0 | 0.364 | 1 | 1 | cs | TRUE
97 | LV_90-7_0_6_line_97 |  | 94 | 96 | 0.040071 | 0.125 | 0.08 | 261 | 0 | 0.364 | 1 | 5 | cs | TRUE
98 | LV_90-7_0_6_line_98 |  | 95 | 97 | 0.0084655 | 0.125 | 0.08 | 261 | 0 | 0.364 | 1 | 1 | cs | TRUE
99 | LV_90-7_0_6_line_99 |  | 96 | 98 | 0.044049 | 0.125 | 0.08 | 261 | 0 | 0.364 | 1 | 5 | cs | TRUE
100 | LV_90-7_0_6_line_100 |  | 98 | 99 | 0.0061631 | 0.125 | 0.08 | 261 | 0 | 0.364 | 1 | 5 | cs | TRUE
101 | LV_90-7_0_6_line_101 |  | 99 | 100 | 0.028535 | 0.125 | 0.08 | 261 | 0 | 0.364 | 1 | 5 | cs | TRUE
102 | LV_90-7_0_6_line_102 |  | 100 | 101 | 0.0040586 | 0.125 | 0.08 | 261 | 0 | 0.364 | 1 | 5 | cs | TRUE
103 | LV_90-7_0_6_line_103 |  | 101 | 102 | 0.029281 | 0.125 | 0.08 | 261 | 0 | 0.364 | 1 | 5 | cs | TRUE
104 | LV_90-7_0_6_line_104 |  | 102 | 135 | 0.024904 | 0.125 | 0.08 | 261 | 0 | 0.364 | 1 | 5 | cs | TRUE
105 | LV_90-7_0_6_line_105 |  | 103 | 104 | 0.0094133 | 0.125 | 0.08 | 261 | 0 | 0.364 | 1 | 5 | cs | TRUE
106 | LV_90-7_0_6_line_106 |  | 104 | 105 | 0.039441 | 0.125 | 0.08 | 261 | 0 | 0.364 | 1 | 5 | cs | TRUE
107 | LV_90-7_0_6_line_107 |  | 105 | 106 | 0.015008 | 0.125 | 0.08 | 261 | 0 | 0.364 | 1 | 5 | cs | TRUE
108 | LV_90-7_0_6_line_108 |  | 105 | 107 | 0.015301 | 0.125 | 0.08 | 261 | 0 | 0.364 | 1 | 1 | cs | TRUE
109 | LV_90-7_0_6_line_109 |  | 106 | 108 | 0.0087955 | 0.125 | 0.08 | 261 | 0 | 0.364 | 1 | 5 | cs | TRUE
110 | LV_90-7_0_6_line_110 |  | 107 | 109 | 0.020213 | 0.125 | 0.08 | 261 | 0 | 0.364 | 1 | 1 | cs | TRUE
111 | LV_90-7_0_6_line_111 |  | 108 | 113 | 0.009445 | 0.125 | 0.08 | 261 | 0 | 0.364 | 1 | 5 | cs | TRUE
112 | LV_90-7_0_6_line_112 |  | 109 | 110 | 0.016106 | 0.125 | 0.08 | 261 | 0 | 0.364 | 1 | 1 | cs | TRUE
113 | LV_90-7_0_6_line_113 |  | 110 | 111 | 0.023195 | 0.125 | 0.08 | 261 | 0 | 0.364 | 1 | 1 | cs | TRUE
114 | LV_90-7_0_6_line_114 |  | 111 | 112 | 0.0024571 | 0.125 | 0.08 | 261 | 0 | 0.364 | 1 | 1 | cs | TRUE
115 | LV_90-7_0_6_line_115 |  | 113 | 114 | 0.02016 | 0.125 | 0.08 | 261 | 0 | 0.364 | 1 | 5 | cs | TRUE
116 | LV_90-7_0_6_line_116 |  | 114 | 121 | 0.0062387 | 0.125 | 0.08 | 261 | 0 | 0.364 | 1 | 5 | cs | TRUE
117 | LV_90-7_0_6_line_117 |  | 115 | 116 | 0.0048269 | 0.125 | 0.08 | 261 | 0 | 0.364 | 1 | 1 | cs | TRUE
118 | LV_90-7_0_6_line_118 |  | 116 | 117 | 0.015033 | 0.125 | 0.08 | 261 | 0 | 0.364 | 1 | 1 | cs | TRUE
119 | LV_90-7_0_6_line_119 |  | 117 | 118 | 0.012533 | 0.125 | 0.08 | 261 | 0 | 0.364 | 1 | 1 | cs | TRUE
120 | LV_90-7_0_6_line_120 |  | 118 | 119 | 0.027293 | 0.125 | 0.08 | 261 | 0 | 0.364 | 1 | 1 | cs | TRUE
121 | LV_90-7_0_6_line_121 |  | 119 | 120 | 0.0015414 | 0.125 | 0.08 | 261 | 0 | 0.364 | 1 | 5 | cs | TRUE
122 | LV_90-7_0_6_line_122 |  | 120 | 141 | 0.034308 | 0.125 | 0.08 | 261 | 0 | 0.364 | 1 | 5 | cs | TRUE
123 | LV_90-7_0_6_line_123 |  | 121 | 122 | 0.018787 | 0.125 | 0.08 | 261 | 0 | 0.364 | 1 | 5 | cs | TRUE
124 | LV_90-7_0_6_line_124 |  | 121 | 123 | 0.021411 | 0.125 | 0.08 | 261 | 0 | 0.364 | 1 | 5 | cs | TRUE
125 | LV_90-7_0_6_line_125 |  | 122 | 124 | 0.0056524 | 0.125 | 0.08 | 261 | 0 | 0.364 | 1 | 5 | cs | TRUE
126 | LV_90-7_0_6_line_126 |  | 123 | 125 | 0.02177 | 0.125 | 0.08 | 261 | 0 | 0.364 | 1 | 5 | cs | TRUE
127 | LV_90-7_0_6_line_127 |  | 124 | 126 | 0.01847 | 0.125 | 0.08 | 261 | 0 | 0.364 | 1 | 5 | cs | TRUE
128 | LV_90-7_0_6_line_128 |  | 125 | 127 | 0.005186 | 0.125 | 0.08 | 261 | 0 | 0.364 | 1 | 5 | cs | TRUE
129 | LV_90-7_0_6_line_129 |  | 126 | 128 | 0.017594 | 0.125 | 0.08 | 261 | 0 | 0.364 | 1 | 5 | cs | TRUE
130 | LV_90-7_0_6_line_130 |  | 127 | 129 | 0.010012 | 0.125 | 0.08 | 261 | 0 | 0.364 | 1 | 5 | cs | TRUE
131 | LV_90-7_0_6_line_131 |  | 128 | 130 | 0.022359 | 0.125 | 0.08 | 261 | 0 | 0.364 | 1 | 5 | cs | TRUE
132 | LV_90-7_0_6_line_132 |  | 128 | 131 | 0.019016 | 0.125 | 0.08 | 261 | 0 | 0.364 | 1 | 5 | cs | TRUE
133 | LV_90-7_0_6_line_133 |  | 129 | 145 | 0.030678 | 0.125 | 0.08 | 261 | 0 | 0.364 | 1 | 5 | cs | TRUE
134 | LV_90-7_0_6_line_134 |  | 130 | 132 | 0.01369 | 0.125 | 0.08 | 261 | 0 | 0.364 | 1 | 5 | cs | TRUE
135 | LV_90-7_0_6_line_135 |  | 130 | 133 | 0.019711 | 0.125 | 0.08 | 261 | 0 | 0.364 | 1 | 5 | cs | TRUE
136 | LV_90-7_0_6_line_136 |  | 131 | 134 | 0.012961 | 0.125 | 0.08 | 261 | 0 | 0.364 | 1 | 5 | cs | TRUE
137 | LV_90-7_0_6_line_137 |  | 132 | 169 | 0.011803 | 0.125 | 0.08 | 261 | 0 | 0.364 | 1 | 5 | cs | TRUE
138 | LV_90-7_0_6_line_138 |  | 133 | 170 | 0.02167 | 0.125 | 0.08 | 261 | 0 | 0.364 | 1 | 5 | cs | TRUE
139 | LV_90-7_0_6_line_139 |  | 134 | 166 | 0.0079978 | 0.125 | 0.08 | 261 | 0 | 0.364 | 1 | 5 | cs | TRUE
140 | LV_90-7_0_6_line_140 |  | 135 | 136 | 0.010362 | 0.125 | 0.08 | 261 | 0 | 0.364 | 1 | 5 | cs | TRUE
141 | LV_90-7_0_6_line_141 |  | 136 | 137 | 0.027492 | 0.125 | 0.08 | 261 | 0 | 0.364 | 1 | 5 | cs | TRUE
142 | LV_90-7_0_6_line_142 |  | 138 | 139 | 0.020228 | 0.125 | 0.08 | 261 | 0 | 0.364 | 1 | 5 | cs | TRUE
143 | LV_90-7_0_6_line_143 |  | 138 | 140 | 0.026784 | 0.125 | 0.08 | 261 | 0 | 0.364 | 1 | 5 | cs | TRUE
144 | LV_90-7_0_6_line_144 |  | 140 | 142 | 0.016151 | 0.125 | 0.08 | 261 | 0 | 0.364 | 1 | 5 | cs | TRUE
145 | LV_90-7_0_6_line_145 |  | 140 | 141 | 0.0022059 | 0.125 | 0.08 | 261 | 0 | 0.364 | 1 | 5 | cs | TRUE
146 | LV_90-7_0_6_line_146 |  | 142 | 143 | 0.0067673 | 0.125 | 0.08 | 261 | 0 | 0.364 | 1 | 5 | cs | TRUE
147 | LV_90-7_0_6_line_147 |  | 143 | 144 | 0.026109 | 0.125 | 0.08 | 261 | 0 | 0.364 | 1 | 5 | cs | TRUE
148 | LV_90-7_0_6_line_148 |  | 144 | 186 | 0.00066216 | 0.125 | 0.08 | 261 | 0 | 0.364 | 1 | 5 | cs | TRUE
149 | LV_90-7_0_6_line_149 |  | 145 | 146 | 0.034099 | 0.125 | 0.08 | 261 | 0 | 0.364 | 1 | 5 | cs | TRUE
150 | LV_90-7_0_6_line_150 |  | 146 | 147 | 0.0048881 | 0.125 | 0.08 | 261 | 0 | 0.364 | 1 | 1 | cs | TRUE
151 | LV_90-7_0_6_line_151 |  | 146 | 148 | 0.023346 | 0.125 | 0.08 | 261 | 0 | 0.364 | 1 | 5 | cs | TRUE
152 | LV_90-7_0_6_line_152 |  | 147 | 149 | 0.018338 | 0.125 | 0.08 | 261 | 0 | 0.364 | 1 | 1 | cs | TRUE
153 | LV_90-7_0_6_line_153 |  | 148 | 150 | 0.011351 | 0.125 | 0.08 | 261 | 0 | 0.364 | 1 | 5 | cs | TRUE
154 | LV_90-7_0_6_line_154 |  | 149 | 151 | 0.035317 | 0.125 | 0.08 | 261 | 0 | 0.364 | 1 | 1 | cs | TRUE
155 | LV_90-7_0_6_line_155 |  | 150 | 152 | 0.013783 | 0.125 | 0.08 | 261 | 0 | 0.364 | 1 | 5 | cs | TRUE
156 | LV_90-7_0_6_line_156 |  | 151 | 153 | 0.0060178 | 0.125 | 0.08 | 261 | 0 | 0.364 | 1 | 1 | cs | TRUE
157 | LV_90-7_0_6_line_157 |  | 152 | 154 | 0.0051399 | 0.125 | 0.08 | 261 | 0 | 0.364 | 1 | 5 | cs | TRUE
158 | LV_90-7_0_6_line_158 |  | 153 | 155 | 0.00377 | 0.125 | 0.08 | 261 | 0 | 0.364 | 1 | 1 | cs | TRUE
159 | LV_90-7_0_6_line_159 |  | 154 | 157 | 0.012767 | 0.125 | 0.08 | 261 | 0 | 0.364 | 1 | 5 | cs | TRUE
160 | LV_90-7_0_6_line_160 |  | 155 | 156 | 0.5119 | 0.125 | 0.08 | 261 | 0 | 0.364 | 1 | 1 | cs | TRUE
161 | LV_90-7_0_6_line_161 |  | 157 | 158 | 0.04293 | 0.125 | 0.08 | 261 | 0 | 0.364 | 1 | 5 | cs | TRUE
162 | LV_90-7_0_6_line_162 |  | 157 | 159 | 0.0008408 | 0.125 | 0.08 | 261 | 0 | 0.364 | 1 | 5 | cs | TRUE
163 | LV_90-7_0_6_line_163 |  | 158 | 160 | 0.0020961 | 0.125 | 0.08 | 261 | 0 | 0.364 | 1 | 5 | cs | TRUE
164 | LV_90-7_0_6_line_164 |  | 159 | 161 | 0.0006209 | 0.125 | 0.08 | 261 | 0 | 0.364 | 1 | 5 | cs | TRUE
165 | LV_90-7_0_6_line_165 |  | 160 | 162 | 0.00056107 | 0.125 | 0.08 | 261 | 0 | 0.364 | 1 | 5 | cs | TRUE
166 | LV_90-7_0_6_line_166 |  | 161 | 163 | 0.013783 | 0.125 | 0.08 | 261 | 0 | 0.364 | 1 | 5 | cs | TRUE
167 | LV_90-7_0_6_line_167 |  | 162 | 164 | 0.026115 | 0.125 | 0.08 | 261 | 0 | 0.364 | 1 | 3 | cs | TRUE
168 | LV_90-7_0_6_line_168 |  | 163 | 165 | 0.024073 | 0.125 | 0.08 | 261 | 0 | 0.364 | 1 | 5 | cs | TRUE
169 | LV_90-7_0_6_line_169 |  | 165 | 175 | 0.0054504 | 0.125 | 0.08 | 261 | 0 | 0.364 | 1 | 5 | cs | TRUE
170 | LV_90-7_0_6_line_170 |  | 166 | 167 | 0.020179 | 0.125 | 0.08 | 261 | 0 | 0.364 | 1 | 3 | cs | TRUE
171 | LV_90-7_0_6_line_171 |  | 167 | 168 | 0.020666 | 0.125 | 0.08 | 261 | 0 | 0.364 | 1 | 1 | cs | TRUE
172 | LV_90-7_0_6_line_172 |  | 169 | 171 | 0.012674 | 0.125 | 0.08 | 261 | 0 | 0.364 | 1 | 5 | cs | TRUE
173 | LV_90-7_0_6_line_173 |  | 170 | 172 | 0.0013259 | 0.125 | 0.08 | 261 | 0 | 0.364 | 1 | 5 | cs | TRUE
174 | LV_90-7_0_6_line_174 |  | 171 | 174 | 0.0073529 | 0.125 | 0.08 | 261 | 0 | 0.364 | 1 | 5 | cs | TRUE
175 | LV_90-7_0_6_line_175 |  | 172 | 173 | 0.021537 | 0.125 | 0.08 | 261 | 0 | 0.364 | 1 | 4 | cs | TRUE
176 | LV_90-7_0_6_line_176 |  | 174 | 183 | 0.0046915 | 0.125 | 0.08 | 261 | 0 | 0.364 | 1 | 5 | cs | TRUE
177 | LV_90-7_0_6_line_177 |  | 175 | 176 | 0.021959 | 0.125 | 0.08 | 261 | 0 | 0.364 | 1 | 5 | cs | TRUE
178 | LV_90-7_0_6_line_178 |  | 176 | 179 | 0.00051989 | 0.125 | 0.08 | 261 | 0 | 0.364 | 1 | 5 | cs | TRUE
179 | LV_90-7_0_6_line_179 |  | 177 | 178 | 0.020966 | 0.125 | 0.08 | 261 | 0 | 0.364 | 1 | 4 | cs | TRUE
180 | LV_90-7_0_6_line_180 |  | 178 | 180 | 0.029236 | 0.125 | 0.08 | 261 | 0 | 0.364 | 1 | 5 | cs | TRUE
181 | LV_90-7_0_6_line_181 |  | 178 | 181 | 0.015655 | 0.125 | 0.08 | 261 | 0 | 0.364 | 1 | 5 | cs | TRUE
182 | LV_90-7_0_6_line_182 |  | 179 | 182 | 0.014019 | 0.125 | 0.08 | 261 | 0 | 0.364 | 1 | 5 | cs | TRUE
183 | LV_90-7_0_6_line_183 |  | 180 | 199 | 0.014482 | 0.125 | 0.08 | 261 | 0 | 0.364 | 1 | 5 | cs | TRUE
184 | LV_90-7_0_6_line_184 |  | 180 | 200 | 0.012087 | 0.125 | 0.08 | 261 | 0 | 0.364 | 1 | 5 | cs | TRUE
185 | LV_90-7_0_6_line_185 |  | 180 | 201 | 0.01687 | 0.125 | 0.08 | 261 | 0 | 0.364 | 1 | 5 | cs | TRUE
186 | LV_90-7_0_6_line_186 |  | 181 | 194 | 0.029869 | 0.125 | 0.08 | 261 | 0 | 0.364 | 1 | 5 | cs | TRUE
187 | LV_90-7_0_6_line_187 |  | 183 | 184 | 0.018222 | 0.125 | 0.08 | 261 | 0 | 0.364 | 1 | 5 | cs | TRUE
188 | LV_90-7_0_6_line_188 |  | 184 | 185 | 0.0033045 | 0.125 | 0.08 | 261 | 0 | 0.364 | 1 | 5 | cs | TRUE
189 | LV_90-7_0_6_line_189 |  | 185 | 191 | 0.019189 | 0.125 | 0.08 | 261 | 0 | 0.364 | 1 | 5 | cs | TRUE
190 | LV_90-7_0_6_line_190 |  | 186 | 189 | 0.026194 | 0.125 | 0.08 | 261 | 0 | 0.364 | 1 | 4 | cs | TRUE
191 | LV_90-7_0_6_line_191 |  | 187 | 188 | 0.024026 | 0.125 | 0.08 | 261 | 0 | 0.364 | 1 | 5 | cs | TRUE
192 | LV_90-7_0_6_line_192 |  | 188 | 209 | 0.00037113 | 0.125 | 0.08 | 261 | 0 | 0.364 | 1 | 5 | cs | TRUE
193 | LV_90-7_0_6_line_193 |  | 189 | 190 | 0.00066473 | 0.125 | 0.08 | 261 | 0 | 0.364 | 1 | 1 | cs | TRUE
194 | LV_90-7_0_6_line_194 |  | 191 | 192 | 0.024228 | 0.125 | 0.08 | 261 | 0 | 0.364 | 1 | 5 | cs | TRUE
195 | LV_90-7_0_6_line_195 |  | 191 | 193 | 0.02027 | 0.125 | 0.08 | 261 | 0 | 0.364 | 1 | 5 | cs | TRUE
196 | LV_90-7_0_6_line_196 |  | 192 | 194 | 0.017041 | 0.125 | 0.08 | 261 | 0 | 0.364 | 1 | 5 | cs | TRUE
197 | LV_90-7_0_6_line_197 |  | 193 | 195 | 0.032472 | 0.125 | 0.08 | 261 | 0 | 0.364 | 1 | 5 | cs | TRUE
198 | LV_90-7_0_6_line_198 |  | 195 | 196 | 0.0085918 | 0.125 | 0.08 | 261 | 0 | 0.364 | 1 | 5 | cs | TRUE
199 | LV_90-7_0_6_line_199 |  | 196 | 197 | 0.014829 | 0.125 | 0.08 | 261 | 0 | 0.364 | 1 | 5 | cs | TRUE
200 | LV_90-7_0_6_line_200 |  | 196 | 198 | 0.027064 | 0.125 | 0.08 | 261 | 0 | 0.364 | 1 | 5 | cs | TRUE
201 | LV_90-7_0_6_line_201 |  | 197 | 208 | 0.019687 | 0.125 | 0.08 | 261 | 0 | 0.364 | 1 | 5 | cs | TRUE
202 | LV_90-7_0_6_line_202 |  | 199 | 202 | 0.015721 | 0.125 | 0.08 | 261 | 0 | 0.364 | 1 | 5 | cs | TRUE
203 | LV_90-7_0_6_line_203 |  | 200 | 203 | 0.024301 | 0.125 | 0.08 | 261 | 0 | 0.364 | 1 | 5 | cs | TRUE
204 | LV_90-7_0_6_line_204 |  | 201 | 204 | 0.004625 | 0.125 | 0.08 | 261 | 0 | 0.364 | 1 | 5 | cs | TRUE
205 | LV_90-7_0_6_line_205 |  | 202 | 205 | 0.046562 | 0.125 | 0.08 | 261 | 0 | 0.364 | 1 | 5 | cs | TRUE
206 | LV_90-7_0_6_line_206 |  | 204 | 206 | 0.016229 | 0.125 | 0.08 | 261 | 0 | 0.364 | 1 | 5 | cs | TRUE
207 | LV_90-7_0_6_line_207 |  | 205 | 207 | 0.027138 | 0.125 | 0.08 | 261 | 0 | 0.364 | 1 | 5 | cs | TRUE
208 | LV_90-7_0_6_line_208 |  | 208 | 209 | 0.031943 | 0.125 | 0.08 | 261 | 0 | 0.364 | 1 | 5 | cs | TRUE

## trafo
| name | std_type | hv_bus | lv_bus | sn_mva | vn_hv_kv | vn_lv_kv | vk_percent | vkr_percent | pfe_kw | i0_percent | shift_degree | tap_side | tap_neutral | tap_min | tap_max | tap_step_percent | tap_step_degree | tap_pos | tap_phase_shifter | parallel | df | in_service
0 | LV_90-7_0_6_trafo_130 | 0.63 MVA 20/0.4 kV | 210 | 119 | 0.63 | 20 | 0.4 | 6 | 1.206 | 1.65 | 0.2619 | 150 | hv | 0 | -2 | 2 | 2.5 | 0 | 0 | FALSE | 1 | 1 | TRUE

## line_geodata
| x0 | y0 | x1 | y1 | x2 | y2 | x3 | y3 | x4 | y4
0 | 2680000.3632 | 1257952.0434 | 2679985.1666 | 1257939.9866
1 | 2680016.4138 | 1257964.7776 | 2680000.3632 | 1257952.0434
2 | 2680072.9271 | 1258009.8537 | 2680016.4138 | 1257964.7776
3 | 2680072.9271 | 1258009.8537 | 2680076.7693 | 1258012.6317
4 | 2680080.2148 | 1258015.123 | 2680076.7693 | 1258012.6317
5 | 2680080.2148 | 1258015.123 | 2680092.776 | 1257998.9474
6 | 2680080.2148 | 1258015.123 | 2680082.6524 | 1258017.1908 | 2680095.1013 | 1258027.745 | 2680106.4011 | 1258040.7411 | 2680109.9378 | 1258046.9411
7 | 2680092.776 | 1257998.9474 | 2680102.0051 | 1257987.0627
8 | 2680109.9378 | 1258046.9411 | 2680114.9667 | 1258055.7573
9 | 2680315.8189 | 1257801.4477 | 2680310.8731 | 1257798.9938
10 | 2680315.8189 | 1257801.4477 | 2680319.2153 | 1257803.1329 | 2680329.077 | 1257808.2038 | 2680329.6634 | 1257808.646
11 | 2680310.8731 | 1257798.9938 | 2680292.8821 | 1257790.0673
12 | 2680330.3961 | 1257809.1985 | 2680329.6634 | 1257808.646
13 | 2680290.7775 | 1257789.023 | 2680292.8821 | 1257790.0673
14 | 2680340.4558 | 1257817.7548 | 2680339.0188 | 1257815.7 | 2680330.3961 | 1257809.1985
15 | 2680290.7775 | 1257789.023 | 2680273.9012 | 1257780.6496
16 | 2680354.3477 | 1257839.6039 | 2680346.1713 | 1257825.927 | 2680340.4558 | 1257817.7548
17 | 2680354.3477 | 1257839.6039 | 2680375.9621 | 1257825.9759 | 2680382.4951 | 1257820.8505
18 | 2680354.3477 | 1257839.6039 | 2680340.0762 | 1257848.8459
19 | 2680340.0762 | 1257848.8459 | 2680331.8292 | 1257854.1865
20 | 2680310.8635 | 1257867.1509 | 2680324.5963 | 1257858.8704 | 2680331.8292 | 1257854.1865
21 | 2680303.9101 | 1257871.3437 | 2680310.8635 | 1257867.1509
22 | 2680303.9101 | 1257871.3437 | 2680311.1422 | 1257886.2643 | 2680313.2435 | 1257911.4341 | 2680316.3828 | 1257912.8054
23 | 2680295.2376 | 1257877.553 | 2680303.9101 | 1257871.3437
24 | 2680316.3828 | 1257912.8054 | 2680346.1644 | 1257925.8139 | 2680349.7091 | 1257928.1222
25 | 2680295.2376 | 1257877.553 | 2680284.1367 | 1257887.1601
26 | 2680295.2376 | 1257877.553 | 2680284.7986 | 1257857.2405 | 2680273.9833 | 1257843.5501 | 2680273.9833 | 1257843.5501
27 | 2680369.132 | 1257940.7704 | 2680349.7091 | 1257928.1222
28 | 2680284.1367 | 1257887.1601 | 2680277.2237 | 1257893.1428 | 2680267.5604 | 1257903.4641 | 2680259.1766 | 1257916.0408
29 | 2680273.9833 | 1257843.5501 | 2680262.1416 | 1257836.1362
30 | 2680253.4962 | 1257928.0588 | 2680258.8554 | 1257916.5226 | 2680259.1766 | 1257916.0408
31 | 2680252.4776 | 1257831.0822 | 2680259.2242 | 1257834.3096 | 2680262.1416 | 1257836.1362
32 | 2680231.6407 | 1257820.9002 | 2680232.8612 | 1257821.6983 | 2680252.4776 | 1257831.0822
33 | 2680253.4962 | 1257928.0588 | 2680272.1418 | 1257934.3101
34 | 2680253.4962 | 1257928.0588 | 2680231.9623 | 1257922.4515
35 | 2680272.1418 | 1257934.3101 | 2680278.7397 | 1257936.5222
36 | 2680213.4452 | 1257912.7689 | 2680219.0842 | 1257916.8617 | 2680231.9623 | 1257922.4515
37 | 2680288.4267 | 1257939.77 | 2680278.7397 | 1257936.5222
38 | 2680248.651 | 1257985.8074 | 2680249.0635 | 1257989.6899 | 2680249.7878 | 1257994.8231
39 | 2680252.7025 | 1258015.4813 | 2680249.7878 | 1257994.8231
40 | 2680213.4452 | 1257912.7689 | 2680208.952 | 1257909.5077 | 2680202.3371 | 1257903.0622
41 | 2680288.4267 | 1257939.77 | 2680292.5196 | 1257941.1423 | 2680304.9451 | 1257946.9278
42 | 2680253.6863 | 1258022.4542 | 2680252.7025 | 1258015.4813
43 | 2680202.3371 | 1257903.0622 | 2680196.985 | 1257897.847
44 | 2680196.985 | 1257897.847 | 2680186.4705 | 1257887.6016
45 | 2680186.4705 | 1257887.6016 | 2680184.7883 | 1257885.9625 | 2680173.9224 | 1257870.9817 | 2680173.6731 | 1257870.6657
46 | 2680171.0971 | 1257867.4003 | 2680173.6731 | 1257870.6657
47 | 2680171.0971 | 1257867.4003 | 2680169.2403 | 1257865.0465
48 | 2680317.7802 | 1257952.9039 | 2680304.9451 | 1257946.9278
49 | 2680253.6863 | 1258022.4542 | 2680255.8321 | 1258037.6626 | 2680256.2043 | 1258042.6497
50 | 2680112.4164 | 1258343.0106 | 2680131.5802 | 1258321.0394 | 2680132.7372 | 1258319.128
51 | 2680090.4728 | 1258366.0632 | 2680101.9802 | 1258354.9757 | 2680112.4164 | 1258343.0106
52 | 2680158.7394 | 1258276.1711 | 2680132.7372 | 1258319.128
53 | 2680185.9415 | 1258233.2189 | 2680182.777 | 1258238.5032 | 2680158.8585 | 1258275.9744 | 2680158.7394 | 1258276.1711
54 | 2680197.4343 | 1258214.0275 | 2680185.9415 | 1258233.2189
55 | 2680197.4343 | 1258214.0275 | 2680212.6765 | 1258220.9282 | 2680223.2523 | 1258227.3175
56 | 2680197.4343 | 1258214.0275 | 2680206.0228 | 1258200.8784
57 | 2680223.2523 | 1258227.3175 | 2680230.2808 | 1258231.5637 | 2680250.08 | 1258239.306
58 | 2680218.9735 | 1258181.0506 | 2680206.0228 | 1258200.8784
59 | 2680061.6368 | 1258296.7245 | 2680056.8243 | 1258301.2734
60 | 2680061.6368 | 1258296.7245 | 2680064.2752 | 1258294.2306 | 2680076.2536 | 1258280.4746
61 | 2680076.2536 | 1258280.4746 | 2680085.2524 | 1258270.1405 | 2680094.6181 | 1258255.4314
62 | 2680094.6181 | 1258255.4314 | 2680107.043 | 1258235.9178
63 | 2680126.1064 | 1258205.9781 | 2680107.043 | 1258235.9178
64 | 2680132.526 | 1258195.9273 | 2680130.7958 | 1258198.6135 | 2680126.1064 | 1258205.9781
65 | 2680132.526 | 1258195.9273 | 2680141.1116 | 1258182.5989
66 | 2680250.08 | 1258239.306 | 2680251.157 | 1258239.7271
67 | 2680218.9735 | 1258181.0506 | 2680220.1508 | 1258179.2482
68 | 2680148.5406 | 1258171.0661 | 2680141.1116 | 1258182.5989
69 | 2679970.3759 | 1258175.8339 | 2679974.4279 | 1258170.8196
70 | 2679970.3759 | 1258175.8339 | 2679954.299 | 1258195.7283
71 | 2679989.453 | 1258152.2268 | 2679974.4279 | 1258170.8196
72 | 2679989.453 | 1258152.2268 | 2679992.3959 | 1258148.585
73 | 2680006.6498 | 1258130.9464 | 2679992.3959 | 1258148.585
74 | 2680006.6498 | 1258130.9464 | 2680007.945 | 1258129.3437 | 2680017.263 | 1258119.3954 | 2680021.5669 | 1258117.5475
75 | 2680021.5669 | 1258117.5475 | 2680028.9878 | 1258114.3612 | 2680029.6016 | 1258114.342
76 | 2680029.6016 | 1258114.342 | 2680042.1202 | 1258113.9495 | 2680056.5104 | 1258117.5468 | 2680056.5104 | 1258117.5468
77 | 2680087.7071 | 1258140.6197 | 2680056.5104 | 1258117.5468
78 | 2680087.7071 | 1258140.6197 | 2680092.6432 | 1258131.3349
79 | 2680087.7071 | 1258140.6197 | 2680072.1242 | 1258165.8117
80 | 2680092.6432 | 1258131.3349 | 2680105.8693 | 1258108.6327
81 | 2680072.1242 | 1258165.8117 | 2680071.812 | 1258166.3165
82 | 2680111.3524 | 1258099.2213 | 2680105.8693 | 1258108.6327
83 | 2680040.5801 | 1258206.8956 | 2680063.3559 | 1258179.9869 | 2680071.812 | 1258166.3165
84 | 2680012.4178 | 1258240.1681 | 2680012.4161 | 1258240.17
85 | 2680012.4178 | 1258240.1681 | 2680039.5141 | 1258208.1549
86 | 2680040.5801 | 1258206.8956 | 2680039.5141 | 1258208.1549
87 | 2680148.5406 | 1258171.0661 | 2680143.2406 | 1258167.6917 | 2680135.1888 | 1258162.2782
88 | 2680148.5406 | 1258171.0661 | 2680159.1761 | 1258161.546
89 | 2680117.91 | 1258082.284 | 2680117.91 | 1258082.284 | 2680114.6894 | 1258093.4934 | 2680111.3524 | 1258099.2213
90 | 2680187.3968 | 1258145.2059 | 2680164.767 | 1258156.5414 | 2680159.1761 | 1258161.546
91 | 2680117.91 | 1258082.284 | 2680118.4321 | 1258072.1278 | 2680114.9667 | 1258055.7573
92 | 2680231.2125 | 1258162.3126 | 2680206.0567 | 1258148.628 | 2680187.3968 | 1258145.2059
93 | 2680187.3968 | 1258145.2059 | 2680187.0717 | 1258130.1018
94 | 2680107.794 | 1257979.6081 | 2680102.0051 | 1257987.0627
95 | 2680115.8136 | 1257969.2809 | 2680107.794 | 1257979.6081
96 | 2680115.8136 | 1257969.2809 | 2680124.71 | 1257955.3097
97 | 2680115.8136 | 1257969.2809 | 2680142.2298 | 1257987.3966 | 2680150.2571 | 1257987.854
98 | 2680129.257 | 1257948.169 | 2680124.71 | 1257955.3097
99 | 2680185.0295 | 1257999.3279 | 2680185.0275 | 1257990.1449 | 2680174.4806 | 1257988.9122 | 2680157.5921 | 1257988.2719 | 2680150.2571 | 1257987.854
100 | 2680185.0295 | 1257999.3279 | 2680185.0308 | 1258005.491
101 | 2680185.037 | 1258034.0264 | 2680185.0308 | 1258005.491
102 | 2680185.091 | 1258038.0844 | 2680185.0373 | 1258035.5906 | 2680185.037 | 1258034.0264
103 | 2680185.091 | 1258038.0844 | 2680185.7211 | 1258067.359
104 | 2680186.2571 | 1258092.2571 | 2680185.7211 | 1258067.359
105 | 2680317.7802 | 1257952.9039 | 2680322.3331 | 1257955.0239 | 2680326.121 | 1257957.2449
106 | 2680358.3704 | 1257979.7651 | 2680341.9021 | 1257966.4981 | 2680326.121 | 1257957.2449
107 | 2680358.3704 | 1257979.7651 | 2680370.06 | 1257989.1769
108 | 2680358.3704 | 1257979.7651 | 2680348.6048 | 1257991.5438
109 | 2680376.3678 | 1257995.3034 | 2680370.4232 | 1257989.4694 | 2680370.06 | 1257989.1769
110 | 2680348.6048 | 1257991.5438 | 2680335.7037 | 1258007.1045
111 | 2680376.3678 | 1257995.3034 | 2680383.1088 | 1258001.9191
112 | 2680335.7037 | 1258007.1045 | 2680325.4237 | 1258019.5037 | 2680325.4237 | 1258019.5037
113 | 2680304.3029 | 1258009.9166 | 2680325.4237 | 1258019.5037
114 | 2680302.0655 | 1258008.901 | 2680304.3029 | 1258009.9166
115 | 2680383.1088 | 1258001.9191 | 2680397.4972 | 1258016.04
116 | 2680401.9498 | 1258020.4099 | 2680397.4972 | 1258016.04
117 | 2680256.2043 | 1258042.6497 | 2680256.5636 | 1258047.4633
118 | 2680257.3493 | 1258062.4667 | 2680257.3442 | 1258057.9207 | 2680256.5636 | 1258047.4633
119 | 2680257.3493 | 1258062.4667 | 2680257.3591 | 1258071.2755 | 2680257.1824 | 1258074.9956
120 | 2680253.8635 | 1258102.0537 | 2680255.5449 | 1258093.2899 | 2680257.1058 | 1258076.6095 | 2680257.1824 | 1258074.9956
121 | 2680253.8635 | 1258102.0537 | 2680253.5731 | 1258103.5675
122 | 2680244.6731 | 1258136.6733 | 2680252.1128 | 1258111.1792 | 2680253.5731 | 1258103.5675
123 | 2680401.9498 | 1258020.4099 | 2680390.8198 | 1258034.3582 | 2680390.3282 | 1258035.1615
124 | 2680401.9498 | 1258020.4099 | 2680417.166 | 1258035.473
125 | 2680387.378 | 1258039.9829 | 2680390.3282 | 1258035.1615
126 | 2680432.6372 | 1258050.7885 | 2680417.166 | 1258035.473
127 | 2680387.378 | 1258039.9829 | 2680381.4738 | 1258049.6318 | 2680379.442 | 1258056.4956
128 | 2680436.3227 | 1258054.437 | 2680432.6372 | 1258050.7885
129 | 2680374.4483 | 1258073.3656 | 2680379.442 | 1258056.4956
130 | 2680436.3227 | 1258054.437 | 2680437.9959 | 1258056.0933 | 2680444.078 | 1258060.7463
131 | 2680374.4483 | 1258073.3656 | 2680371.0868 | 1258095.4701
132 | 2680374.4483 | 1258073.3656 | 2680392.0969 | 1258080.4462
133 | 2680444.078 | 1258060.7463 | 2680456.286 | 1258070.0858 | 2680469.8064 | 1258077.2619
134 | 2680371.0868 | 1258095.4701 | 2680369.0301 | 1258109.005
135 | 2680371.0868 | 1258095.4701 | 2680352.7835 | 1258088.156
136 | 2680392.0969 | 1258080.4462 | 2680404.1255 | 1258085.2721
137 | 2680367.2569 | 1258120.674 | 2680369.0301 | 1258109.005
138 | 2680332.6608 | 1258080.1149 | 2680352.7835 | 1258088.156
139 | 2680411.5481 | 1258088.2501 | 2680404.1255 | 1258085.2721
140 | 2680186.4801 | 1258102.6164 | 2680186.2571 | 1258092.2571
141 | 2680186.4801 | 1258102.6164 | 2680187.0717 | 1258130.1018
142 | 2680231.2125 | 1258162.3126 | 2680220.1508 | 1258179.2482
143 | 2680231.2125 | 1258162.3126 | 2680244.0552 | 1258138.791
144 | 2680244.0552 | 1258138.791 | 2680258.9529 | 1258145.0299
145 | 2680244.0552 | 1258138.791 | 2680244.6731 | 1258136.6733
146 | 2680258.9529 | 1258145.0299 | 2680265.195 | 1258147.644
147 | 2680289.2772 | 1258157.7294 | 2680265.195 | 1258147.644
148 | 2680289.888 | 1258157.9851 | 2680289.2772 | 1258157.7294
149 | 2680500.791 | 1258091.3737 | 2680489.0264 | 1258085.4537 | 2680475.8092 | 1258080.4479 | 2680469.8064 | 1258077.2619
150 | 2680500.791 | 1258091.3737 | 2680505.652 | 1258091.8877
151 | 2680500.791 | 1258091.3737 | 2680510.2505 | 1258103.7895 | 2680511.3652 | 1258111.4464
152 | 2680505.652 | 1258091.8877 | 2680509.3591 | 1258092.2798 | 2680522.7022 | 1258098.2304
153 | 2680511.1711 | 1258122.7399 | 2680511.8158 | 1258114.5412 | 2680511.3652 | 1258111.4464
154 | 2680553.5318 | 1258115.4368 | 2680524.97 | 1258099.2418 | 2680522.7022 | 1258098.2304
155 | 2680511.1711 | 1258122.7399 | 2680511.0498 | 1258124.2827 | 2680506.4637 | 1258135.6264
156 | 2680558.7667 | 1258118.4051 | 2680553.5318 | 1258115.4368
157 | 2680506.4637 | 1258135.6264 | 2680504.5372 | 1258140.3916
158 | 2680558.7667 | 1258118.4051 | 2680562.0114 | 1258120.3246
159 | 2680499.7518 | 1258152.2281 | 2680504.5372 | 1258140.3916
160 | 2680562.0114 | 1258120.3246 | 2680977.7395 | 1257821.6463
161 | 2680499.7518 | 1258152.2281 | 2680459.9571 | 1258136.1233
162 | 2680499.4366 | 1258153.0076 | 2680499.7518 | 1258152.2281
163 | 2680458.02 | 1258135.3227 | 2680459.3496 | 1258135.8775 | 2680459.9571 | 1258136.1233
164 | 2680499.2039 | 1258153.5832 | 2680499.4366 | 1258153.0076
165 | 2680458.02 | 1258135.3227 | 2680457.5022 | 1258135.1066
166 | 2680494.0369 | 1258166.3608 | 2680499.2039 | 1258153.5832
167 | 2680433.4014 | 1258125.05 | 2680457.5022 | 1258135.1066
168 | 2680494.0369 | 1258166.3608 | 2680485.0123 | 1258188.6785
169 | 2680482.969 | 1258193.7315 | 2680485.0123 | 1258188.6785
170 | 2680411.5481 | 1258088.2501 | 2680430.2759 | 1258095.7637
171 | 2680430.2759 | 1258095.7637 | 2680449.4555 | 1258103.4586
172 | 2680367.2569 | 1258120.674 | 2680365.353 | 1258133.204
173 | 2680332.6608 | 1258080.1149 | 2680331.4295 | 1258079.6229
174 | 2680365.353 | 1258133.204 | 2680364.2483 | 1258140.4735
175 | 2680311.4306 | 1258071.6313 | 2680331.4295 | 1258079.6229
176 | 2680364.2483 | 1258140.4735 | 2680363.585 | 1258144.8391 | 2680363.5148 | 1258145.1058
177 | 2680482.969 | 1258193.7315 | 2680503.3108 | 1258202.003
178 | 2680503.7924 | 1258202.1988 | 2680503.3108 | 1258202.003
179 | 2680433.9021 | 1258216.3263 | 2680450.015 | 1258219.6144 | 2680454.4661 | 1258218.8246
180 | 2680433.9021 | 1258216.3263 | 2680422.6102 | 1258243.3045
181 | 2680433.9021 | 1258216.3263 | 2680419.3385 | 1258210.5826
182 | 2680516.7787 | 1258207.4794 | 2680503.7924 | 1258202.1988
183 | 2680422.6102 | 1258243.3045 | 2680417.0202 | 1258256.6644
184 | 2680422.6102 | 1258243.3045 | 2680411.2014 | 1258239.3117
185 | 2680422.6102 | 1258243.3045 | 2680438.5333 | 1258248.8765
186 | 2680391.5527 | 1258199.6242 | 2680419.3385 | 1258210.5826
187 | 2680358.8814 | 1258162.729 | 2680363.5148 | 1258145.1058
188 | 2680358.8814 | 1258162.729 | 2680358.0411 | 1258165.9248
189 | 2680353.1617 | 1258184.4834 | 2680358.0411 | 1258165.9248
190 | 2680289.888 | 1258157.9851 | 2680314.0484 | 1258168.1032
191 | 2680251.157 | 1258239.7271 | 2680255.5556 | 1258241.4471 | 2680273.3327 | 1258248.9697
192 | 2680273.6745 | 1258249.1144 | 2680273.3327 | 1258248.9697
193 | 2680314.6616 | 1258168.36 | 2680314.0484 | 1258168.1032
194 | 2680353.1617 | 1258184.4834 | 2680375.7002 | 1258193.3722
195 | 2680353.1617 | 1258184.4834 | 2680347.0141 | 1258196.3423 | 2680343.699 | 1258202.4075
196 | 2680391.5527 | 1258199.6242 | 2680375.7002 | 1258193.3722
197 | 2680343.699 | 1258202.4075 | 2680328.1249 | 1258230.9008
198 | 2680324.0041 | 1258238.4398 | 2680328.1249 | 1258230.9008
199 | 2680324.0041 | 1258238.4398 | 2680316.2947 | 1258251.1071
200 | 2680324.0041 | 1258238.4398 | 2680349.3329 | 1258247.9737
201 | 2680303.0918 | 1258261.5626 | 2680309.3518 | 1258262.5149 | 2680316.2947 | 1258251.1071
202 | 2680410.9521 | 1258271.1673 | 2680417.0202 | 1258256.6644
203 | 2680388.2643 | 1258231.2844 | 2680411.2014 | 1258239.3117
204 | 2680438.5333 | 1258248.8765 | 2680442.8987 | 1258250.4041
205 | 2680410.9521 | 1258271.1673 | 2680454.2287 | 1258288.3482
206 | 2680458.2167 | 1258255.7645 | 2680442.8987 | 1258250.4041
207 | 2680479.4521 | 1258298.3619 | 2680454.2287 | 1258288.3482
208 | 2680303.0918 | 1258261.5626 | 2680273.6745 | 1258249.1144

## bus_geodata
| x | y | coords
0 | 2680000.3632 | 1257952.0434
1 | 2679985.1666 | 1257939.9866
2 | 2680016.4138 | 1257964.7776
3 | 2680072.9271 | 1258009.8537
4 | 2680076.7693 | 1258012.6317
5 | 2680080.2148 | 1258015.123
6 | 2680092.776 | 1257998.9474
7 | 2680109.9378 | 1258046.9411
8 | 2680315.8189 | 1257801.4477
9 | 2680310.8731 | 1257798.9938
10 | 2680329.6634 | 1257808.646
11 | 2680292.8821 | 1257790.0673
12 | 2680330.3961 | 1257809.1985
13 | 2680290.7775 | 1257789.023
14 | 2680340.4558 | 1257817.7548
15 | 2680273.9012 | 1257780.6496
16 | 2680354.3477 | 1257839.6039
17 | 2680382.4951 | 1257820.8505
18 | 2680340.0762 | 1257848.8459
19 | 2680331.8292 | 1257854.1865
20 | 2680310.8635 | 1257867.1509
21 | 2680303.9101 | 1257871.3437
22 | 2680316.3828 | 1257912.8054
23 | 2680295.2376 | 1257877.553
24 | 2680349.7091 | 1257928.1222
25 | 2680284.1367 | 1257887.1601
26 | 2680273.9833 | 1257843.5501
27 | 2680369.132 | 1257940.7704
28 | 2680259.1766 | 1257916.0408
29 | 2680262.1416 | 1257836.1362
30 | 2680231.6407 | 1257820.9002
31 | 2680252.4776 | 1257831.0822
32 | 2680253.4962 | 1257928.0588
33 | 2680272.1418 | 1257934.3101
34 | 2680231.9623 | 1257922.4515
35 | 2680278.7397 | 1257936.5222
36 | 2680248.651 | 1257985.8074
37 | 2680249.7878 | 1257994.8231
38 | 2680213.4452 | 1257912.7689
39 | 2680288.4267 | 1257939.77
40 | 2680252.7025 | 1258015.4813
41 | 2680202.3371 | 1257903.0622
42 | 2680196.985 | 1257897.847
43 | 2680186.4705 | 1257887.6016
44 | 2680173.6731 | 1257870.6657
45 | 2680171.0971 | 1257867.4003
46 | 2680304.9451 | 1257946.9278
47 | 2680253.6863 | 1258022.4542
48 | 2680169.2403 | 1257865.0465
49 | 2680112.4164 | 1258343.0106
50 | 2680132.7372 | 1258319.128
51 | 2680090.4728 | 1258366.0632
52 | 2680158.7394 | 1258276.1711
53 | 2680185.9415 | 1258233.2189
54 | 2680197.4343 | 1258214.0275
55 | 2680223.2523 | 1258227.3175
56 | 2680206.0228 | 1258200.8784
57 | 2680061.6368 | 1258296.7245
58 | 2680056.8243 | 1258301.2734
59 | 2680076.2536 | 1258280.4746
60 | 2680094.6181 | 1258255.4314
61 | 2680107.043 | 1258235.9178
62 | 2680126.1064 | 1258205.9781
63 | 2680132.526 | 1258195.9273
64 | 2680250.08 | 1258239.306
65 | 2680218.9735 | 1258181.0506
66 | 2680141.1116 | 1258182.5989
67 | 2679970.3759 | 1258175.8339
68 | 2679974.4279 | 1258170.8196
69 | 2679954.299 | 1258195.7283
70 | 2679989.453 | 1258152.2268
71 | 2679992.3959 | 1258148.585
72 | 2680006.6498 | 1258130.9464
73 | 2680021.5669 | 1258117.5475
74 | 2680029.6016 | 1258114.342
75 | 2680056.5104 | 1258117.5468
76 | 2680087.7071 | 1258140.6197
77 | 2680092.6432 | 1258131.3349
78 | 2680072.1242 | 1258165.8117
79 | 2680105.8693 | 1258108.6327
80 | 2680071.812 | 1258166.3165
81 | 2680012.4161 | 1258240.17
82 | 2680012.4178 | 1258240.1681
83 | 2680039.5141 | 1258208.1549
84 | 2680040.5801 | 1258206.8956
85 | 2680135.1888 | 1258162.2782
86 | 2680148.5406 | 1258171.0661
87 | 2680111.3524 | 1258099.2213
88 | 2680159.1761 | 1258161.546
89 | 2680117.91 | 1258082.284
90 | 2680114.9667 | 1258055.7573
91 | 2680187.3968 | 1258145.2059
92 | 2680102.0051 | 1257987.0627
93 | 2680107.794 | 1257979.6081
94 | 2680115.8136 | 1257969.2809
95 | 2680124.71 | 1257955.3097
96 | 2680150.2571 | 1257987.854
97 | 2680129.257 | 1257948.169
98 | 2680185.0295 | 1257999.3279
99 | 2680185.0308 | 1258005.491
100 | 2680185.037 | 1258034.0264
101 | 2680185.091 | 1258038.0844
102 | 2680185.7211 | 1258067.359
103 | 2680317.7802 | 1257952.9039
104 | 2680326.121 | 1257957.2449
105 | 2680358.3704 | 1257979.7651
106 | 2680370.06 | 1257989.1769
107 | 2680348.6048 | 1257991.5438
108 | 2680376.3678 | 1257995.3034
109 | 2680335.7037 | 1258007.1045
110 | 2680325.4237 | 1258019.5037
111 | 2680304.3029 | 1258009.9166
112 | 2680302.0655 | 1258008.901
113 | 2680383.1088 | 1258001.9191
114 | 2680397.4972 | 1258016.04
115 | 2680256.2043 | 1258042.6497
116 | 2680256.5636 | 1258047.4633
117 | 2680257.3493 | 1258062.4667
118 | 2680257.1824 | 1258074.9956
119 | 2680253.8635 | 1258102.0537
120 | 2680253.5731 | 1258103.5675
121 | 2680401.9498 | 1258020.4099
122 | 2680390.3282 | 1258035.1615
123 | 2680417.166 | 1258035.473
124 | 2680387.378 | 1258039.9829
125 | 2680432.6372 | 1258050.7885
126 | 2680379.442 | 1258056.4956
127 | 2680436.3227 | 1258054.437
128 | 2680374.4483 | 1258073.3656
129 | 2680444.078 | 1258060.7463
130 | 2680371.0868 | 1258095.4701
131 | 2680392.0969 | 1258080.4462
132 | 2680369.0301 | 1258109.005
133 | 2680352.7835 | 1258088.156
134 | 2680404.1255 | 1258085.2721
135 | 2680186.2571 | 1258092.2571
136 | 2680186.4801 | 1258102.6164
137 | 2680187.0717 | 1258130.1018
138 | 2680231.2125 | 1258162.3126
139 | 2680220.1508 | 1258179.2482
140 | 2680244.0552 | 1258138.791
141 | 2680244.6731 | 1258136.6733
142 | 2680258.9529 | 1258145.0299
143 | 2680265.195 | 1258147.644
144 | 2680289.2772 | 1258157.7294
145 | 2680469.8064 | 1258077.2619
146 | 2680500.791 | 1258091.3737
147 | 2680505.652 | 1258091.8877
148 | 2680511.3652 | 1258111.4464
149 | 2680522.7022 | 1258098.2304
150 | 2680511.1711 | 1258122.7399
151 | 2680553.5318 | 1258115.4368
152 | 2680506.4637 | 1258135.6264
153 | 2680558.7667 | 1258118.4051
154 | 2680504.5372 | 1258140.3916
155 | 2680562.0114 | 1258120.3246
156 | 2680977.7395 | 1257821.6463
157 | 2680499.7518 | 1258152.2281
158 | 2680459.9571 | 1258136.1233
159 | 2680499.4366 | 1258153.0076
160 | 2680458.02 | 1258135.3227
161 | 2680499.2039 | 1258153.5832
162 | 2680457.5022 | 1258135.1066
163 | 2680494.0369 | 1258166.3608
164 | 2680433.4014 | 1258125.05
165 | 2680485.0123 | 1258188.6785
166 | 2680411.5481 | 1258088.2501
167 | 2680430.2759 | 1258095.7637
168 | 2680449.4555 | 1258103.4586
169 | 2680367.2569 | 1258120.674
170 | 2680332.6608 | 1258080.1149
171 | 2680365.353 | 1258133.204
172 | 2680331.4295 | 1258079.6229
173 | 2680311.4306 | 1258071.6313
174 | 2680364.2483 | 1258140.4735
175 | 2680482.969 | 1258193.7315
176 | 2680503.3108 | 1258202.003
177 | 2680454.4661 | 1258218.8246
178 | 2680433.9021 | 1258216.3263
179 | 2680503.7924 | 1258202.1988
180 | 2680422.6102 | 1258243.3045
181 | 2680419.3385 | 1258210.5826
182 | 2680516.7787 | 1258207.4794
183 | 2680363.5148 | 1258145.1058
184 | 2680358.8814 | 1258162.729
185 | 2680358.0411 | 1258165.9248
186 | 2680289.888 | 1258157.9851
187 | 2680251.157 | 1258239.7271
188 | 2680273.3327 | 1258248.9697
189 | 2680314.0484 | 1258168.1032
190 | 2680314.6616 | 1258168.36
191 | 2680353.1617 | 1258184.4834
192 | 2680375.7002 | 1258193.3722
193 | 2680343.699 | 1258202.4075
194 | 2680391.5527 | 1258199.6242
195 | 2680328.1249 | 1258230.9008
196 | 2680324.0041 | 1258238.4398
197 | 2680316.2947 | 1258251.1071
198 | 2680349.3329 | 1258247.9737
199 | 2680417.0202 | 1258256.6644
200 | 2680411.2014 | 1258239.3117
201 | 2680438.5333 | 1258248.8765
202 | 2680410.9521 | 1258271.1673
203 | 2680388.2643 | 1258231.2844
204 | 2680442.8987 | 1258250.4041
205 | 2680454.2287 | 1258288.3482
206 | 2680458.2167 | 1258255.7645
207 | 2680479.4521 | 1258298.3619
208 | 2680303.0918 | 1258261.5626
209 | 2680273.6745 | 1258249.1144
210 | 2680244.0552 | 1258138.791

## line_std_types
| c_nf_per_km | r_ohm_per_km | x_ohm_per_km | max_i_ka | type | q_mm2 | alpha | voltage_rating
NAYY 4x50 SE | 210 | 0.642 | 0.083 | 0.142 | cs | 50 | 0.00403 | LV
NAYY 4x120 SE | 264 | 0.225 | 0.08 | 0.242 | cs | 120 | 0.00403 | LV
NAYY 4x150 SE | 261 | 0.208 | 0.08 | 0.27 | cs | 150 | 0.00403 | LV
NA2XS2Y 1x95 RM/25 12/20 kV | 216 | 0.313 | 0.132 | 0.252 | cs | 95 | 0.00403 | MV
NA2XS2Y 1x185 RM/25 12/20 kV | 273 | 0.161 | 0.117 | 0.362 | cs | 185 | 0.00403 | MV
NA2XS2Y 1x240 RM/25 12/20 kV | 304 | 0.122 | 0.112 | 0.421 | cs | 240 | 0.00403 | MV
NA2XS2Y 1x95 RM/25 6/10 kV | 315 | 0.313 | 0.123 | 0.249 | cs | 95 | 0.00403 | MV
NA2XS2Y 1x185 RM/25 6/10 kV | 406 | 0.161 | 0.11 | 0.358 | cs | 185 | 0.00403 | MV
NA2XS2Y 1x240 RM/25 6/10 kV | 456 | 0.122 | 0.105 | 0.416 | cs | 240 | 0.00403 | MV
NA2XS2Y 1x150 RM/25 12/20 kV | 250 | 0.206 | 0.116 | 0.319 | cs | 150 | 0.00403 | MV
NA2XS2Y 1x120 RM/25 12/20 kV | 230 | 0.253 | 0.119 | 0.283 | cs | 120 | 0.00403 | MV
NA2XS2Y 1x70 RM/25 12/20 kV | 190 | 0.443 | 0.132 | 0.22 | cs | 70 | 0.00403 | MV
NA2XS2Y 1x150 RM/25 6/10 kV | 360 | 0.206 | 0.11 | 0.315 | cs | 150 | 0.00403 | MV
NA2XS2Y 1x120 RM/25 6/10 kV | 340 | 0.253 | 0.113 | 0.28 | cs | 120 | 0.00403 | MV
NA2XS2Y 1x70 RM/25 6/10 kV | 280 | 0.443 | 0.123 | 0.217 | cs | 70 | 0.00403 | MV
N2XS(FL)2Y 1x120 RM/35 64/110 kV | 112 | 0.153 | 0.166 | 0.366 | cs | 120 | 0.00393 | HV
N2XS(FL)2Y 1x185 RM/35 64/110 kV | 125 | 0.099 | 0.156 | 0.457 | cs | 185 | 0.00393 | HV
N2XS(FL)2Y 1x240 RM/35 64/110 kV | 135 | 0.075 | 0.149 | 0.526 | cs | 240 | 0.00393 | HV
N2XS(FL)2Y 1x300 RM/35 64/110 kV | 144 | 0.06 | 0.144 | 0.588 | cs | 300 | 0.00393 | HV
15-AL1/3-ST1A 0.4 | 11 | 1.8769 | 0.35 | 0.105 | ol | 16 | 0.00403 | LV
24-AL1/4-ST1A 0.4 | 11.25 | 1.2012 | 0.335 | 0.14 | ol | 24 | 0.00403 | LV
48-AL1/8-ST1A 0.4 | 12.2 | 0.5939 | 0.3 | 0.21 | ol | 48 | 0.00403 | LV
94-AL1/15-ST1A 0.4 | 13.2 | 0.306 | 0.29 | 0.35 | ol | 94 | 0.00403 | LV
34-AL1/6-ST1A 10.0 | 9.7 | 0.8342 | 0.36 | 0.17 | ol | 34 | 0.00403 | MV
48-AL1/8-ST1A 10.0 | 10.1 | 0.5939 | 0.35 | 0.21 | ol | 48 | 0.00403 | MV
70-AL1/11-ST1A 10.0 | 10.4 | 0.4132 | 0.339 | 0.29 | ol | 70 | 0.00403 | MV
94-AL1/15-ST1A 10.0 | 10.75 | 0.306 | 0.33 | 0.35 | ol | 94 | 0.00403 | MV
122-AL1/20-ST1A 10.0 | 11.1 | 0.2376 | 0.323 | 0.41 | ol | 122 | 0.00403 | MV
149-AL1/24-ST1A 10.0 | 11.25 | 0.194 | 0.315 | 0.47 | ol | 149 | 0.00403 | MV
34-AL1/6-ST1A 20.0 | 9.15 | 0.8342 | 0.382 | 0.17 | ol | 34 | 0.00403 | MV
48-AL1/8-ST1A 20.0 | 9.5 | 0.5939 | 0.372 | 0.21 | ol | 48 | 0.00403 | MV
70-AL1/11-ST1A 20.0 | 9.7 | 0.4132 | 0.36 | 0.29 | ol | 70 | 0.00403 | MV
94-AL1/15-ST1A 20.0 | 10 | 0.306 | 0.35 | 0.35 | ol | 94 | 0.00403 | MV
122-AL1/20-ST1A 20.0 | 10.3 | 0.2376 | 0.344 | 0.41 | ol | 122 | 0.00403 | MV
149-AL1/24-ST1A 20.0 | 10.5 | 0.194 | 0.337 | 0.47 | ol | 149 | 0.00403 | MV
184-AL1/30-ST1A 20.0 | 10.75 | 0.1571 | 0.33 | 0.535 | ol | 184 | 0.00403 | MV
243-AL1/39-ST1A 20.0 | 11 | 0.1188 | 0.32 | 0.645 | ol | 243 | 0.00403 | MV
48-AL1/8-ST1A 110.0 | 8 | 0.5939 | 0.46 | 0.21 | ol | 48 | 0.00403 | HV
70-AL1/11-ST1A 110.0 | 8.4 | 0.4132 | 0.45 | 0.29 | ol | 70 | 0.00403 | HV
94-AL1/15-ST1A 110.0 | 8.65 | 0.306 | 0.44 | 0.35 | ol | 94 | 0.00403 | HV
122-AL1/20-ST1A 110.0 | 8.5 | 0.2376 | 0.43 | 0.41 | ol | 122 | 0.00403 | HV
149-AL1/24-ST1A 110.0 | 8.75 | 0.194 | 0.41 | 0.47 | ol | 149 | 0.00403 | HV
184-AL1/30-ST1A 110.0 | 8.8 | 0.1571 | 0.4 | 0.535 | ol | 184 | 0.00403 | HV
243-AL1/39-ST1A 110.0 | 9 | 0.1188 | 0.39 | 0.645 | ol | 243 | 0.00403 | HV
305-AL1/39-ST1A 110.0 | 9.2 | 0.0949 | 0.38 | 0.74 | ol | 305 | 0.00403 | HV
490-AL1/64-ST1A 110.0 | 9.75 | 0.059 | 0.37 | 0.96 | ol | 490 | 0.00403 | HV
679-AL1/86-ST1A 110.0 | 9.95 | 0.042 | 0.36 | 1.15 | ol | 679 | 0.00403 | HV
490-AL1/64-ST1A 220.0 | 10 | 0.059 | 0.285 | 0.96 | ol | 490 | 0.00403 | HV
679-AL1/86-ST1A 220.0 | 11.7 | 0.042 | 0.275 | 1.15 | ol | 679 | 0.00403 | HV
490-AL1/64-ST1A 380.0 | 11 | 0.059 | 0.253 | 0.96 | ol | 490 | 0.00403 | HV
679-AL1/86-ST1A 380.0 | 14.6 | 0.042 | 0.25 | 1.15 | ol | 679 | 0.00403 | HV

## trafo_std_types
| i0_percent | pfe_kw | vkr_percent | sn_mva | vn_lv_kv | vn_hv_kv | vk_percent | shift_degree | vector_group | tap_side | tap_neutral | tap_min | tap_max | tap_step_degree | tap_step_percent | tap_phase_shifter
160 MVA 380/110 kV | 0.06 | 60 | 0.25 | 160 | 110 | 380 | 12.2 | 0 | Yy0 | hv | 0 | -9 | 9 | 0 | 1.5 | FALSE
100 MVA 220/110 kV | 0.06 | 55 | 0.26 | 100 | 110 | 220 | 12 | 0 | Yy0 | hv | 0 | -9 | 9 | 0 | 1.5 | FALSE
63 MVA 110/20 kV | 0.04 | 22 | 0.32 | 63 | 20 | 110 | 18 | 150 | YNd5 | hv | 0 | -9 | 9 | 0 | 1.5 | FALSE
40 MVA 110/20 kV | 0.05 | 18 | 0.34 | 40 | 20 | 110 | 16.2 | 150 | YNd5 | hv | 0 | -9 | 9 | 0 | 1.5 | FALSE
25 MVA 110/20 kV | 0.07 | 14 | 0.41 | 25 | 20 | 110 | 12 | 150 | YNd5 | hv | 0 | -9 | 9 | 0 | 1.5 | FALSE
63 MVA 110/10 kV | 0.04 | 22 | 0.32 | 63 | 10 | 110 | 18 | 150 | YNd5 | hv | 0 | -9 | 9 | 0 | 1.5 | FALSE
40 MVA 110/10 kV | 0.05 | 18 | 0.34 | 40 | 10 | 110 | 16.2 | 150 | YNd5 | hv | 0 | -9 | 9 | 0 | 1.5 | FALSE
25 MVA 110/10 kV | 0.07 | 14 | 0.41 | 25 | 10 | 110 | 12 | 150 | YNd5 | hv | 0 | -9 | 9 | 0 | 1.5 | FALSE
0.25 MVA 20/0.4 kV | 0.32 | 0.8 | 1.44 | 0.25 | 0.4 | 20 | 6 | 150 | Yzn5 | hv | 0 | -2 | 2 | 0 | 2.5 | FALSE
0.4 MVA 20/0.4 kV | 0.3375 | 1.35 | 1.425 | 0.4 | 0.4 | 20 | 6 | 150 | Dyn5 | hv | 0 | -2 | 2 | 0 | 2.5 | FALSE
0.63 MVA 20/0.4 kV | 0.2619 | 1.65 | 1.206 | 0.63 | 0.4 | 20 | 6 | 150 | Dyn5 | hv | 0 | -2 | 2 | 0 | 2.5 | FALSE
0.25 MVA 10/0.4 kV | 0.24 | 0.6 | 1.2 | 0.25 | 0.4 | 10 | 4 | 150 | Dyn5 | hv | 0 | -2 | 2 | 0 | 2.5 | FALSE
0.4 MVA 10/0.4 kV | 0.2375 | 0.95 | 1.325 | 0.4 | 0.4 | 10 | 4 | 150 | Dyn5 | hv | 0 | -2 | 2 | 0 | 2.5 | FALSE
0.63 MVA 10/0.4 kV | 0.1873 | 1.18 | 1.0794 | 0.63 | 0.4 | 10 | 4 | 150 | Dyn5 | hv | 0 | -2 | 2 | 0 | 2.5 | FALSE

## trafo3w_std_types
| sn_hv_mva | sn_mv_mva | sn_lv_mva | vn_hv_kv | vn_mv_kv | vn_lv_kv | vk_hv_percent | vk_mv_percent | vk_lv_percent | vkr_hv_percent | vkr_mv_percent | vkr_lv_percent | pfe_kw | i0_percent | shift_mv_degree | shift_lv_degree | vector_group | tap_side | tap_neutral | tap_min | tap_max | tap_step_percent
63/25/38 MVA 110/20/10 kV | 63 | 25 | 38 | 110 | 20 | 10 | 10.4 | 10.4 | 10.4 | 0.28 | 0.32 | 0.35 | 35 | 0.89 | 0 | 0 | YN0yn0yn0 | hv | 0 | -10 | 10 | 1.2
63/25/38 MVA 110/10/10 kV | 63 | 25 | 38 | 110 | 10 | 10 | 10.4 | 10.4 | 10.4 | 0.28 | 0.32 | 0.35 | 35 | 0.89 | 0 | 0 | YN0yn0yn0 | hv | 0 | -10 | 10 | 1.2

## fuse_std_types
| fuse_type | i_rated_a | t_avg | t_min | t_total | x_avg | x_min | x_total
HV 100A | HV 100A | 100 | 0 | [10.0, 3.64, 0.854, 0.281, 0.1, 0.0531, 0.022, 0.01] | [10.0, 4.267, 1.21, 0.403, 0.1, 0.058, 0.022, 0.01] | 0 | [300.0, 350.0, 450.0, 550.0, 700.0, 850.0, 1200.0, 1752.0] | [600.0, 700.0, 900.0, 1150.0, 1665.0, 2000.0, 3000.0, 4313.0]
HV 10A | HV 10A | 10 | 0 | [10.0, 1675.0, 0.344, 0.156, 0.1, 0.0417, 0.0171, 0.01] | [10.0, 1.3, 0.3, 0.155, 0.1, 0.0555, 0.023, 0.01] | 0 | [30.0, 32.0, 35.0, 37.0, 39.0, 50.0, 70.0, 88.0] | [60.0, 70.0, 80.0, 87.0, 94.0, 110.0, 150.0, 216.0]
HV 125A | HV 125A | 125 | 0 | [10.0, 1.82, 0.344, 0.1, 0.0467, 0.0269, 0.01] | [10.0, 2.478, 0.426, 0.1, 0.0427, 0.0211, 0.01] | 0 | [375.0, 500.0, 700.0, 925.0, 1200.0, 1500.0, 2341.0] | [750.0, 1000.0, 1500.0, 2200.0, 3000.0, 4000.0, 5765.0]
HV 160A | HV 160A | 160 | 0 | [10.0, 4.15, 1.03, 0.198, 0.1, 0.051, 0.0172, 0.01] | [10.0, 2.3, 0.734, 0.274, 0.1, 0.046, 0.0177, 0.01] | 0 | [480.0, 550.0, 700.0, 1000.0, 1260.0, 1600.0, 2500.0, 3227.0] | [960.0, 1300.0, 1700.0, 2200.0, 2996.0, 4000.0, 6000.0, 7946.0]
HV 16A | HV 16A | 16 | 0 | [10.0, 0.352, 0.164, 0.1, 0.0649, 0.0342, 0.01] | [10.0, 2.34, 0.722, 0.181, 0.1, 0.055, 0.0296, 0.01] | 0 | [48.0, 60.0, 65.0, 71.0, 80.0, 100.0, 162.0] | [96.0, 110.0, 125.0, 150.0, 168.0, 200.0, 250.0, 398.0]
HV 200A | HV 200A | 200 | 0 | [10.0, 4.267, 1.21, 0.403, 0.1, 0.058, 0.022, 0.01] | [10.0, 3.73, 1.654, 0.328, 0.1, 0.0531, 0.019, 0.01] | 0 | [600.0, 700.0, 900.0, 1150.0, 1665.0, 2000.0, 3000.0, 4313.0] | [1200.0, 1500.0, 1800.0, 2700.0, 3960.0, 5000.0, 7500.0, 10620.0]
HV 20A | HV 20A | 20 | 0 | [10.0, 1.3, 0.3, 0.155, 0.1, 0.0555, 0.023, 0.01] | [10.0, 1.3, 0.161, 0.1, 0.0611, 0.0399, 0.0141, 0.01] | 0 | [60.0, 70.0, 80.0, 87.0, 94.0, 110.0, 150.0, 216.0] | [120.0, 150.0, 200.0, 223.0, 260.0, 300.0, 450.0, 532.0]
HV 25A | HV 25A | 25 | 0 | [10.0, 2.512, 0.833, 0.299, 0.1, 0.0372, 0.0223, 0.01] | [10.0, 3.125, 0.597, 0.198, 0.1, 0.0378, 0.022, 0.01] | 0 | [75.0, 82.0, 90.0, 100.0, 124.0, 170.0, 200.0, 289.0] | [150.0, 170.0, 210.0, 250.0, 294.0, 400.0, 500.0, 711.0]
HV 31.5A | HV 31.5A | 31.5 | 0 | [10.0, 2.34, 0.722, 0.181, 0.1, 0.055, 0.0296, 0.01] | [10.0, 2.84, 0.368, 0.164, 0.1, 0.0621, 0.0378, 0.0195, 0.01] | 0 | [95.0, 110.0, 125.0, 150.0, 165.0, 200.0, 250.0, 390.0] | [189.0, 220.0, 300.0, 350.0, 393.0, 450.0, 530.0, 700.0, 960.0]
HV 40A | HV 40A | 40 | 0 | [10.0, 1.3, 0.161, 0.1, 0.0611, 0.0399, 0.0141, 0.01] | [10.0, 2.05, 0.369, 0.198, 0.1, 0.051, 0.0298, 0.01] | 0 | [120.0, 150.0, 200.0, 223.0, 260.0, 300.0, 450.0, 532.0] | [240.0, 300.0, 400.0, 450.0, 530.0, 650.0, 800.0, 1311.0]
HV 50A | HV 50A | 50 | 0 | [10.0, 3.215, 0.597, 0.198, 0.1, 0.0378, 0.022, 0.01] | [10.0, 3.64, 0.854, 0.281, 0.1, 0.0531, 0.022, 0.01] | 0 | [150.0, 170.0, 210.0, 250.0, 294.0, 400.0, 500.0, 711.0] | [300.0, 350.0, 450.0, 550.0, 700.0, 850.0, 1200.0, 1752.0]
HV 6.3A | HV 6.3A | 6.3 | 0 | [10.0, 1.39, 0.344, 0.168, 0.1, 0.056, 0.0263, 0.01] | [10.0, 1.711, 0.516, 0.198, 0.1, 0.0634, 0.0303, 0.01] | 0 | [19.0, 19.5, 20.4, 20.8, 22.0, 25.0, 32.0, 48.0] | [38.0, 40.0, 43.0, 48.0, 53.0, 60.0, 75.0, 118.0]
HV 63A | HV 63A | 63 | 0 | [10.0, 2.84, 0.368, 0.164, 0.1, 0.0621, 0.0378, 0.0195, 0.01] | [10.0, 1.82, 0.344, 0.1, 0.0467, 0.0269, 0.01] | 0 | [189.0, 220.0, 300.0, 350.0, 393.0, 450.0, 530.0, 700.0, 961.0] | [378.0, 500.0, 700.0, 934.0, 1200.0, 1500.0, 2366.0]
HV 80A | HV 80A | 80 | 0 | [10.0, 2.05, 0.369, 0.198, 0.1, 0.051, 0.0298, 0.01] | [10.0, 4.15, 1.03, 0.198, 0.1, 0.051, 0.0172, 0.01] | 0 | [240.0, 300.0, 400.0, 450.0, 530.0, 650.0, 800.0, 1311.0] | [480.0, 550.0, 700.0, 1000.0, 1260.0, 1600.0, 2500.0, 3227.0]
Siemens NH-1-100 | Siemens NH-1-100 | 100 | [5400.0, 2000.0, 400.0, 20.0, 1.0, 0.2, 0.012, 0.004] | 0 | 0 | [150.0, 190.0, 250.0, 430.0, 900.0, 1250.0, 2700.0, 3600.0] | 0 | 0
Siemens NH-1-125 | Siemens NH-1-125 | 125 | [4800.0, 120.0, 7.0, 0.1, 0.004] | 0 | 0 | [180.0, 400.0, 740.0, 2000.0, 4250.0] | 0 | 0
Siemens NH-1-16 | Siemens NH-1-16 | 16 | [4000.0, 400.0, 2.0, 0.1, 0.04, 0.01] | 0 | 0 | [26.0, 35.0, 75.0, 150.0, 200.0, 300.0] | 0 | 0
Siemens NH-1-160 | Siemens NH-1-160 | 160 | [4800.0, 120.0, 7.0, 0.1, 0.004] | 0 | 0 | [210.0, 500.0, 900.0, 2300.0, 5000.0] | 0 | 0
Siemens NH-1-25 | Siemens NH-1-25 | 25 | [4000.0, 1000.0, 10.0, 0.2, 0.02, 0.01] | 0 | 0 | [40.0, 50.0, 100.0, 210.0, 400.0, 500.0] | 0 | 0
Siemens NH-1-50 | Siemens NH-1-50 | 50 | [4000.0, 40.0, 4.0, 1.0, 0.02, 0.01] | 0 | 0 | [86.0, 200.0, 300.0, 400.0, 1000.0, 1280.0] | 0 | 0
Siemens NH-1-63 | Siemens NH-1-63 | 63 | [4000.0, 100.0, 10.0, 2.0, 0.04, 0.01] | 0 | 0 | [100.0, 200.0, 300.0, 400.0, 1000.0, 1500.0] | 0 | 0
Siemens NH-1-80 | Siemens NH-1-80 | 80 | [4800.0, 120.0, 7.0, 0.1, 0.01] | 0 | 0 | [150.58, 250.0, 450.0, 1150.0, 2470.0] | 0 | 0
Siemens NH-2-1000 | Siemens NH-2-1000 | 1000 | [4800.0, 120.0, 7.0, 0.1, 0.004] | 0 | 0 | [1900.0, 3500.0, 8400.0, 24000.0, 52000.0] | 0 | 0
Siemens NH-2-200 | Siemens NH-2-200 | 200 | [4800.0, 120.0, 7.0, 0.1, 0.004] | 0 | 0 | [280.0, 650.0, 1200.0, 3000.0, 7000.0] | 0 | 0
Siemens NH-2-224 | Siemens NH-2-224 | 224 | [4800.0, 120.0, 7.0, 0.2, 0.04, 0.004] | 0 | 0 | [400.0, 750.0, 1453.0, 3025.0, 4315.0, 7600.0] | 0 | 0
Siemens NH-2-250 | Siemens NH-2-250 | 250 | [4800.0, 120.0, 7.0, 0.1, 0.004] | 0 | 0 | [450.0, 800.0, 1650.0, 4000.0, 8500.0] | 0 | 0
Siemens NH-2-315 | Siemens NH-2-315 | 315 | [4800.0, 120.0, 7.0, 0.1, 0.004] | 0 | 0 | [550.0, 920.0, 1900.0, 5000.0, 11000.0] | 0 | 0
Siemens NH-2-355 | Siemens NH-2-355 | 355 | [4800.0, 120.0, 6.0, 0.1, 0.004] | 0 | 0 | [650.0, 1116.27, 2350.0, 5840.0, 12790.0] | 0 | 0
Siemens NH-2-400 | Siemens NH-2-400 | 400 | [4800.0, 120.0, 7.0, 0.1, 0.004] | 0 | 0 | [720.0, 1350.0, 2800.0, 6500.0, 15000.0] | 0 | 0
Siemens NH-2-425 | Siemens NH-2-425 | 425 | [4800.0, 120.0, 7.0, 0.1, 0.004] | 0 | 0 | [850.0, 1500.0, 3050.0, 7500.0, 16500.0] | 0 | 0
Siemens NH-2-630 | Siemens NH-2-630 | 630 | [4800.0, 120.0, 7.0, 0.1, 0.004] | 0 | 0 | [1200.0, 2000.0, 4800.0, 12000.0, 26000.0] | 0 | 0

## dtypes
| element | column | dtype
0 | bus | name | object
1 | bus | vn_kv | float64
2 | bus | type | object
3 | bus | zone | object
4 | bus | in_service | bool
5 | load | name | object
6 | load | bus | uint32
7 | load | p_mw | float64
8 | load | q_mvar | float64
9 | load | const_z_percent | float64
10 | load | const_i_percent | float64
11 | load | sn_mva | float64
12 | load | scaling | float64
13 | load | in_service | bool
14 | load | type | object
15 | ext_grid | name | object
16 | ext_grid | bus | uint32
17 | ext_grid | vm_pu | float64
18 | ext_grid | va_degree | float64
19 | ext_grid | slack_weight | float64
20 | ext_grid | in_service | bool
21 | line | name | object
22 | line | std_type | object
23 | line | from_bus | uint32
24 | line | to_bus | uint32
25 | line | length_km | float64
26 | line | r_ohm_per_km | float64
27 | line | x_ohm_per_km | float64
28 | line | c_nf_per_km | float64
29 | line | g_us_per_km | float64
30 | line | max_i_ka | float64
31 | line | df | float64
32 | line | parallel | uint32
33 | line | type | object
34 | line | in_service | bool
35 | trafo | name | object
36 | trafo | std_type | object
37 | trafo | hv_bus | uint32
38 | trafo | lv_bus | uint32
39 | trafo | sn_mva | float64
40 | trafo | vn_hv_kv | float64
41 | trafo | vn_lv_kv | float64
42 | trafo | vk_percent | float64
43 | trafo | vkr_percent | float64
44 | trafo | pfe_kw | float64
45 | trafo | i0_percent | float64
46 | trafo | shift_degree | float64
47 | trafo | tap_side | object
48 | trafo | tap_neutral | int32
49 | trafo | tap_min | int32
50 | trafo | tap_max | int32
51 | trafo | tap_step_percent | float64
52 | trafo | tap_step_degree | float64
53 | trafo | tap_pos | int32
54 | trafo | tap_phase_shifter | bool
55 | trafo | parallel | uint32
56 | trafo | df | float64
57 | trafo | in_service | bool
58 | line_geodata | coords | object
59 | bus_geodata | x | float64
60 | bus_geodata | y | float64
61 | bus_geodata | coords | object

## parameters
| version | format_version | converged | OPF_converged | name | f_hz | sn_mva
0 | 2.14.6 | 2.14.0 | FALSE | FALSE |  | 50 | 1