## bus
| name | vn_kv | type | zone | in_service
0 | bus_LV_981-7_0_5_node_0 | 0.4 | n |  | TRUE
1 | bus_LV_981-7_0_5_node_1 | 0.4 | n |  | TRUE
2 | bus_LV_981-7_0_5_node_2 | 0.4 | n |  | TRUE
3 | bus_LV_981-7_0_5_node_3 | 0.4 | n |  | TRUE
4 | bus_LV_981-7_0_5_node_4 | 0.4 | n |  | TRUE
5 | bus_LV_981-7_0_5_node_5 | 0.4 | n |  | TRUE
6 | bus_LV_981-7_0_5_node_7 | 0.4 | n |  | TRUE
7 | bus_LV_981-7_0_5_node_80 | 0.4 | n |  | TRUE
8 | bus_LV_981-7_0_5_node_51 | 0.4 | n |  | TRUE
9 | bus_LV_981-7_0_5_node_53 | 0.4 | n |  | TRUE
10 | bus_LV_981-7_0_5_node_54 | 0.4 | n |  | TRUE
11 | bus_LV_981-7_0_5_node_49 | 0.4 | n |  | TRUE
12 | bus_LV_981-7_0_5_node_246 | 0.4 | n |  | TRUE
13 | bus_LV_981-7_0_5_node_78 | 0.4 | n |  | TRUE
14 | bus_LV_981-7_0_5_node_32 | 0.4 | n |  | TRUE
15 | bus_LV_981-7_0_5_node_22 | 0.4 | n |  | TRUE
16 | bus_LV_981-7_0_5_node_31 | 0.4 | n |  | TRUE
17 | bus_LV_981-7_0_5_node_30 | 0.4 | n |  | TRUE
18 | bus_LV_981-7_0_5_node_50 | 0.4 | n |  | TRUE
19 | bus_LV_981-7_0_5_node_52 | 0.4 | n |  | TRUE
20 | bus_LV_981-7_0_5_node_69 | 0.4 | n |  | TRUE
21 | bus_LV_981-7_0_5_node_23 | 0.4 | n |  | TRUE
22 | bus_LV_981-7_0_5_node_66 | 0.4 | n |  | TRUE
23 | bus_LV_981-7_0_5_node_67 | 0.4 | n |  | TRUE
24 | bus_LV_981-7_0_5_node_68 | 0.4 | n |  | TRUE
25 | bus_LV_981-7_0_5_node_6 | 0.4 | n |  | TRUE
26 | bus_LV_981-7_0_5_node_63 | 0.4 | n |  | TRUE
27 | bus_LV_981-7_0_5_node_62 | 0.4 | n |  | TRUE
28 | bus_LV_981-7_0_5_node_8 | 0.4 | n |  | TRUE
29 | bus_LV_981-7_0_5_node_9 | 0.4 | n |  | TRUE
30 | bus_LV_981-7_0_5_node_10 | 0.4 | n |  | TRUE
31 | bus_LV_981-7_0_5_node_11 | 0.4 | n |  | TRUE
32 | bus_LV_981-7_0_5_node_61 | 0.4 | n |  | TRUE
33 | bus_LV_981-7_0_5_node_58 | 0.4 | n |  | TRUE
34 | bus_LV_981-7_0_5_node_12 | 0.4 | n |  | TRUE
35 | bus_LV_981-7_0_5_node_83 | 0.4 | n |  | TRUE
36 | bus_LV_981-7_0_5_node_33 | 0.4 | n |  | TRUE
37 | bus_LV_981-7_0_5_node_75 | 0.4 | n |  | TRUE
38 | bus_LV_981-7_0_5_node_81 | 0.4 | n |  | TRUE
39 | bus_LV_981-7_0_5_node_59 | 0.4 | n |  | TRUE
40 | bus_LV_981-7_0_5_node_116 | 0.4 | n |  | TRUE
41 | bus_LV_981-7_0_5_node_82 | 0.4 | n |  | TRUE
42 | bus_LV_981-7_0_5_node_13 | 0.4 | n |  | TRUE
43 | bus_LV_981-7_0_5_node_14 | 0.4 | n |  | TRUE
44 | bus_LV_981-7_0_5_node_15 | 0.4 | n |  | TRUE
45 | bus_LV_981-7_0_5_node_16 | 0.4 | n |  | TRUE
46 | bus_LV_981-7_0_5_node_17 | 0.4 | n |  | TRUE
47 | bus_LV_981-7_0_5_node_24 | 0.4 | n |  | TRUE
48 | bus_LV_981-7_0_5_node_43 | 0.4 | n |  | TRUE
49 | bus_LV_981-7_0_5_node_20 | 0.4 | n |  | TRUE
50 | bus_LV_981-7_0_5_node_39 | 0.4 | n |  | TRUE
51 | bus_LV_981-7_0_5_node_38 | 0.4 | n |  | TRUE
52 | bus_LV_981-7_0_5_node_18 | 0.4 | n |  | TRUE
53 | bus_LV_981-7_0_5_node_46 | 0.4 | n |  | TRUE
54 | bus_LV_981-7_0_5_node_19 | 0.4 | n |  | TRUE
55 | bus_LV_981-7_0_5_node_21 | 0.4 | n |  | TRUE
56 | bus_LV_981-7_0_5_node_74 | 0.4 | n |  | TRUE
57 | bus_LV_981-7_0_5_node_47 | 0.4 | n |  | TRUE
58 | bus_LV_981-7_0_5_node_48 | 0.4 | n |  | TRUE
59 | bus_LV_981-7_0_5_node_42 | 0.4 | n |  | TRUE
60 | bus_LV_981-7_0_5_node_25 | 0.4 | n |  | TRUE
61 | bus_LV_981-7_0_5_node_26 | 0.4 | n |  | TRUE
62 | bus_LV_981-7_0_5_node_27 | 0.4 | n |  | TRUE
63 | bus_LV_981-7_0_5_node_28 | 0.4 | n |  | TRUE
64 | bus_LV_981-7_0_5_node_29 | 0.4 | n |  | TRUE
65 | bus_LV_981-7_0_5_node_37 | 0.4 | n |  | TRUE
66 | bus_LV_981-7_0_5_node_34 | 0.4 | n |  | TRUE
67 | bus_LV_981-7_0_5_node_100 | 0.4 | n |  | TRUE
68 | bus_LV_981-7_0_5_node_90 | 0.4 | n |  | TRUE
69 | bus_LV_981-7_0_5_node_35 | 0.4 | n |  | TRUE
70 | bus_LV_981-7_0_5_node_36 | 0.4 | n |  | TRUE
71 | bus_LV_981-7_0_5_node_55 | 0.4 | n |  | TRUE
72 | bus_LV_981-7_0_5_node_56 | 0.4 | n |  | TRUE
73 | bus_LV_981-7_0_5_node_91 | 0.4 | n |  | TRUE
74 | bus_LV_981-7_0_5_node_92 | 0.4 | n |  | TRUE
75 | bus_LV_981-7_0_5_node_40 | 0.4 | n |  | TRUE
76 | bus_LV_981-7_0_5_node_41 | 0.4 | n |  | TRUE
77 | bus_LV_981-7_0_5_node_84 | 0.4 | n |  | TRUE
78 | bus_LV_981-7_0_5_node_86 | 0.4 | n |  | TRUE
79 | bus_LV_981-7_0_5_node_44 | 0.4 | n |  | TRUE
80 | bus_LV_981-7_0_5_node_45 | 0.4 | n |  | TRUE
81 | bus_LV_981-7_0_5_node_57 | 0.4 | n |  | TRUE
82 | bus_LV_981-7_0_5_node_60 | 0.4 | n |  | TRUE
83 | bus_LV_981-7_0_5_node_70 | 0.4 | n |  | TRUE
84 | bus_LV_981-7_0_5_node_87 | 0.4 | n |  | TRUE
85 | bus_LV_981-7_0_5_node_64 | 0.4 | n |  | TRUE
86 | bus_LV_981-7_0_5_node_65 | 0.4 | n |  | TRUE
87 | bus_LV_981-7_0_5_node_76 | 0.4 | n |  | TRUE
88 | bus_LV_981-7_0_5_node_77 | 0.4 | n |  | TRUE
89 | bus_LV_981-7_0_5_node_79 | 0.4 | n |  | TRUE
90 | bus_LV_981-7_0_5_node_85 | 0.4 | n |  | TRUE
91 | bus_LV_981-7_0_5_node_71 | 0.4 | n |  | TRUE
92 | bus_LV_981-7_0_5_node_72 | 0.4 | n |  | TRUE
93 | bus_LV_981-7_0_5_node_73 | 0.4 | n |  | TRUE
94 | bus_LV_981-7_0_5_node_162 | 0.4 | n |  | TRUE
95 | bus_LV_981-7_0_5_node_88 | 0.4 | n |  | TRUE
96 | bus_LV_981-7_0_5_node_228 | 0.4 | n |  | TRUE
97 | bus_LV_981-7_0_5_node_89 | 0.4 | n |  | TRUE
98 | bus_LV_981-7_0_5_node_227 | 0.4 | n |  | TRUE
99 | bus_LV_981-7_0_5_node_232 | 0.4 | n |  | TRUE
100 | bus_LV_981-7_0_5_node_231 | 0.4 | n |  | TRUE
101 | bus_LV_981-7_0_5_node_119 | 0.4 | n |  | TRUE
102 | bus_LV_981-7_0_5_node_115 | 0.4 | n |  | TRUE
103 | bus_LV_981-7_0_5_node_163 | 0.4 | n |  | TRUE
104 | bus_LV_981-7_0_5_node_165 | 0.4 | n |  | TRUE
105 | bus_LV_981-7_0_5_node_121 | 0.4 | n |  | TRUE
106 | bus_LV_981-7_0_5_node_127 | 0.4 | n |  | TRUE
107 | bus_LV_981-7_0_5_node_122 | 0.4 | n |  | TRUE
108 | bus_LV_981-7_0_5_node_120 | 0.4 | n |  | TRUE
109 | bus_LV_981-7_0_5_node_99 | 0.4 | n |  | TRUE
110 | bus_LV_981-7_0_5_node_93 | 0.4 | n |  | TRUE
111 | bus_LV_981-7_0_5_node_94 | 0.4 | n |  | TRUE
112 | bus_LV_981-7_0_5_node_96 | 0.4 | n |  | TRUE
113 | bus_LV_981-7_0_5_node_97 | 0.4 | n |  | TRUE
114 | bus_LV_981-7_0_5_node_126 | 0.4 | n |  | TRUE
115 | bus_LV_981-7_0_5_node_123 | 0.4 | n |  | TRUE
116 | bus_LV_981-7_0_5_node_98 | 0.4 | n |  | TRUE
117 | bus_LV_981-7_0_5_node_101 | 0.4 | n |  | TRUE
118 | bus_LV_981-7_0_5_node_102 | 0.4 | n |  | TRUE
119 | bus_LV_981-7_0_5_node_104 | 0.4 | n |  | TRUE
120 | bus_LV_981-7_0_5_node_125 | 0.4 | n |  | TRUE
121 | bus_LV_981-7_0_5_node_132 | 0.4 | n |  | TRUE
122 | bus_LV_981-7_0_5_node_131 | 0.4 | n |  | TRUE
123 | bus_LV_981-7_0_5_node_124 | 0.4 | n |  | TRUE
124 | bus_LV_981-7_0_5_node_133 | 0.4 | n |  | TRUE
125 | bus_LV_981-7_0_5_node_105 | 0.4 | n |  | TRUE
126 | bus_LV_981-7_0_5_node_106 | 0.4 | n |  | TRUE
127 | bus_LV_981-7_0_5_node_107 | 0.4 | n |  | TRUE
128 | bus_LV_981-7_0_5_node_108 | 0.4 | n |  | TRUE
129 | bus_LV_981-7_0_5_node_113 | 0.4 | n |  | TRUE
130 | bus_LV_981-7_0_5_node_110 | 0.4 | n |  | TRUE
131 | bus_LV_981-7_0_5_node_109 | 0.4 | n |  | TRUE
132 | bus_LV_981-7_0_5_node_141 | 0.4 | n |  | TRUE
133 | bus_LV_981-7_0_5_node_140 | 0.4 | n |  | TRUE
134 | bus_LV_981-7_0_5_node_114 | 0.4 | n |  | TRUE
135 | bus_LV_981-7_0_5_node_111 | 0.4 | n |  | TRUE
136 | bus_LV_981-7_0_5_node_144 | 0.4 | n |  | TRUE
137 | bus_LV_981-7_0_5_node_142 | 0.4 | n |  | TRUE
138 | bus_LV_981-7_0_5_node_139 | 0.4 | n |  | TRUE
139 | bus_LV_981-7_0_5_node_112 | 0.4 | n |  | TRUE
140 | bus_LV_981-7_0_5_node_233 | 0.4 | n |  | TRUE
141 | bus_LV_981-7_0_5_node_175 | 0.4 | n |  | TRUE
142 | bus_LV_981-7_0_5_node_117 | 0.4 | n |  | TRUE
143 | bus_LV_981-7_0_5_node_118 | 0.4 | n |  | TRUE
144 | bus_LV_981-7_0_5_node_128 | 0.4 | n |  | TRUE
145 | bus_LV_981-7_0_5_node_129 | 0.4 | n |  | TRUE
146 | bus_LV_981-7_0_5_node_130 | 0.4 | n |  | TRUE
147 | bus_LV_981-7_0_5_node_134 | 0.4 | n |  | TRUE
148 | bus_LV_981-7_0_5_node_135 | 0.4 | n |  | TRUE
149 | bus_LV_981-7_0_5_node_136 | 0.4 | n |  | TRUE
150 | bus_LV_981-7_0_5_node_137 | 0.4 | n |  | TRUE
151 | bus_LV_981-7_0_5_node_138 | 0.4 | n |  | TRUE
152 | bus_LV_981-7_0_5_node_198 | 0.4 | n |  | TRUE
153 | bus_LV_981-7_0_5_node_143 | 0.4 | n |  | TRUE
154 | bus_LV_981-7_0_5_node_145 | 0.4 | n |  | TRUE
155 | bus_LV_981-7_0_5_node_146 | 0.4 | n |  | TRUE
156 | bus_LV_981-7_0_5_node_147 | 0.4 | n |  | TRUE
157 | bus_LV_981-7_0_5_node_197 | 0.4 | n |  | TRUE
158 | bus_LV_981-7_0_5_node_199 | 0.4 | n |  | TRUE
159 | bus_LV_981-7_0_5_node_148 | 0.4 | n |  | TRUE
160 | bus_LV_981-7_0_5_node_195 | 0.4 | n |  | TRUE
161 | bus_LV_981-7_0_5_node_149 | 0.4 | n |  | TRUE
162 | bus_LV_981-7_0_5_node_150 | 0.4 | n |  | TRUE
163 | bus_LV_981-7_0_5_node_157 | 0.4 | n |  | TRUE
164 | bus_LV_981-7_0_5_node_152 | 0.4 | n |  | TRUE
165 | bus_LV_981-7_0_5_node_161 | 0.4 | n |  | TRUE
166 | bus_LV_981-7_0_5_node_159 | 0.4 | n |  | TRUE
167 | bus_LV_981-7_0_5_node_151 | 0.4 | n |  | TRUE
168 | bus_LV_981-7_0_5_node_155 | 0.4 | n |  | TRUE
169 | bus_LV_981-7_0_5_node_160 | 0.4 | n |  | TRUE
170 | bus_LV_981-7_0_5_node_158 | 0.4 | n |  | TRUE
171 | bus_LV_981-7_0_5_node_153 | 0.4 | n |  | TRUE
172 | bus_LV_981-7_0_5_node_154 | 0.4 | n |  | TRUE
173 | bus_LV_981-7_0_5_node_156 | 0.4 | n |  | TRUE
174 | bus_LV_981-7_0_5_node_201 | 0.4 | n |  | TRUE
175 | bus_LV_981-7_0_5_node_196 | 0.4 | n |  | TRUE
176 | bus_LV_981-7_0_5_node_205 | 0.4 | n |  | TRUE
177 | bus_LV_981-7_0_5_node_202 | 0.4 | n |  | TRUE
178 | bus_LV_981-7_0_5_node_164 | 0.4 | n |  | TRUE
179 | bus_LV_981-7_0_5_node_166 | 0.4 | n |  | TRUE
180 | bus_LV_981-7_0_5_node_167 | 0.4 | n |  | TRUE
181 | bus_LV_981-7_0_5_node_168 | 0.4 | n |  | TRUE
182 | bus_LV_981-7_0_5_node_169 | 0.4 | n |  | TRUE
183 | bus_LV_981-7_0_5_node_176 | 0.4 | n |  | TRUE
184 | bus_LV_981-7_0_5_node_170 | 0.4 | n |  | TRUE
185 | bus_LV_981-7_0_5_node_177 | 0.4 | n |  | TRUE
186 | bus_LV_981-7_0_5_node_171 | 0.4 | n |  | TRUE
187 | bus_LV_981-7_0_5_node_172 | 0.4 | n |  | TRUE
188 | bus_LV_981-7_0_5_node_173 | 0.4 | n |  | TRUE
189 | bus_LV_981-7_0_5_node_174 | 0.4 | n |  | TRUE
190 | bus_LV_981-7_0_5_node_181 | 0.4 | n |  | TRUE
191 | bus_LV_981-7_0_5_node_178 | 0.4 | n |  | TRUE
192 | bus_LV_981-7_0_5_node_190 | 0.4 | n |  | TRUE
193 | bus_LV_981-7_0_5_node_179 | 0.4 | n |  | TRUE
194 | bus_LV_981-7_0_5_node_180 | 0.4 | n |  | TRUE
195 | bus_LV_981-7_0_5_node_182 | 0.4 | n |  | TRUE
196 | bus_LV_981-7_0_5_node_183 | 0.4 | n |  | TRUE
197 | bus_LV_981-7_0_5_node_225 | 0.4 | n |  | TRUE
198 | bus_LV_981-7_0_5_node_187 | 0.4 | n |  | TRUE
199 | bus_LV_981-7_0_5_node_223 | 0.4 | n |  | TRUE
200 | bus_LV_981-7_0_5_node_224 | 0.4 | n |  | TRUE
201 | bus_LV_981-7_0_5_node_237 | 0.4 | n |  | TRUE
202 | bus_LV_981-7_0_5_node_236 | 0.4 | n |  | TRUE
203 | bus_LV_981-7_0_5_node_184 | 0.4 | n |  | TRUE
204 | bus_LV_981-7_0_5_node_185 | 0.4 | n |  | TRUE
205 | bus_LV_981-7_0_5_node_186 | 0.4 | n |  | TRUE
206 | bus_LV_981-7_0_5_node_188 | 0.4 | n |  | TRUE
207 | bus_LV_981-7_0_5_node_189 | 0.4 | n |  | TRUE
208 | bus_LV_981-7_0_5_node_191 | 0.4 | n |  | TRUE
209 | bus_LV_981-7_0_5_node_192 | 0.4 | n |  | TRUE
210 | bus_LV_981-7_0_5_node_247 | 0.4 | n |  | TRUE
211 | bus_LV_981-7_0_5_node_222 | 0.4 | n |  | TRUE
212 | bus_LV_981-7_0_5_node_221 | 0.4 | n |  | TRUE
213 | bus_LV_981-7_0_5_node_193 | 0.4 | n |  | TRUE
214 | bus_LV_981-7_0_5_node_194 | 0.4 | n |  | TRUE
215 | bus_LV_981-7_0_5_node_200 | 0.4 | n |  | TRUE
216 | bus_LV_981-7_0_5_node_234 | 0.4 | n |  | TRUE
217 | bus_LV_981-7_0_5_node_235 | 0.4 | n |  | TRUE
218 | bus_LV_981-7_0_5_node_203 | 0.4 | n |  | TRUE
219 | bus_LV_981-7_0_5_node_204 | 0.4 | n |  | TRUE
220 | bus_LV_981-7_0_5_node_206 | 0.4 | n |  | TRUE
221 | bus_LV_981-7_0_5_node_207 | 0.4 | n |  | TRUE
222 | bus_LV_981-7_0_5_node_219 | 0.4 | n |  | TRUE
223 | bus_LV_981-7_0_5_node_218 | 0.4 | n |  | TRUE
224 | bus_LV_981-7_0_5_node_208 | 0.4 | n |  | TRUE
225 | bus_LV_981-7_0_5_node_209 | 0.4 | n |  | TRUE
226 | bus_LV_981-7_0_5_node_210 | 0.4 | n |  | TRUE
227 | bus_LV_981-7_0_5_node_217 | 0.4 | n |  | TRUE
228 | bus_LV_981-7_0_5_node_211 | 0.4 | n |  | TRUE
229 | bus_LV_981-7_0_5_node_212 | 0.4 | n |  | TRUE
230 | bus_LV_981-7_0_5_node_213 | 0.4 | n |  | TRUE
231 | bus_LV_981-7_0_5_node_214 | 0.4 | n |  | TRUE
232 | bus_LV_981-7_0_5_node_215 | 0.4 | n |  | TRUE
233 | bus_LV_981-7_0_5_node_216 | 0.4 | n |  | TRUE
234 | bus_LV_981-7_0_5_node_220 | 0.4 | n |  | TRUE
235 | bus_LV_981-7_0_5_node_226 | 0.4 | n |  | TRUE
236 | bus_LV_981-7_0_5_node_229 | 0.4 | n |  | TRUE
237 | bus_LV_981-7_0_5_node_238 | 0.4 | n |  | TRUE
238 | bus_LV_981-7_0_5_node_239 | 0.4 | n |  | TRUE
239 | bus_LV_981-7_0_5_node_240 | 0.4 | n |  | TRUE
240 | bus_LV_981-7_0_5_node_241 | 0.4 | n |  | TRUE
241 | bus_LV_981-7_0_5_node_242 | 0.4 | n |  | TRUE
242 | bus_LV_981-7_0_5_node_244 | 0.4 | n |  | TRUE
243 | bus_LV_981-7_0_5_node_243 | 0.4 | n |  | TRUE
244 | bus_LV_981-7_0_5_node_245 | 0.4 | n |  | TRUE
245 | bus_MV_479_0_node_111 | 20 | n |  | TRUE

## load
| name | bus | p_mw | q_mvar | const_z_percent | const_i_percent | sn_mva | scaling | in_service | type
0 | LV_981-7_0_5_load_0 | 0 | 0.005453 | 0.0013667 | 0 | 0 |  | 1 | TRUE | wye
1 | LV_981-7_0_5_load_1 | 1 | 0.0046732 | 0.0011712 | 0 | 0 |  | 1 | TRUE | wye
2 | LV_981-7_0_5_load_2 | 2 | 0.0028088 | 0.00070396 | 0 | 0 |  | 1 | TRUE | wye
3 | LV_981-7_0_5_load_3 | 3 | 0.0064891 | 0.0016263 | 0 | 0 |  | 1 | TRUE | wye
4 | LV_981-7_0_5_load_4 | 4 | 0.0078421 | 0.0019654 | 0 | 0 |  | 1 | TRUE | wye
5 | LV_981-7_0_5_load_7 | 6 | 0.0044795 | 0.0011227 | 0 | 0 |  | 1 | TRUE | wye
6 | LV_981-7_0_5_load_53 | 9 | 0.0014414 | 0.00036125 | 0 | 0 |  | 1 | TRUE | wye
7 | LV_981-7_0_5_load_54 | 10 | 0.0020055 | 0.00050263 | 0 | 0 |  | 1 | TRUE | wye
8 | LV_981-7_0_5_load_49 | 11 | 0.0013785 | 0.00034548 | 0 | 0 |  | 1 | TRUE | wye
9 | LV_981-7_0_5_load_246 | 12 | 0.0020055 | 0.00050263 | 0 | 0 |  | 1 | TRUE | wye
10 | LV_981-7_0_5_load_78 | 13 | 0.0037399 | 0.0009373 | 0 | 0 |  | 1 | TRUE | wye
11 | LV_981-7_0_5_load_32 | 14 | 0.0020055 | 0.00050262 | 0 | 0 |  | 1 | TRUE | wye
12 | LV_981-7_0_5_load_22 | 15 | 0.0063573 | 0.0015933 | 0 | 0 |  | 1 | TRUE | wye
13 | LV_981-7_0_5_load_31 | 16 | 0.0039569 | 0.00099169 | 0 | 0 |  | 1 | TRUE | wye
14 | LV_981-7_0_5_load_30 | 17 | 0.0037769 | 0.00094657 | 0 | 0 |  | 1 | TRUE | wye
15 | LV_981-7_0_5_load_50 | 18 | 0.0013121 | 0.00032885 | 0 | 0 |  | 1 | TRUE | wye
16 | LV_981-7_0_5_load_52 | 19 | 0.0012472 | 0.00031258 | 0 | 0 |  | 1 | TRUE | wye
17 | LV_981-7_0_5_load_69 | 20 | 0.0013176 | 0.00033023 | 0 | 0 |  | 1 | TRUE | wye
18 | LV_981-7_0_5_load_23 | 21 | 0.0069392 | 0.0017391 | 0 | 0 |  | 1 | TRUE | wye
19 | LV_981-7_0_5_load_66 | 22 | 0.0019181 | 0.00048071 | 0 | 0 |  | 1 | TRUE | wye
20 | LV_981-7_0_5_load_67 | 23 | 0.0013417 | 0.00033625 | 0 | 0 |  | 1 | TRUE | wye
21 | LV_981-7_0_5_load_68 | 24 | 0.0013645 | 0.00034197 | 0 | 0 |  | 1 | TRUE | wye
22 | LV_981-7_0_5_load_6 | 25 | 0.013609 | 0.0034108 | 0 | 0 |  | 1 | TRUE | wye
23 | LV_981-7_0_5_load_63 | 26 | 0.0020592 | 0.00051608 | 0 | 0 |  | 1 | TRUE | wye
24 | LV_981-7_0_5_load_62 | 27 | 0.0015251 | 0.00038223 | 0 | 0 |  | 1 | TRUE | wye
25 | LV_981-7_0_5_load_8 | 28 | 0.010223 | 0.002562 | 0 | 0 |  | 1 | TRUE | wye
26 | LV_981-7_0_5_load_9 | 29 | 0.0034076 | 0.00085403 | 0 | 0 |  | 1 | TRUE | wye
27 | LV_981-7_0_5_load_10 | 30 | 0.0027496 | 0.00068911 | 0 | 0 |  | 1 | TRUE | wye
28 | LV_981-7_0_5_load_61 | 32 | 0.0023838 | 0.00059743 | 0 | 0 |  | 1 | TRUE | wye
29 | LV_981-7_0_5_load_58 | 33 | 0.0018884 | 0.00047329 | 0 | 0 |  | 1 | TRUE | wye
30 | LV_981-7_0_5_load_12 | 34 | 0.0018178 | 0.00045557 | 0 | 0 |  | 1 | TRUE | wye
31 | LV_981-7_0_5_load_83 | 35 | 0.0021911 | 0.00054915 | 0 | 0 |  | 1 | TRUE | wye
32 | LV_981-7_0_5_load_33 | 36 | 0.0032599 | 0.00081701 | 0 | 0 |  | 1 | TRUE | wye
33 | LV_981-7_0_5_load_75 | 37 | 0.0021132 | 0.00052963 | 0 | 0 |  | 1 | TRUE | wye
34 | LV_981-7_0_5_load_81 | 38 | 0.0034597 | 0.00086708 | 0 | 0 |  | 1 | TRUE | wye
35 | LV_981-7_0_5_load_59 | 39 | 0.0048459 | 0.0012145 | 0 | 0 |  | 1 | TRUE | wye
36 | LV_981-7_0_5_load_82 | 41 | 0.0019651 | 0.00049251 | 0 | 0 |  | 1 | TRUE | wye
37 | LV_981-7_0_5_load_13 | 42 | 0.0029527 | 0.00074001 | 0 | 0 |  | 1 | TRUE | wye
38 | LV_981-7_0_5_load_14 | 43 | 0.0023171 | 0.00058073 | 0 | 0 |  | 1 | TRUE | wye
39 | LV_981-7_0_5_load_15 | 44 | 0.0029324 | 0.00073494 | 0 | 0 |  | 1 | TRUE | wye
40 | LV_981-7_0_5_load_16 | 45 | 0.0031911 | 0.00079977 | 0 | 0 |  | 1 | TRUE | wye
41 | LV_981-7_0_5_load_17 | 46 | 0.0030761 | 0.00077095 | 0 | 0 |  | 1 | TRUE | wye
42 | LV_981-7_0_5_load_24 | 47 | 0.0066279 | 0.0016611 | 0 | 0 |  | 1 | TRUE | wye
43 | LV_981-7_0_5_load_43 | 48 | 0.0044073 | 0.0011046 | 0 | 0 |  | 1 | TRUE | wye
44 | LV_981-7_0_5_load_20 | 49 | 0.0021526 | 0.00053948 | 0 | 0 |  | 1 | TRUE | wye
45 | LV_981-7_0_5_load_39 | 50 | 0.0040324 | 0.0010106 | 0 | 0 |  | 1 | TRUE | wye
46 | LV_981-7_0_5_load_38 | 51 | 0.0029841 | 0.00074789 | 0 | 0 |  | 1 | TRUE | wye
47 | LV_981-7_0_5_load_18 | 52 | 0.0029367 | 0.00073599 | 0 | 0 |  | 1 | TRUE | wye
48 | LV_981-7_0_5_load_46 | 53 | 0.0029527 | 0.00074001 | 0 | 0 |  | 1 | TRUE | wye
49 | LV_981-7_0_5_load_19 | 54 | 0.0022294 | 0.00055875 | 0 | 0 |  | 1 | TRUE | wye
50 | LV_981-7_0_5_load_21 | 55 | 0.0020987 | 0.000526 | 0 | 0 |  | 1 | TRUE | wye
51 | LV_981-7_0_5_load_74 | 56 | 0.0021143 | 0.00052989 | 0 | 0 |  | 1 | TRUE | wye
52 | LV_981-7_0_5_load_47 | 57 | 0.0014324 | 0.00035899 | 0 | 0 |  | 1 | TRUE | wye
53 | LV_981-7_0_5_load_48 | 58 | 0.0030508 | 0.00076461 | 0 | 0 |  | 1 | TRUE | wye
54 | LV_981-7_0_5_load_42 | 59 | 0.0035441 | 0.00088823 | 0 | 0 |  | 1 | TRUE | wye
55 | LV_981-7_0_5_load_25 | 60 | 0.0030262 | 0.00075843 | 0 | 0 |  | 1 | TRUE | wye
56 | LV_981-7_0_5_load_26 | 61 | 0.0029478 | 0.00073879 | 0 | 0 |  | 1 | TRUE | wye
57 | LV_981-7_0_5_load_27 | 62 | 0.0019906 | 0.0004989 | 0 | 0 |  | 1 | TRUE | wye
58 | LV_981-7_0_5_load_29 | 64 | 0.0019618 | 0.00049167 | 0 | 0 |  | 1 | TRUE | wye
59 | LV_981-7_0_5_load_37 | 65 | 0.0063033 | 0.0015797 | 0 | 0 |  | 1 | TRUE | wye
60 | LV_981-7_0_5_load_34 | 66 | 0.0025286 | 0.00063373 | 0 | 0 |  | 1 | TRUE | wye
61 | LV_981-7_0_5_load_100 | 67 | 0.005412 | 0.0013564 | 0 | 0 |  | 1 | TRUE | wye
62 | LV_981-7_0_5_load_35 | 69 | 0.0024767 | 0.00062072 | 0 | 0 |  | 1 | TRUE | wye
63 | LV_981-7_0_5_load_55 | 71 | 0.0023456 | 0.00058787 | 0 | 0 |  | 1 | TRUE | wye
64 | LV_981-7_0_5_load_56 | 72 | 0.0017715 | 0.00044397 | 0 | 0 |  | 1 | TRUE | wye
65 | LV_981-7_0_5_load_91 | 73 | 0.0041787 | 0.0010473 | 0 | 0 |  | 1 | TRUE | wye
66 | LV_981-7_0_5_load_92 | 74 | 0.0019553 | 0.00049005 | 0 | 0 |  | 1 | TRUE | wye
67 | LV_981-7_0_5_load_40 | 75 | 0.0036734 | 0.00092065 | 0 | 0 |  | 1 | TRUE | wye
68 | LV_981-7_0_5_load_41 | 76 | 0.0035371 | 0.00088648 | 0 | 0 |  | 1 | TRUE | wye
69 | LV_981-7_0_5_load_84 | 77 | 0.0017855 | 0.0004475 | 0 | 0 |  | 1 | TRUE | wye
70 | LV_981-7_0_5_load_86 | 78 | 0.0024481 | 0.00061355 | 0 | 0 |  | 1 | TRUE | wye
71 | LV_981-7_0_5_load_44 | 79 | 0.0040689 | 0.0010198 | 0 | 0 |  | 1 | TRUE | wye
72 | LV_981-7_0_5_load_45 | 80 | 0.0017778 | 0.00044555 | 0 | 0 |  | 1 | TRUE | wye
73 | LV_981-7_0_5_load_57 | 81 | 0.0019859 | 0.00049772 | 0 | 0 |  | 1 | TRUE | wye
74 | LV_981-7_0_5_load_60 | 82 | 0.004282 | 0.0010732 | 0 | 0 |  | 1 | TRUE | wye
75 | LV_981-7_0_5_load_70 | 83 | 0.0014709 | 0.00036864 | 0 | 0 |  | 1 | TRUE | wye
76 | LV_981-7_0_5_load_87 | 84 | 0.0017024 | 0.00042665 | 0 | 0 |  | 1 | TRUE | wye
77 | LV_981-7_0_5_load_64 | 85 | 0.00084033 | 0.00021061 | 0 | 0 |  | 1 | TRUE | wye
78 | LV_981-7_0_5_load_65 | 86 | 0.0016024 | 0.0004016 | 0 | 0 |  | 1 | TRUE | wye
79 | LV_981-7_0_5_load_76 | 87 | 0.0019009 | 0.00047642 | 0 | 0 |  | 1 | TRUE | wye
80 | LV_981-7_0_5_load_77 | 88 | 0.0010964 | 0.00027478 | 0 | 0 |  | 1 | TRUE | wye
81 | LV_981-7_0_5_load_85 | 90 | 0.0010551 | 0.00026444 | 0 | 0 |  | 1 | TRUE | wye
82 | LV_981-7_0_5_load_72 | 92 | 0.0047176 | 0.0011823 | 0 | 0 |  | 1 | TRUE | wye
83 | LV_981-7_0_5_load_73 | 93 | 0.00067369 | 0.00016884 | 0 | 0 |  | 1 | TRUE | wye
84 | LV_981-7_0_5_load_162 | 94 | 0.0010995 | 0.00027555 | 0 | 0 |  | 1 | TRUE | wye
85 | LV_981-7_0_5_load_88 | 95 | 0.0011433 | 0.00028653 | 0 | 0 |  | 1 | TRUE | wye
86 | LV_981-7_0_5_load_228 | 96 | 0.00028759 | 7.2076e-05 | 0 | 0 |  | 1 | TRUE | wye
87 | LV_981-7_0_5_load_232 | 99 | 0.0009876 | 0.00024751 | 0 | 0 |  | 1 | TRUE | wye
88 | LV_981-7_0_5_load_231 | 100 | 0.0038909 | 0.00097515 | 0 | 0 |  | 1 | TRUE | wye
89 | LV_981-7_0_5_load_119 | 101 | 0.0021406 | 0.00053648 | 0 | 0 |  | 1 | TRUE | wye
90 | LV_981-7_0_5_load_115 | 102 | 0.001823 | 0.00045689 | 0 | 0 |  | 1 | TRUE | wye
91 | LV_981-7_0_5_load_163 | 103 | 0.001403 | 0.00035163 | 0 | 0 |  | 1 | TRUE | wye
92 | LV_981-7_0_5_load_165 | 104 | 0.002144 | 0.00053733 | 0 | 0 |  | 1 | TRUE | wye
93 | LV_981-7_0_5_load_127 | 106 | 0.0021537 | 0.00053976 | 0 | 0 |  | 1 | TRUE | wye
94 | LV_981-7_0_5_load_122 | 107 | 0.0021406 | 0.00053648 | 0 | 0 |  | 1 | TRUE | wye
95 | LV_981-7_0_5_load_120 | 108 | 0.0016497 | 0.00041345 | 0 | 0 |  | 1 | TRUE | wye
96 | LV_981-7_0_5_load_99 | 109 | 0.0018951 | 0.00047495 | 0 | 0 |  | 1 | TRUE | wye
97 | LV_981-7_0_5_load_93 | 110 | 0.0027189 | 0.00068142 | 0 | 0 |  | 1 | TRUE | wye
98 | LV_981-7_0_5_load_97 | 113 | 0.0050744 | 0.0012718 | 0 | 0 |  | 1 | TRUE | wye
99 | LV_981-7_0_5_load_126 | 114 | 0.008092 | 0.002028 | 0 | 0 |  | 1 | TRUE | wye
100 | LV_981-7_0_5_load_123 | 115 | 0.0015831 | 0.00039676 | 0 | 0 |  | 1 | TRUE | wye
101 | LV_981-7_0_5_load_98 | 116 | 0.0018286 | 0.0004583 | 0 | 0 |  | 1 | TRUE | wye
102 | LV_981-7_0_5_load_101 | 117 | 0.0062508 | 0.0015666 | 0 | 0 |  | 1 | TRUE | wye
103 | LV_981-7_0_5_load_102 | 118 | 0.0057542 | 0.0014422 | 0 | 0 |  | 1 | TRUE | wye
104 | LV_981-7_0_5_load_132 | 121 | 0.0025609 | 0.00064182 | 0 | 0 |  | 1 | TRUE | wye
105 | LV_981-7_0_5_load_131 | 122 | 0.0015132 | 0.00037923 | 0 | 0 |  | 1 | TRUE | wye
106 | LV_981-7_0_5_load_124 | 123 | 0.001208 | 0.00030274 | 0 | 0 |  | 1 | TRUE | wye
107 | LV_981-7_0_5_load_133 | 124 | 0.0029761 | 0.00074587 | 0 | 0 |  | 1 | TRUE | wye
108 | LV_981-7_0_5_load_105 | 125 | 0.0028204 | 0.00070685 | 0 | 0 |  | 1 | TRUE | wye
109 | LV_981-7_0_5_load_106 | 126 | 0.0030007 | 0.00075204 | 0 | 0 |  | 1 | TRUE | wye
110 | LV_981-7_0_5_load_113 | 129 | 0.0024698 | 0.000619 | 0 | 0 |  | 1 | TRUE | wye
111 | LV_981-7_0_5_load_110 | 130 | 0.002975 | 0.00074561 | 0 | 0 |  | 1 | TRUE | wye
112 | LV_981-7_0_5_load_140 | 133 | 0.002558 | 0.00064109 | 0 | 0 |  | 1 | TRUE | wye
113 | LV_981-7_0_5_load_114 | 134 | 0.003353 | 0.00084033 | 0 | 0 |  | 1 | TRUE | wye
114 | LV_981-7_0_5_load_111 | 135 | 0.002801 | 0.000702 | 0 | 0 |  | 1 | TRUE | wye
115 | LV_981-7_0_5_load_144 | 136 | 0.0027311 | 0.00068448 | 0 | 0 |  | 1 | TRUE | wye
116 | LV_981-7_0_5_load_142 | 137 | 0.0034329 | 0.00086036 | 0 | 0 |  | 1 | TRUE | wye
117 | LV_981-7_0_5_load_139 | 138 | 0.0025824 | 0.0006472 | 0 | 0 |  | 1 | TRUE | wye
118 | LV_981-7_0_5_load_112 | 139 | 0.0025698 | 0.00064406 | 0 | 0 |  | 1 | TRUE | wye
119 | LV_981-7_0_5_load_233 | 140 | 0.0020105 | 0.00050389 | 0 | 0 |  | 1 | TRUE | wye
120 | LV_981-7_0_5_load_175 | 141 | 0.0016996 | 0.00042596 | 0 | 0 |  | 1 | TRUE | wye
121 | LV_981-7_0_5_load_117 | 142 | 0.0018815 | 0.00047154 | 0 | 0 |  | 1 | TRUE | wye
122 | LV_981-7_0_5_load_118 | 143 | 0.0025168 | 0.00063078 | 0 | 0 |  | 1 | TRUE | wye
123 | LV_981-7_0_5_load_128 | 144 | 0.0026621 | 0.0006672 | 0 | 0 |  | 1 | TRUE | wye
124 | LV_981-7_0_5_load_129 | 145 | 0.0034005 | 0.00085225 | 0 | 0 |  | 1 | TRUE | wye
125 | LV_981-7_0_5_load_130 | 146 | 0.0016195 | 0.00040587 | 0 | 0 |  | 1 | TRUE | wye
126 | LV_981-7_0_5_load_134 | 147 | 0.0066795 | 0.001674 | 0 | 0 |  | 1 | TRUE | wye
127 | LV_981-7_0_5_load_135 | 148 | 0.00095069 | 0.00023826 | 0 | 0 |  | 1 | TRUE | wye
128 | LV_981-7_0_5_load_136 | 149 | 0.0047297 | 0.0011854 | 0 | 0 |  | 1 | TRUE | wye
129 | LV_981-7_0_5_load_137 | 150 | 0.0015128 | 0.00037913 | 0 | 0 |  | 1 | TRUE | wye
130 | LV_981-7_0_5_load_138 | 151 | 0.0015478 | 0.00038792 | 0 | 0 |  | 1 | TRUE | wye
131 | LV_981-7_0_5_load_198 | 152 | 0.0021797 | 0.00054628 | 0 | 0 |  | 1 | TRUE | wye
132 | LV_981-7_0_5_load_145 | 154 | 0.0015658 | 0.00039243 | 0 | 0 |  | 1 | TRUE | wye
133 | LV_981-7_0_5_load_146 | 155 | 0.0031488 | 0.00078916 | 0 | 0 |  | 1 | TRUE | wye
134 | LV_981-7_0_5_load_147 | 156 | 0.0028447 | 0.00071296 | 0 | 0 |  | 1 | TRUE | wye
135 | LV_981-7_0_5_load_197 | 157 | 0.002235 | 0.00056015 | 0 | 0 |  | 1 | TRUE | wye
136 | LV_981-7_0_5_load_199 | 158 | 0.0014389 | 0.00036062 | 0 | 0 |  | 1 | TRUE | wye
137 | LV_981-7_0_5_load_148 | 159 | 0.0023029 | 0.00057715 | 0 | 0 |  | 1 | TRUE | wye
138 | LV_981-7_0_5_load_195 | 160 | 0.0015766 | 0.00039512 | 0 | 0 |  | 1 | TRUE | wye
139 | LV_981-7_0_5_load_149 | 161 | 0.00089589 | 0.00022453 | 0 | 0 |  | 1 | TRUE | wye
140 | LV_981-7_0_5_load_150 | 162 | 0.006793 | 0.0017025 | 0 | 0 |  | 1 | TRUE | wye
141 | LV_981-7_0_5_load_157 | 163 | 0.00068625 | 0.00017199 | 0 | 0 |  | 1 | TRUE | wye
142 | LV_981-7_0_5_load_161 | 165 | 0.0013291 | 0.0003331 | 0 | 0 |  | 1 | TRUE | wye
143 | LV_981-7_0_5_load_151 | 167 | 0.0029419 | 0.00073731 | 0 | 0 |  | 1 | TRUE | wye
144 | LV_981-7_0_5_load_160 | 169 | 0.0016706 | 0.00041868 | 0 | 0 |  | 1 | TRUE | wye
145 | LV_981-7_0_5_load_158 | 170 | 0.00099908 | 0.00025039 | 0 | 0 |  | 1 | TRUE | wye
146 | LV_981-7_0_5_load_153 | 171 | 0.00063309 | 0.00015867 | 0 | 0 |  | 1 | TRUE | wye
147 | LV_981-7_0_5_load_154 | 172 | 0.00091375 | 0.00022901 | 0 | 0 |  | 1 | TRUE | wye
148 | LV_981-7_0_5_load_156 | 173 | 0.0009182 | 0.00023012 | 0 | 0 |  | 1 | TRUE | wye
149 | LV_981-7_0_5_load_201 | 174 | 0.0052491 | 0.0013156 | 0 | 0 |  | 1 | TRUE | wye
150 | LV_981-7_0_5_load_196 | 175 | 0.0014667 | 0.00036759 | 0 | 0 |  | 1 | TRUE | wye
151 | LV_981-7_0_5_load_205 | 176 | 0.0022371 | 0.00056066 | 0 | 0 |  | 1 | TRUE | wye
152 | LV_981-7_0_5_load_164 | 178 | 0.0013269 | 0.00033256 | 0 | 0 |  | 1 | TRUE | wye
153 | LV_981-7_0_5_load_167 | 180 | 0.001479 | 0.00037068 | 0 | 0 |  | 1 | TRUE | wye
154 | LV_981-7_0_5_load_168 | 181 | 0.0026875 | 0.00067355 | 0 | 0 |  | 1 | TRUE | wye
155 | LV_981-7_0_5_load_169 | 182 | 0.0011211 | 0.00028097 | 0 | 0 |  | 1 | TRUE | wye
156 | LV_981-7_0_5_load_176 | 183 | 0.0074051 | 0.0018559 | 0 | 0 |  | 1 | TRUE | wye
157 | LV_981-7_0_5_load_170 | 184 | 0.00097702 | 0.00024487 | 0 | 0 |  | 1 | TRUE | wye
158 | LV_981-7_0_5_load_171 | 186 | 0.00089289 | 0.00022378 | 0 | 0 |  | 1 | TRUE | wye
159 | LV_981-7_0_5_load_172 | 187 | 0.00081722 | 0.00020481 | 0 | 0 |  | 1 | TRUE | wye
160 | LV_981-7_0_5_load_173 | 188 | 0.00085278 | 0.00021373 | 0 | 0 |  | 1 | TRUE | wye
161 | LV_981-7_0_5_load_174 | 189 | 0.0022658 | 0.00056787 | 0 | 0 |  | 1 | TRUE | wye
162 | LV_981-7_0_5_load_181 | 190 | 0.006263 | 0.0015697 | 0 | 0 |  | 1 | TRUE | wye
163 | LV_981-7_0_5_load_178 | 191 | 0.0056186 | 0.0014081 | 0 | 0 |  | 1 | TRUE | wye
164 | LV_981-7_0_5_load_190 | 192 | 0.0047322 | 0.001186 | 0 | 0 |  | 1 | TRUE | wye
165 | LV_981-7_0_5_load_179 | 193 | 0.0045092 | 0.0011301 | 0 | 0 |  | 1 | TRUE | wye
166 | LV_981-7_0_5_load_180 | 194 | 0.0022565 | 0.00056553 | 0 | 0 |  | 1 | TRUE | wye
167 | LV_981-7_0_5_load_182 | 195 | 0.0019273 | 0.00048303 | 0 | 0 |  | 1 | TRUE | wye
168 | LV_981-7_0_5_load_183 | 196 | 0.0011381 | 0.00028524 | 0 | 0 |  | 1 | TRUE | wye
169 | LV_981-7_0_5_load_225 | 197 | 0.005254 | 0.0013168 | 0 | 0 |  | 1 | TRUE | wye
170 | LV_981-7_0_5_load_223 | 199 | 0.0046976 | 0.0011773 | 0 | 0 |  | 1 | TRUE | wye
171 | LV_981-7_0_5_load_224 | 200 | 0.0054292 | 0.0013607 | 0 | 0 |  | 1 | TRUE | wye
172 | LV_981-7_0_5_load_237 | 201 | 0.0023048 | 0.00057764 | 0 | 0 |  | 1 | TRUE | wye
173 | LV_981-7_0_5_load_236 | 202 | 0.0025043 | 0.00062763 | 0 | 0 |  | 1 | TRUE | wye
174 | LV_981-7_0_5_load_184 | 203 | 0.0021003 | 0.00052638 | 0 | 0 |  | 1 | TRUE | wye
175 | LV_981-7_0_5_load_185 | 204 | 0.0037297 | 0.00093476 | 0 | 0 |  | 1 | TRUE | wye
176 | LV_981-7_0_5_load_186 | 205 | 0.0021985 | 0.000551 | 0 | 0 |  | 1 | TRUE | wye
177 | LV_981-7_0_5_load_188 | 206 | 0.0022954 | 0.00057528 | 0 | 0 |  | 1 | TRUE | wye
178 | LV_981-7_0_5_load_189 | 207 | 0.0017834 | 0.00044696 | 0 | 0 |  | 1 | TRUE | wye
179 | LV_981-7_0_5_load_191 | 208 | 0.0052794 | 0.0013231 | 0 | 0 |  | 1 | TRUE | wye
180 | LV_981-7_0_5_load_192 | 209 | 0.0017756 | 0.00044501 | 0 | 0 |  | 1 | TRUE | wye
181 | LV_981-7_0_5_load_247 | 210 | 0.0070335 | 0.0017628 | 0 | 0 |  | 1 | TRUE | wye
182 | LV_981-7_0_5_load_222 | 211 | 0.0007066 | 0.00017709 | 0 | 0 |  | 1 | TRUE | wye
183 | LV_981-7_0_5_load_221 | 212 | 0.00032284 | 8.0912e-05 | 0 | 0 |  | 1 | TRUE | wye
184 | LV_981-7_0_5_load_193 | 213 | 0.0038642 | 0.00096847 | 0 | 0 |  | 1 | TRUE | wye
185 | LV_981-7_0_5_load_194 | 214 | 0.0023764 | 0.00059559 | 0 | 0 |  | 1 | TRUE | wye
186 | LV_981-7_0_5_load_200 | 215 | 0.0036468 | 0.00091398 | 0 | 0 |  | 1 | TRUE | wye
187 | LV_981-7_0_5_load_234 | 216 | 0.0019116 | 0.0004791 | 0 | 0 |  | 1 | TRUE | wye
188 | LV_981-7_0_5_load_235 | 217 | 0.00099916 | 0.00025041 | 0 | 0 |  | 1 | TRUE | wye
189 | LV_981-7_0_5_load_203 | 218 | 0.0018004 | 0.00045122 | 0 | 0 |  | 1 | TRUE | wye
190 | LV_981-7_0_5_load_204 | 219 | 0.0009909 | 0.00024834 | 0 | 0 |  | 1 | TRUE | wye
191 | LV_981-7_0_5_load_206 | 220 | 0.0010855 | 0.00027206 | 0 | 0 |  | 1 | TRUE | wye
192 | LV_981-7_0_5_load_207 | 221 | 0.0004265 | 0.00010689 | 0 | 0 |  | 1 | TRUE | wye
193 | LV_981-7_0_5_load_219 | 222 | 0.0010952 | 0.00027449 | 0 | 0 |  | 1 | TRUE | wye
194 | LV_981-7_0_5_load_218 | 223 | 0.0015868 | 0.00039769 | 0 | 0 |  | 1 | TRUE | wye
195 | LV_981-7_0_5_load_210 | 226 | 0.000452 | 0.00011328 | 0 | 0 |  | 1 | TRUE | wye
196 | LV_981-7_0_5_load_212 | 229 | 0.0014386 | 0.00036055 | 0 | 0 |  | 1 | TRUE | wye
197 | LV_981-7_0_5_load_213 | 230 | 0.0015262 | 0.00038251 | 0 | 0 |  | 1 | TRUE | wye
198 | LV_981-7_0_5_load_214 | 231 | 0.0023064 | 0.00057804 | 0 | 0 |  | 1 | TRUE | wye
199 | LV_981-7_0_5_load_215 | 232 | 0.00096533 | 0.00024194 | 0 | 0 |  | 1 | TRUE | wye
200 | LV_981-7_0_5_load_216 | 233 | 0.0011885 | 0.00029786 | 0 | 0 |  | 1 | TRUE | wye
201 | LV_981-7_0_5_load_220 | 234 | 0.0015514 | 0.00038881 | 0 | 0 |  | 1 | TRUE | wye
202 | LV_981-7_0_5_load_226 | 235 | 0.00041263 | 0.00010342 | 0 | 0 |  | 1 | TRUE | wye
203 | LV_981-7_0_5_load_229 | 236 | 0.0040904 | 0.0010252 | 0 | 0 |  | 1 | TRUE | wye
204 | LV_981-7_0_5_load_238 | 237 | 0.0018779 | 0.00047066 | 0 | 0 |  | 1 | TRUE | wye
205 | LV_981-7_0_5_load_239 | 238 | 0.0022862 | 0.00057297 | 0 | 0 |  | 1 | TRUE | wye
206 | LV_981-7_0_5_load_240 | 239 | 0.0021233 | 0.00053215 | 0 | 0 |  | 1 | TRUE | wye
207 | LV_981-7_0_5_load_241 | 240 | 0.0027234 | 0.00068254 | 0 | 0 |  | 1 | TRUE | wye
208 | LV_981-7_0_5_load_242 | 241 | 0.001867 | 0.00046792 | 0 | 0 |  | 1 | TRUE | wye
209 | LV_981-7_0_5_load_244 | 242 | 0.00098941 | 0.00024797 | 0 | 0 |  | 1 | TRUE | wye
210 | LV_981-7_0_5_load_243 | 243 | 0.0017032 | 0.00042687 | 0 | 0 |  | 1 | TRUE | wye
211 | LV_981-7_0_5_load_245 | 244 | 0.0086838 | 0.0021764 | 0 | 0 |  | 1 | TRUE | wye

## ext_grid
| name | bus | vm_pu | va_degree | slack_weight | in_service
0 |  | 30 | 1 | 0 | 1 | TRUE

## line
| name | std_type | from_bus | to_bus | length_km | r_ohm_per_km | x_ohm_per_km | c_nf_per_km | g_us_per_km | max_i_ka | df | parallel | type | in_service
0 | LV_981-7_0_5_line_0 |  | 0 | 1 | 0.012312 | 0.125 | 0.08 | 261 | 0 | 0.364 | 1 | 1 | cs | TRUE
1 | LV_981-7_0_5_line_1 |  | 1 | 2 | 0.02493 | 0.125 | 0.08 | 261 | 0 | 0.364 | 1 | 1 | cs | TRUE
2 | LV_981-7_0_5_line_2 |  | 2 | 15 | 0.012503 | 0.125 | 0.08 | 261 | 0 | 0.364 | 1 | 1 | cs | TRUE
3 | LV_981-7_0_5_line_3 |  | 3 | 4 | 0.031954 | 0.125 | 0.08 | 261 | 0 | 0.364 | 1 | 1 | cs | TRUE
4 | LV_981-7_0_5_line_4 |  | 3 | 5 | 0.029787 | 0.125 | 0.08 | 261 | 0 | 0.364 | 1 | 1 | cs | TRUE
5 | LV_981-7_0_5_line_5 |  | 4 | 25 | 0.0074532 | 0.125 | 0.08 | 261 | 0 | 0.364 | 1 | 1 | cs | TRUE
6 | LV_981-7_0_5_line_6 |  | 5 | 6 | 0.022612 | 0.125 | 0.08 | 261 | 0 | 0.364 | 1 | 1 | cs | TRUE
7 | LV_981-7_0_5_line_7 |  | 6 | 7 | 0.010148 | 0.125 | 0.08 | 261 | 0 | 0.364 | 1 | 1 | cs | TRUE
8 | LV_981-7_0_5_line_8 |  | 7 | 9 | 0.013432 | 0.125 | 0.08 | 261 | 0 | 0.364 | 1 | 1 | cs | TRUE
9 | LV_981-7_0_5_line_9 |  | 7 | 13 | 0.011829 | 0.125 | 0.08 | 261 | 0 | 0.364 | 1 | 1 | cs | TRUE
10 | LV_981-7_0_5_line_10 |  | 8 | 9 | 0.012451 | 0.125 | 0.08 | 261 | 0 | 0.364 | 1 | 1 | cs | TRUE
11 | LV_981-7_0_5_line_11 |  | 8 | 10 | 0.025798 | 0.125 | 0.08 | 261 | 0 | 0.364 | 1 | 1 | cs | TRUE
12 | LV_981-7_0_5_line_12 |  | 8 | 11 | 0.018428 | 0.125 | 0.08 | 261 | 0 | 0.364 | 1 | 1 | cs | TRUE
13 | LV_981-7_0_5_line_13 |  | 10 | 12 | 0.0019203 | 0.125 | 0.08 | 261 | 0 | 0.364 | 1 | 1 | cs | TRUE
14 | LV_981-7_0_5_line_14 |  | 11 | 18 | 0.0004234 | 0.125 | 0.08 | 261 | 0 | 0.364 | 1 | 1 | cs | TRUE
15 | LV_981-7_0_5_line_15 |  | 12 | 14 | 0.016674 | 0.125 | 0.08 | 261 | 0 | 0.364 | 1 | 1 | cs | TRUE
16 | LV_981-7_0_5_line_16 |  | 14 | 16 | 0.015675 | 0.125 | 0.08 | 261 | 0 | 0.364 | 1 | 1 | cs | TRUE
17 | LV_981-7_0_5_line_17 |  | 15 | 21 | 0.021873 | 0.125 | 0.08 | 261 | 0 | 0.364 | 1 | 2 | cs | TRUE
18 | LV_981-7_0_5_line_18 |  | 16 | 17 | 0.017323 | 0.125 | 0.08 | 261 | 0 | 0.364 | 1 | 1 | cs | TRUE
19 | LV_981-7_0_5_line_19 |  | 18 | 19 | 0.0083519 | 0.125 | 0.08 | 261 | 0 | 0.364 | 1 | 1 | cs | TRUE
20 | LV_981-7_0_5_line_20 |  | 19 | 20 | 0.0063651 | 0.125 | 0.08 | 261 | 0 | 0.364 | 1 | 1 | cs | TRUE
21 | LV_981-7_0_5_line_21 |  | 20 | 23 | 0.0086068 | 0.125 | 0.08 | 261 | 0 | 0.364 | 1 | 1 | cs | TRUE
22 | LV_981-7_0_5_line_22 |  | 21 | 47 | 0.012538 | 0.125 | 0.08 | 261 | 0 | 0.364 | 1 | 5 | cs | TRUE
23 | LV_981-7_0_5_line_23 |  | 22 | 23 | 0.0015757 | 0.125 | 0.08 | 261 | 0 | 0.364 | 1 | 1 | cs | TRUE
24 | LV_981-7_0_5_line_24 |  | 22 | 24 | 0.013596 | 0.125 | 0.08 | 261 | 0 | 0.364 | 1 | 1 | cs | TRUE
25 | LV_981-7_0_5_line_25 |  | 24 | 58 | 0.0048002 | 0.125 | 0.08 | 261 | 0 | 0.364 | 1 | 1 | cs | TRUE
26 | LV_981-7_0_5_line_26 |  | 26 | 27 | 0.0065566 | 0.125 | 0.08 | 261 | 0 | 0.364 | 1 | 1 | cs | TRUE
27 | LV_981-7_0_5_line_27 |  | 27 | 85 | 0.012152 | 0.125 | 0.08 | 261 | 0 | 0.364 | 1 | 1 | cs | TRUE
28 | LV_981-7_0_5_line_28 |  | 28 | 29 | 0.0059081 | 0.125 | 0.08 | 261 | 0 | 0.364 | 1 | 5 | cs | TRUE
29 | LV_981-7_0_5_line_29 |  | 28 | 30 | 0.013496 | 0.125 | 0.08 | 261 | 0 | 0.364 | 1 | 5 | cs | TRUE
30 | LV_981-7_0_5_line_30 |  | 29 | 31 | 0.026511 | 0.125 | 0.08 | 261 | 0 | 0.364 | 1 | 5 | cs | TRUE
31 | LV_981-7_0_5_line_31 |  | 31 | 32 | 0.011746 | 0.125 | 0.08 | 261 | 0 | 0.364 | 1 | 5 | cs | TRUE
32 | LV_981-7_0_5_line_32 |  | 31 | 33 | 0.0046297 | 0.125 | 0.08 | 261 | 0 | 0.364 | 1 | 5 | cs | TRUE
33 | LV_981-7_0_5_line_33 |  | 32 | 38 | 0.034361 | 0.125 | 0.08 | 261 | 0 | 0.364 | 1 | 2 | cs | TRUE
34 | LV_981-7_0_5_line_34 |  | 33 | 39 | 0.010223 | 0.125 | 0.08 | 261 | 0 | 0.364 | 1 | 5 | cs | TRUE
35 | LV_981-7_0_5_line_35 |  | 34 | 35 | 0.0021405 | 0.125 | 0.08 | 261 | 0 | 0.364 | 1 | 1 | cs | TRUE
36 | LV_981-7_0_5_line_36 |  | 35 | 40 | 0.041133 | 0.125 | 0.08 | 261 | 0 | 0.364 | 1 | 5 | cs | TRUE
37 | LV_981-7_0_5_line_37 |  | 35 | 41 | 0.015826 | 0.125 | 0.08 | 261 | 0 | 0.364 | 1 | 5 | cs | TRUE
38 | LV_981-7_0_5_line_38 |  | 36 | 37 | 0.042896 | 0.125 | 0.08 | 261 | 0 | 0.364 | 1 | 1 | cs | TRUE
39 | LV_981-7_0_5_line_39 |  | 37 | 38 | 0.040052 | 0.125 | 0.08 | 261 | 0 | 0.364 | 1 | 2 | cs | TRUE
40 | LV_981-7_0_5_line_40 |  | 37 | 56 | 0.0044252 | 0.125 | 0.08 | 261 | 0 | 0.364 | 1 | 1 | cs | TRUE
41 | LV_981-7_0_5_line_41 |  | 38 | 50 | 0.032316 | 0.125 | 0.08 | 261 | 0 | 0.364 | 1 | 1 | cs | TRUE
42 | LV_981-7_0_5_line_42 |  | 39 | 82 | 0.012575 | 0.125 | 0.08 | 261 | 0 | 0.364 | 1 | 5 | cs | TRUE
43 | LV_981-7_0_5_line_43 |  | 40 | 101 | 0.0036052 | 0.125 | 0.08 | 261 | 0 | 0.364 | 1 | 5 | cs | TRUE
44 | LV_981-7_0_5_line_44 |  | 40 | 102 | 0.027694 | 0.125 | 0.08 | 261 | 0 | 0.364 | 1 | 5 | cs | TRUE
45 | LV_981-7_0_5_line_45 |  | 41 | 80 | 0.025403 | 0.125 | 0.08 | 261 | 0 | 0.364 | 1 | 5 | cs | TRUE
46 | LV_981-7_0_5_line_46 |  | 42 | 43 | 0.010708 | 0.125 | 0.08 | 261 | 0 | 0.364 | 1 | 1 | cs | TRUE
47 | LV_981-7_0_5_line_47 |  | 42 | 44 | 0.0044828 | 0.125 | 0.08 | 261 | 0 | 0.364 | 1 | 1 | cs | TRUE
48 | LV_981-7_0_5_line_48 |  | 43 | 45 | 0.0046281 | 0.125 | 0.08 | 261 | 0 | 0.364 | 1 | 1 | cs | TRUE
49 | LV_981-7_0_5_line_49 |  | 44 | 46 | 0.0041929 | 0.125 | 0.08 | 261 | 0 | 0.364 | 1 | 1 | cs | TRUE
50 | LV_981-7_0_5_line_50 |  | 45 | 49 | 0.0037996 | 0.125 | 0.08 | 261 | 0 | 0.364 | 1 | 1 | cs | TRUE
51 | LV_981-7_0_5_line_51 |  | 46 | 51 | 0.0043047 | 0.125 | 0.08 | 261 | 0 | 0.364 | 1 | 1 | cs | TRUE
52 | LV_981-7_0_5_line_52 |  | 47 | 48 | 0.022705 | 0.125 | 0.08 | 261 | 0 | 0.364 | 1 | 5 | cs | TRUE
53 | LV_981-7_0_5_line_53 |  | 48 | 59 | 0.02223 | 0.125 | 0.08 | 261 | 0 | 0.364 | 1 | 5 | cs | TRUE
54 | LV_981-7_0_5_line_54 |  | 49 | 52 | 0.0048464 | 0.125 | 0.08 | 261 | 0 | 0.364 | 1 | 1 | cs | TRUE
55 | LV_981-7_0_5_line_55 |  | 50 | 75 | 0.0084674 | 0.125 | 0.08 | 261 | 0 | 0.364 | 1 | 1 | cs | TRUE
56 | LV_981-7_0_5_line_56 |  | 51 | 53 | 0.011216 | 0.125 | 0.08 | 261 | 0 | 0.364 | 1 | 1 | cs | TRUE
57 | LV_981-7_0_5_line_57 |  | 52 | 54 | 0.010514 | 0.125 | 0.08 | 261 | 0 | 0.364 | 1 | 1 | cs | TRUE
58 | LV_981-7_0_5_line_58 |  | 53 | 57 | 0.0045781 | 0.125 | 0.08 | 261 | 0 | 0.364 | 1 | 1 | cs | TRUE
59 | LV_981-7_0_5_line_59 |  | 54 | 55 | 0.004524 | 0.125 | 0.08 | 261 | 0 | 0.364 | 1 | 1 | cs | TRUE
60 | LV_981-7_0_5_line_60 |  | 55 | 56 | 0.0040636 | 0.125 | 0.08 | 261 | 0 | 0.364 | 1 | 1 | cs | TRUE
61 | LV_981-7_0_5_line_61 |  | 57 | 58 | 0.0039369 | 0.125 | 0.08 | 261 | 0 | 0.364 | 1 | 1 | cs | TRUE
62 | LV_981-7_0_5_line_62 |  | 59 | 79 | 0.021504 | 0.125 | 0.08 | 261 | 0 | 0.364 | 1 | 5 | cs | TRUE
63 | LV_981-7_0_5_line_63 |  | 60 | 61 | 0.014077 | 0.125 | 0.08 | 261 | 0 | 0.364 | 1 | 5 | cs | TRUE
64 | LV_981-7_0_5_line_64 |  | 60 | 62 | 0.0084818 | 0.125 | 0.08 | 261 | 0 | 0.364 | 1 | 3 | cs | TRUE
65 | LV_981-7_0_5_line_65 |  | 61 | 63 | 0.017244 | 0.125 | 0.08 | 261 | 0 | 0.364 | 1 | 5 | cs | TRUE
66 | LV_981-7_0_5_line_66 |  | 62 | 64 | 0.0088218 | 0.125 | 0.08 | 261 | 0 | 0.364 | 1 | 1 | cs | TRUE
67 | LV_981-7_0_5_line_67 |  | 63 | 65 | 0.0038092 | 0.125 | 0.08 | 261 | 0 | 0.364 | 1 | 5 | cs | TRUE
68 | LV_981-7_0_5_line_68 |  | 63 | 66 | 0.020235 | 0.125 | 0.08 | 261 | 0 | 0.364 | 1 | 5 | cs | TRUE
69 | LV_981-7_0_5_line_69 |  | 64 | 67 | 0.0028634 | 0.125 | 0.08 | 261 | 0 | 0.364 | 1 | 1 | cs | TRUE
70 | LV_981-7_0_5_line_70 |  | 65 | 68 | 0.04667 | 0.125 | 0.08 | 261 | 0 | 0.364 | 1 | 5 | cs | TRUE
71 | LV_981-7_0_5_line_71 |  | 66 | 69 | 0.027189 | 0.125 | 0.08 | 261 | 0 | 0.364 | 1 | 5 | cs | TRUE
72 | LV_981-7_0_5_line_72 |  | 68 | 73 | 0.005229 | 0.125 | 0.08 | 261 | 0 | 0.364 | 1 | 5 | cs | TRUE
73 | LV_981-7_0_5_line_73 |  | 68 | 74 | 0.016113 | 0.125 | 0.08 | 261 | 0 | 0.364 | 1 | 5 | cs | TRUE
74 | LV_981-7_0_5_line_74 |  | 69 | 70 | 0.0023676 | 0.125 | 0.08 | 261 | 0 | 0.364 | 1 | 5 | cs | TRUE
75 | LV_981-7_0_5_line_75 |  | 70 | 71 | 0.012852 | 0.125 | 0.08 | 261 | 0 | 0.364 | 1 | 2 | cs | TRUE
76 | LV_981-7_0_5_line_76 |  | 71 | 72 | 0.00025996 | 0.125 | 0.08 | 261 | 0 | 0.364 | 1 | 1 | cs | TRUE
77 | LV_981-7_0_5_line_77 |  | 72 | 81 | 0.025959 | 0.125 | 0.08 | 261 | 0 | 0.364 | 1 | 1 | cs | TRUE
78 | LV_981-7_0_5_line_78 |  | 73 | 105 | 0.019993 | 0.125 | 0.08 | 261 | 0 | 0.364 | 1 | 5 | cs | TRUE
79 | LV_981-7_0_5_line_79 |  | 74 | 106 | 0.0087395 | 0.125 | 0.08 | 261 | 0 | 0.364 | 1 | 5 | cs | TRUE
80 | LV_981-7_0_5_line_80 |  | 75 | 76 | 0.023758 | 0.125 | 0.08 | 261 | 0 | 0.364 | 1 | 1 | cs | TRUE
81 | LV_981-7_0_5_line_81 |  | 76 | 77 | 0.030901 | 0.125 | 0.08 | 261 | 0 | 0.364 | 1 | 1 | cs | TRUE
82 | LV_981-7_0_5_line_82 |  | 77 | 78 | 0.0060051 | 0.125 | 0.08 | 261 | 0 | 0.364 | 1 | 1 | cs | TRUE
83 | LV_981-7_0_5_line_83 |  | 78 | 90 | 0.025371 | 0.125 | 0.08 | 261 | 0 | 0.364 | 1 | 1 | cs | TRUE
84 | LV_981-7_0_5_line_84 |  | 79 | 80 | 0.026819 | 0.125 | 0.08 | 261 | 0 | 0.364 | 1 | 5 | cs | TRUE
85 | LV_981-7_0_5_line_85 |  | 82 | 83 | 0.0088442 | 0.125 | 0.08 | 261 | 0 | 0.364 | 1 | 5 | cs | TRUE
86 | LV_981-7_0_5_line_86 |  | 83 | 84 | 0.018997 | 0.125 | 0.08 | 261 | 0 | 0.364 | 1 | 5 | cs | TRUE
87 | LV_981-7_0_5_line_87 |  | 84 | 94 | 0.005503 | 0.125 | 0.08 | 261 | 0 | 0.364 | 1 | 5 | cs | TRUE
88 | LV_981-7_0_5_line_88 |  | 85 | 86 | 0.018984 | 0.125 | 0.08 | 261 | 0 | 0.364 | 1 | 1 | cs | TRUE
89 | LV_981-7_0_5_line_89 |  | 86 | 91 | 0.014156 | 0.125 | 0.08 | 261 | 0 | 0.364 | 1 | 1 | cs | TRUE
90 | LV_981-7_0_5_line_90 |  | 87 | 88 | 0.0068249 | 0.125 | 0.08 | 261 | 0 | 0.364 | 1 | 1 | cs | TRUE
91 | LV_981-7_0_5_line_91 |  | 88 | 89 | 0.0017906 | 0.125 | 0.08 | 261 | 0 | 0.364 | 1 | 1 | cs | TRUE
92 | LV_981-7_0_5_line_92 |  | 89 | 90 | 0.014899 | 0.125 | 0.08 | 261 | 0 | 0.364 | 1 | 1 | cs | TRUE
93 | LV_981-7_0_5_line_93 |  | 91 | 92 | 0.030193 | 0.125 | 0.08 | 261 | 0 | 0.364 | 1 | 1 | cs | TRUE
94 | LV_981-7_0_5_line_94 |  | 91 | 93 | 0.057139 | 0.125 | 0.08 | 261 | 0 | 0.364 | 1 | 1 | cs | TRUE
95 | LV_981-7_0_5_line_95 |  | 92 | 95 | 0.007769 | 0.125 | 0.08 | 261 | 0 | 0.364 | 1 | 1 | cs | TRUE
96 | LV_981-7_0_5_line_96 |  | 93 | 96 | 0.0090259 | 0.125 | 0.08 | 261 | 0 | 0.364 | 1 | 1 | cs | TRUE
97 | LV_981-7_0_5_line_97 |  | 94 | 97 | 0.035721 | 0.125 | 0.08 | 261 | 0 | 0.364 | 1 | 5 | cs | TRUE
98 | LV_981-7_0_5_line_98 |  | 95 | 97 | 0.0085712 | 0.125 | 0.08 | 261 | 0 | 0.364 | 1 | 2 | cs | TRUE
99 | LV_981-7_0_5_line_99 |  | 96 | 98 | 0.030553 | 0.125 | 0.08 | 261 | 0 | 0.364 | 1 | 1 | cs | TRUE
100 | LV_981-7_0_5_line_100 |  | 97 | 103 | 0.016683 | 0.125 | 0.08 | 261 | 0 | 0.364 | 1 | 5 | cs | TRUE
101 | LV_981-7_0_5_line_101 |  | 98 | 236 | 0.020204 | 0.125 | 0.08 | 261 | 0 | 0.364 | 1 | 1 | cs | TRUE
102 | LV_981-7_0_5_line_102 |  | 98 | 100 | 0.076874 | 0.125 | 0.08 | 261 | 0 | 0.364 | 1 | 1 | cs | TRUE
103 | LV_981-7_0_5_line_103 |  | 98 | 235 | 0.030257 | 0.125 | 0.08 | 261 | 0 | 0.364 | 1 | 1 | cs | TRUE
104 | LV_981-7_0_5_line_104 |  | 99 | 100 | 0.084652 | 0.125 | 0.08 | 261 | 0 | 0.364 | 1 | 1 | cs | TRUE
105 | LV_981-7_0_5_line_105 |  | 101 | 142 | 0.024017 | 0.125 | 0.08 | 261 | 0 | 0.364 | 1 | 5 | cs | TRUE
106 | LV_981-7_0_5_line_106 |  | 102 | 134 | 0.018768 | 0.125 | 0.08 | 261 | 0 | 0.364 | 1 | 5 | cs | TRUE
107 | LV_981-7_0_5_line_107 |  | 103 | 104 | 0.010347 | 0.125 | 0.08 | 261 | 0 | 0.364 | 1 | 5 | cs | TRUE
108 | LV_981-7_0_5_line_108 |  | 104 | 178 | 0.019115 | 0.125 | 0.08 | 261 | 0 | 0.364 | 1 | 5 | cs | TRUE
109 | LV_981-7_0_5_line_109 |  | 105 | 107 | 0.014654 | 0.125 | 0.08 | 261 | 0 | 0.364 | 1 | 5 | cs | TRUE
110 | LV_981-7_0_5_line_110 |  | 105 | 108 | 0.011701 | 0.125 | 0.08 | 261 | 0 | 0.364 | 1 | 5 | cs | TRUE
111 | LV_981-7_0_5_line_111 |  | 106 | 109 | 0.01836 | 0.125 | 0.08 | 261 | 0 | 0.364 | 1 | 5 | cs | TRUE
112 | LV_981-7_0_5_line_112 |  | 107 | 144 | 0.0015408 | 0.125 | 0.08 | 261 | 0 | 0.364 | 1 | 5 | cs | TRUE
113 | LV_981-7_0_5_line_113 |  | 108 | 143 | 0.018135 | 0.125 | 0.08 | 261 | 0 | 0.364 | 1 | 5 | cs | TRUE
114 | LV_981-7_0_5_line_114 |  | 109 | 116 | 0.0092208 | 0.125 | 0.08 | 261 | 0 | 0.364 | 1 | 5 | cs | TRUE
115 | LV_981-7_0_5_line_115 |  | 110 | 111 | 0.059208 | 0.125 | 0.08 | 261 | 0 | 0.364 | 1 | 2 | cs | TRUE
116 | LV_981-7_0_5_line_116 |  | 111 | 112 | 0.028536 | 0.125 | 0.08 | 261 | 0 | 0.364 | 1 | 5 | cs | TRUE
117 | LV_981-7_0_5_line_117 |  | 111 | 113 | 0.041567 | 0.125 | 0.08 | 261 | 0 | 0.364 | 1 | 5 | cs | TRUE
118 | LV_981-7_0_5_line_118 |  | 112 | 114 | 0.017312 | 0.125 | 0.08 | 261 | 0 | 0.364 | 1 | 3 | cs | TRUE
119 | LV_981-7_0_5_line_119 |  | 112 | 115 | 0.014202 | 0.125 | 0.08 | 261 | 0 | 0.364 | 1 | 1 | cs | TRUE
120 | LV_981-7_0_5_line_120 |  | 113 | 116 | 0.01859 | 0.125 | 0.08 | 261 | 0 | 0.364 | 1 | 5 | cs | TRUE
121 | LV_981-7_0_5_line_121 |  | 117 | 118 | 0.03209 | 0.125 | 0.08 | 261 | 0 | 0.364 | 1 | 1 | cs | TRUE
122 | LV_981-7_0_5_line_122 |  | 118 | 119 | 0.022935 | 0.125 | 0.08 | 261 | 0 | 0.364 | 1 | 2 | cs | TRUE
123 | LV_981-7_0_5_line_123 |  | 119 | 120 | 0.002474 | 0.125 | 0.08 | 261 | 0 | 0.364 | 1 | 5 | cs | TRUE
124 | LV_981-7_0_5_line_124 |  | 119 | 121 | 0.0098804 | 0.125 | 0.08 | 261 | 0 | 0.364 | 1 | 5 | cs | TRUE
125 | LV_981-7_0_5_line_125 |  | 120 | 122 | 0.022841 | 0.125 | 0.08 | 261 | 0 | 0.364 | 1 | 5 | cs | TRUE
126 | LV_981-7_0_5_line_126 |  | 120 | 123 | 0.035084 | 0.125 | 0.08 | 261 | 0 | 0.364 | 1 | 1 | cs | TRUE
127 | LV_981-7_0_5_line_127 |  | 121 | 124 | 0.028287 | 0.125 | 0.08 | 261 | 0 | 0.364 | 1 | 5 | cs | TRUE
128 | LV_981-7_0_5_line_128 |  | 122 | 146 | 0.010514 | 0.125 | 0.08 | 261 | 0 | 0.364 | 1 | 5 | cs | TRUE
129 | LV_981-7_0_5_line_129 |  | 124 | 147 | 0.038784 | 0.125 | 0.08 | 261 | 0 | 0.364 | 1 | 2 | cs | TRUE
130 | LV_981-7_0_5_line_130 |  | 125 | 126 | 0.021372 | 0.125 | 0.08 | 261 | 0 | 0.364 | 1 | 1 | cs | TRUE
131 | LV_981-7_0_5_line_131 |  | 125 | 127 | 0.018266 | 0.125 | 0.08 | 261 | 0 | 0.364 | 1 | 1 | cs | TRUE
132 | LV_981-7_0_5_line_132 |  | 127 | 128 | 0.015673 | 0.125 | 0.08 | 261 | 0 | 0.364 | 1 | 1 | cs | TRUE
133 | LV_981-7_0_5_line_133 |  | 128 | 129 | 0.025227 | 0.125 | 0.08 | 261 | 0 | 0.364 | 1 | 5 | cs | TRUE
134 | LV_981-7_0_5_line_134 |  | 128 | 130 | 0.02002 | 0.125 | 0.08 | 261 | 0 | 0.364 | 1 | 5 | cs | TRUE
135 | LV_981-7_0_5_line_135 |  | 129 | 134 | 0.0071564 | 0.125 | 0.08 | 261 | 0 | 0.364 | 1 | 5 | cs | TRUE
136 | LV_981-7_0_5_line_136 |  | 130 | 135 | 0.03177 | 0.125 | 0.08 | 261 | 0 | 0.364 | 1 | 5 | cs | TRUE
137 | LV_981-7_0_5_line_137 |  | 131 | 132 | 0.005177 | 0.125 | 0.08 | 261 | 0 | 0.364 | 1 | 5 | cs | TRUE
138 | LV_981-7_0_5_line_138 |  | 131 | 133 | 0.016205 | 0.125 | 0.08 | 261 | 0 | 0.364 | 1 | 2 | cs | TRUE
139 | LV_981-7_0_5_line_139 |  | 132 | 136 | 0.019891 | 0.125 | 0.08 | 261 | 0 | 0.364 | 1 | 5 | cs | TRUE
140 | LV_981-7_0_5_line_140 |  | 132 | 137 | 0.01345 | 0.125 | 0.08 | 261 | 0 | 0.364 | 1 | 5 | cs | TRUE
141 | LV_981-7_0_5_line_141 |  | 133 | 138 | 0.017517 | 0.125 | 0.08 | 261 | 0 | 0.364 | 1 | 1 | cs | TRUE
142 | LV_981-7_0_5_line_142 |  | 135 | 139 | 0.021886 | 0.125 | 0.08 | 261 | 0 | 0.364 | 1 | 5 | cs | TRUE
143 | LV_981-7_0_5_line_143 |  | 136 | 152 | 0.0032426 | 0.125 | 0.08 | 261 | 0 | 0.364 | 1 | 5 | cs | TRUE
144 | LV_981-7_0_5_line_144 |  | 137 | 153 | 0.037912 | 0.125 | 0.08 | 261 | 0 | 0.364 | 1 | 5 | cs | TRUE
145 | LV_981-7_0_5_line_145 |  | 138 | 150 | 0.014404 | 0.125 | 0.08 | 261 | 0 | 0.364 | 1 | 1 | cs | TRUE
146 | LV_981-7_0_5_line_146 |  | 139 | 140 | 0.029163 | 0.125 | 0.08 | 261 | 0 | 0.364 | 1 | 5 | cs | TRUE
147 | LV_981-7_0_5_line_147 |  | 140 | 141 | 0.020828 | 0.125 | 0.08 | 261 | 0 | 0.364 | 1 | 5 | cs | TRUE
148 | LV_981-7_0_5_line_148 |  | 141 | 189 | 0.021527 | 0.125 | 0.08 | 261 | 0 | 0.364 | 1 | 5 | cs | TRUE
149 | LV_981-7_0_5_line_149 |  | 142 | 143 | 0.013808 | 0.125 | 0.08 | 261 | 0 | 0.364 | 1 | 5 | cs | TRUE
150 | LV_981-7_0_5_line_150 |  | 144 | 145 | 0.015144 | 0.125 | 0.08 | 261 | 0 | 0.364 | 1 | 5 | cs | TRUE
151 | LV_981-7_0_5_line_151 |  | 145 | 146 | 0.0060257 | 0.125 | 0.08 | 261 | 0 | 0.364 | 1 | 5 | cs | TRUE
152 | LV_981-7_0_5_line_152 |  | 147 | 148 | 0.011949 | 0.125 | 0.08 | 261 | 0 | 0.364 | 1 | 1 | cs | TRUE
153 | LV_981-7_0_5_line_153 |  | 149 | 150 | 0.01727 | 0.125 | 0.08 | 261 | 0 | 0.364 | 1 | 1 | cs | TRUE
154 | LV_981-7_0_5_line_154 |  | 149 | 151 | 0.0056611 | 0.125 | 0.08 | 261 | 0 | 0.364 | 1 | 1 | cs | TRUE
155 | LV_981-7_0_5_line_155 |  | 152 | 158 | 0.028859 | 0.125 | 0.08 | 261 | 0 | 0.364 | 1 | 5 | cs | TRUE
156 | LV_981-7_0_5_line_156 |  | 153 | 154 | 0.017101 | 0.125 | 0.08 | 261 | 0 | 0.364 | 1 | 5 | cs | TRUE
157 | LV_981-7_0_5_line_157 |  | 153 | 155 | 0.025014 | 0.125 | 0.08 | 261 | 0 | 0.364 | 1 | 5 | cs | TRUE
158 | LV_981-7_0_5_line_158 |  | 154 | 156 | 0.025571 | 0.125 | 0.08 | 261 | 0 | 0.364 | 1 | 4 | cs | TRUE
159 | LV_981-7_0_5_line_159 |  | 155 | 157 | 0.0047577 | 0.125 | 0.08 | 261 | 0 | 0.364 | 1 | 5 | cs | TRUE
160 | LV_981-7_0_5_line_160 |  | 156 | 159 | 0.0221 | 0.125 | 0.08 | 261 | 0 | 0.364 | 1 | 1 | cs | TRUE
161 | LV_981-7_0_5_line_161 |  | 157 | 160 | 0.020537 | 0.125 | 0.08 | 261 | 0 | 0.364 | 1 | 5 | cs | TRUE
162 | LV_981-7_0_5_line_162 |  | 158 | 215 | 0.0011226 | 0.125 | 0.08 | 261 | 0 | 0.364 | 1 | 5 | cs | TRUE
163 | LV_981-7_0_5_line_163 |  | 160 | 213 | 0.021276 | 0.125 | 0.08 | 261 | 0 | 0.364 | 1 | 5 | cs | TRUE
164 | LV_981-7_0_5_line_164 |  | 161 | 162 | 0.0016253 | 0.125 | 0.08 | 261 | 0 | 0.364 | 1 | 1 | cs | TRUE
165 | LV_981-7_0_5_line_165 |  | 162 | 163 | 0.068435 | 0.125 | 0.08 | 261 | 0 | 0.364 | 1 | 5 | cs | TRUE
166 | LV_981-7_0_5_line_166 |  | 163 | 164 | 0.042919 | 0.125 | 0.08 | 261 | 0 | 0.364 | 1 | 5 | cs | TRUE
167 | LV_981-7_0_5_line_167 |  | 164 | 168 | 0.010089 | 0.125 | 0.08 | 261 | 0 | 0.364 | 1 | 5 | cs | TRUE
168 | LV_981-7_0_5_line_168 |  | 164 | 167 | 0.005413 | 0.125 | 0.08 | 261 | 0 | 0.364 | 1 | 3 | cs | TRUE
169 | LV_981-7_0_5_line_169 |  | 165 | 166 | 0.13741 | 0.125 | 0.08 | 261 | 0 | 0.364 | 1 | 4 | cs | TRUE
170 | LV_981-7_0_5_line_170 |  | 166 | 169 | 0.02691 | 0.125 | 0.08 | 261 | 0 | 0.364 | 1 | 5 | cs | TRUE
171 | LV_981-7_0_5_line_171 |  | 166 | 170 | 0.10642 | 0.125 | 0.08 | 261 | 0 | 0.364 | 1 | 5 | cs | TRUE
172 | LV_981-7_0_5_line_172 |  | 168 | 171 | 0.0070569 | 0.125 | 0.08 | 261 | 0 | 0.364 | 1 | 5 | cs | TRUE
173 | LV_981-7_0_5_line_173 |  | 169 | 174 | 0.031008 | 0.125 | 0.08 | 261 | 0 | 0.364 | 1 | 5 | cs | TRUE
174 | LV_981-7_0_5_line_174 |  | 170 | 173 | 0.010137 | 0.125 | 0.08 | 261 | 0 | 0.364 | 1 | 5 | cs | TRUE
175 | LV_981-7_0_5_line_175 |  | 171 | 172 | 0.016638 | 0.125 | 0.08 | 261 | 0 | 0.364 | 1 | 5 | cs | TRUE
176 | LV_981-7_0_5_line_176 |  | 172 | 173 | 0.031451 | 0.125 | 0.08 | 261 | 0 | 0.364 | 1 | 5 | cs | TRUE
177 | LV_981-7_0_5_line_177 |  | 174 | 175 | 0.0063008 | 0.125 | 0.08 | 261 | 0 | 0.364 | 1 | 5 | cs | TRUE
178 | LV_981-7_0_5_line_178 |  | 175 | 214 | 0.0071974 | 0.125 | 0.08 | 261 | 0 | 0.364 | 1 | 5 | cs | TRUE
179 | LV_981-7_0_5_line_179 |  | 176 | 177 | 0.17058 | 0.125 | 0.08 | 261 | 0 | 0.364 | 1 | 5 | cs | TRUE
180 | LV_981-7_0_5_line_180 |  | 177 | 218 | 0.0037298 | 0.125 | 0.08 | 261 | 0 | 0.364 | 1 | 5 | cs | TRUE
181 | LV_981-7_0_5_line_181 |  | 177 | 219 | 0.053321 | 0.125 | 0.08 | 261 | 0 | 0.364 | 1 | 5 | cs | TRUE
182 | LV_981-7_0_5_line_182 |  | 178 | 179 | 0.013084 | 0.125 | 0.08 | 261 | 0 | 0.364 | 1 | 5 | cs | TRUE
183 | LV_981-7_0_5_line_183 |  | 179 | 180 | 0.030472 | 0.125 | 0.08 | 261 | 0 | 0.364 | 1 | 5 | cs | TRUE
184 | LV_981-7_0_5_line_184 |  | 179 | 181 | 0.021257 | 0.125 | 0.08 | 261 | 0 | 0.364 | 1 | 5 | cs | TRUE
185 | LV_981-7_0_5_line_185 |  | 180 | 182 | 0.01774 | 0.125 | 0.08 | 261 | 0 | 0.364 | 1 | 5 | cs | TRUE
186 | LV_981-7_0_5_line_186 |  | 181 | 183 | 0.011055 | 0.125 | 0.08 | 261 | 0 | 0.364 | 1 | 5 | cs | TRUE
187 | LV_981-7_0_5_line_187 |  | 182 | 184 | 0.0084364 | 0.125 | 0.08 | 261 | 0 | 0.364 | 1 | 5 | cs | TRUE
188 | LV_981-7_0_5_line_188 |  | 183 | 185 | 0.02235 | 0.125 | 0.08 | 261 | 0 | 0.364 | 1 | 5 | cs | TRUE
189 | LV_981-7_0_5_line_189 |  | 184 | 186 | 0.0070102 | 0.125 | 0.08 | 261 | 0 | 0.364 | 1 | 5 | cs | TRUE
190 | LV_981-7_0_5_line_190 |  | 185 | 190 | 0.0049453 | 0.125 | 0.08 | 261 | 0 | 0.364 | 1 | 5 | cs | TRUE
191 | LV_981-7_0_5_line_191 |  | 185 | 191 | 0.011748 | 0.125 | 0.08 | 261 | 0 | 0.364 | 1 | 5 | cs | TRUE
192 | LV_981-7_0_5_line_192 |  | 186 | 187 | 0.0061956 | 0.125 | 0.08 | 261 | 0 | 0.364 | 1 | 5 | cs | TRUE
193 | LV_981-7_0_5_line_193 |  | 187 | 188 | 0.0060493 | 0.125 | 0.08 | 261 | 0 | 0.364 | 1 | 5 | cs | TRUE
194 | LV_981-7_0_5_line_194 |  | 188 | 189 | 0.026988 | 0.125 | 0.08 | 261 | 0 | 0.364 | 1 | 5 | cs | TRUE
195 | LV_981-7_0_5_line_195 |  | 190 | 192 | 0.023993 | 0.125 | 0.08 | 261 | 0 | 0.364 | 1 | 5 | cs | TRUE
196 | LV_981-7_0_5_line_196 |  | 191 | 193 | 0.023764 | 0.125 | 0.08 | 261 | 0 | 0.364 | 1 | 5 | cs | TRUE
197 | LV_981-7_0_5_line_197 |  | 192 | 197 | 0.058382 | 0.125 | 0.08 | 261 | 0 | 0.364 | 1 | 5 | cs | TRUE
198 | LV_981-7_0_5_line_198 |  | 192 | 198 | 0.0024664 | 0.125 | 0.08 | 261 | 0 | 0.364 | 1 | 5 | cs | TRUE
199 | LV_981-7_0_5_line_199 |  | 193 | 194 | 0.026211 | 0.125 | 0.08 | 261 | 0 | 0.364 | 1 | 5 | cs | TRUE
200 | LV_981-7_0_5_line_200 |  | 194 | 195 | 0.020995 | 0.125 | 0.08 | 261 | 0 | 0.364 | 1 | 5 | cs | TRUE
201 | LV_981-7_0_5_line_201 |  | 195 | 196 | 0.0034223 | 0.125 | 0.08 | 261 | 0 | 0.364 | 1 | 5 | cs | TRUE
202 | LV_981-7_0_5_line_202 |  | 196 | 201 | 0.013961 | 0.125 | 0.08 | 261 | 0 | 0.364 | 1 | 5 | cs | TRUE
203 | LV_981-7_0_5_line_203 |  | 197 | 210 | 0.075678 | 0.125 | 0.08 | 261 | 0 | 0.364 | 1 | 5 | cs | TRUE
204 | LV_981-7_0_5_line_204 |  | 197 | 200 | 0.0055367 | 0.125 | 0.08 | 261 | 0 | 0.364 | 1 | 5 | cs | TRUE
205 | LV_981-7_0_5_line_205 |  | 198 | 207 | 0.017431 | 0.125 | 0.08 | 261 | 0 | 0.364 | 1 | 5 | cs | TRUE
206 | LV_981-7_0_5_line_206 |  | 198 | 204 | 0.013547 | 0.125 | 0.08 | 261 | 0 | 0.364 | 1 | 5 | cs | TRUE
207 | LV_981-7_0_5_line_207 |  | 199 | 200 | 0.012302 | 0.125 | 0.08 | 261 | 0 | 0.364 | 1 | 5 | cs | TRUE
208 | LV_981-7_0_5_line_208 |  | 201 | 202 | 0.031393 | 0.125 | 0.08 | 261 | 0 | 0.364 | 1 | 5 | cs | TRUE
209 | LV_981-7_0_5_line_209 |  | 202 | 217 | 0.021745 | 0.125 | 0.08 | 261 | 0 | 0.364 | 1 | 5 | cs | TRUE
210 | LV_981-7_0_5_line_210 |  | 203 | 204 | 0.026238 | 0.125 | 0.08 | 261 | 0 | 0.364 | 1 | 5 | cs | TRUE
211 | LV_981-7_0_5_line_211 |  | 203 | 205 | 0.01464 | 0.125 | 0.08 | 261 | 0 | 0.364 | 1 | 5 | cs | TRUE
212 | LV_981-7_0_5_line_212 |  | 205 | 206 | 0.0014096 | 0.125 | 0.08 | 261 | 0 | 0.364 | 1 | 2 | cs | TRUE
213 | LV_981-7_0_5_line_213 |  | 207 | 208 | 0.004908 | 0.125 | 0.08 | 261 | 0 | 0.364 | 1 | 5 | cs | TRUE
214 | LV_981-7_0_5_line_214 |  | 208 | 209 | 0.021126 | 0.125 | 0.08 | 261 | 0 | 0.364 | 1 | 5 | cs | TRUE
215 | LV_981-7_0_5_line_215 |  | 209 | 211 | 0.0089348 | 0.125 | 0.08 | 261 | 0 | 0.364 | 1 | 5 | cs | TRUE
216 | LV_981-7_0_5_line_216 |  | 210 | 227 | 0.12774 | 0.125 | 0.08 | 261 | 0 | 0.364 | 1 | 5 | cs | TRUE
217 | LV_981-7_0_5_line_217 |  | 211 | 212 | 0.0024099 | 0.125 | 0.08 | 261 | 0 | 0.364 | 1 | 5 | cs | TRUE
218 | LV_981-7_0_5_line_218 |  | 212 | 234 | 0.027069 | 0.125 | 0.08 | 261 | 0 | 0.364 | 1 | 5 | cs | TRUE
219 | LV_981-7_0_5_line_219 |  | 213 | 214 | 0.021889 | 0.125 | 0.08 | 261 | 0 | 0.364 | 1 | 5 | cs | TRUE
220 | LV_981-7_0_5_line_220 |  | 215 | 216 | 0.025818 | 0.125 | 0.08 | 261 | 0 | 0.364 | 1 | 5 | cs | TRUE
221 | LV_981-7_0_5_line_221 |  | 216 | 217 | 0.010294 | 0.125 | 0.08 | 261 | 0 | 0.364 | 1 | 5 | cs | TRUE
222 | LV_981-7_0_5_line_222 |  | 217 | 237 | 0.021097 | 0.125 | 0.08 | 261 | 0 | 0.364 | 1 | 5 | cs | TRUE
223 | LV_981-7_0_5_line_223 |  | 218 | 220 | 0.034961 | 0.125 | 0.08 | 261 | 0 | 0.364 | 1 | 5 | cs | TRUE
224 | LV_981-7_0_5_line_224 |  | 219 | 221 | 0.11695 | 0.125 | 0.08 | 261 | 0 | 0.364 | 1 | 5 | cs | TRUE
225 | LV_981-7_0_5_line_225 |  | 221 | 224 | 0.027113 | 0.125 | 0.08 | 261 | 0 | 0.364 | 1 | 5 | cs | TRUE
226 | LV_981-7_0_5_line_226 |  | 222 | 223 | 0.035884 | 0.125 | 0.08 | 261 | 0 | 0.364 | 1 | 5 | cs | TRUE
227 | LV_981-7_0_5_line_227 |  | 223 | 234 | 0.02781 | 0.125 | 0.08 | 261 | 0 | 0.364 | 1 | 5 | cs | TRUE
228 | LV_981-7_0_5_line_228 |  | 224 | 225 | 0.010834 | 0.125 | 0.08 | 261 | 0 | 0.364 | 1 | 5 | cs | TRUE
229 | LV_981-7_0_5_line_229 |  | 225 | 226 | 0.03687 | 0.125 | 0.08 | 261 | 0 | 0.364 | 1 | 5 | cs | TRUE
230 | LV_981-7_0_5_line_230 |  | 226 | 228 | 0.030168 | 0.125 | 0.08 | 261 | 0 | 0.364 | 1 | 5 | cs | TRUE
231 | LV_981-7_0_5_line_231 |  | 227 | 233 | 0.018868 | 0.125 | 0.08 | 261 | 0 | 0.364 | 1 | 5 | cs | TRUE
232 | LV_981-7_0_5_line_232 |  | 228 | 229 | 0.12849 | 0.125 | 0.08 | 261 | 0 | 0.364 | 1 | 5 | cs | TRUE
233 | LV_981-7_0_5_line_233 |  | 229 | 230 | 0.020481 | 0.125 | 0.08 | 261 | 0 | 0.364 | 1 | 5 | cs | TRUE
234 | LV_981-7_0_5_line_234 |  | 230 | 231 | 0.033201 | 0.125 | 0.08 | 261 | 0 | 0.364 | 1 | 5 | cs | TRUE
235 | LV_981-7_0_5_line_235 |  | 231 | 232 | 0.020826 | 0.125 | 0.08 | 261 | 0 | 0.364 | 1 | 5 | cs | TRUE
236 | LV_981-7_0_5_line_236 |  | 232 | 233 | 0.052914 | 0.125 | 0.08 | 261 | 0 | 0.364 | 1 | 5 | cs | TRUE
237 | LV_981-7_0_5_line_237 |  | 237 | 238 | 0.0092443 | 0.125 | 0.08 | 261 | 0 | 0.364 | 1 | 5 | cs | TRUE
238 | LV_981-7_0_5_line_238 |  | 238 | 239 | 0.0071764 | 0.125 | 0.08 | 261 | 0 | 0.364 | 1 | 5 | cs | TRUE
239 | LV_981-7_0_5_line_239 |  | 239 | 240 | 0.012127 | 0.125 | 0.08 | 261 | 0 | 0.364 | 1 | 5 | cs | TRUE
240 | LV_981-7_0_5_line_240 |  | 240 | 241 | 0.016511 | 0.125 | 0.08 | 261 | 0 | 0.364 | 1 | 5 | cs | TRUE
241 | LV_981-7_0_5_line_241 |  | 241 | 242 | 0.012746 | 0.125 | 0.08 | 261 | 0 | 0.364 | 1 | 5 | cs | TRUE
242 | LV_981-7_0_5_line_242 |  | 242 | 243 | 0.019731 | 0.125 | 0.08 | 261 | 0 | 0.364 | 1 | 3 | cs | TRUE
243 | LV_981-7_0_5_line_243 |  | 243 | 244 | 0.015826 | 0.125 | 0.08 | 261 | 0 | 0.364 | 1 | 1 | cs | TRUE

## trafo
| name | std_type | hv_bus | lv_bus | sn_mva | vn_hv_kv | vn_lv_kv | vk_percent | vkr_percent | pfe_kw | i0_percent | shift_degree | tap_side | tap_neutral | tap_min | tap_max | tap_step_percent | tap_step_degree | tap_pos | tap_phase_shifter | parallel | df | in_service
0 | LV_981-7_0_5_trafo_10 | 0.63 MVA 20/0.4 kV | 245 | 30 | 0.63 | 20 | 0.4 | 6 | 1.206 | 1.65 | 0.2619 | 150 | hv | 0 | -2 | 2 | 2.5 | 0 | 0 | FALSE | 1 | 1 | TRUE

## line_geodata
| x0 | y0 | x1 | y1 | x2 | y2 | x3 | y3 | x4 | y4
0 | 2619073.0837 | 1235769.6533 | 2619065.2722 | 1235779.1697
1 | 2619065.2722 | 1235779.1697 | 2619056.11 | 1235790.3314 | 2619050.4042 | 1235799.1337
2 | 2619043.6036 | 1235809.625 | 2619050.4042 | 1235799.1337
3 | 2619201.7731 | 1235830.7301 | 2619209.8966 | 1235841.3343 | 2619222.3937 | 1235855.1043
4 | 2619183.6588 | 1235807.0843 | 2619201.7731 | 1235830.7301
5 | 2619227.4026 | 1235860.6235 | 2619222.3937 | 1235855.1043
6 | 2619183.6588 | 1235807.0843 | 2619167.3285 | 1235822.7249
7 | 2619159.9995 | 1235829.7443 | 2619167.3285 | 1235822.7249
8 | 2619159.9995 | 1235829.7443 | 2619150.137 | 1235820.6254
9 | 2619159.9995 | 1235829.7443 | 2619152.7878 | 1235839.1213
10 | 2619140.9948 | 1235812.1724 | 2619150.137 | 1235820.6254
11 | 2619140.9948 | 1235812.1724 | 2619122.2933 | 1235794.4015 | 2619122.2933 | 1235794.4015
12 | 2619140.9948 | 1235812.1724 | 2619128.7579 | 1235825.9512
13 | 2619120.9805 | 1235795.803 | 2619122.2933 | 1235794.4015
14 | 2619128.4767 | 1235826.2678 | 2619128.7579 | 1235825.9512
15 | 2619109.5817 | 1235807.9716 | 2619120.9805 | 1235795.803
16 | 2619098.8654 | 1235819.4119 | 2619109.5817 | 1235807.9716
17 | 2619043.6036 | 1235809.625 | 2619038.2165 | 1235817.9356 | 2619030.5662 | 1235827.1402
18 | 2619098.8654 | 1235819.4119 | 2619087.0224 | 1235832.0548
19 | 2619122.9308 | 1235832.5125 | 2619128.4767 | 1235826.2678
20 | 2619122.9308 | 1235832.5125 | 2619118.7041 | 1235837.2717
21 | 2619112.9889 | 1235843.707 | 2619118.7041 | 1235837.2717
22 | 2619022.5518 | 1235836.7826 | 2619030.5662 | 1235827.1402
23 | 2619111.9426 | 1235844.8851 | 2619112.9889 | 1235843.707
24 | 2619111.9426 | 1235844.8851 | 2619102.9147 | 1235855.0505
25 | 2619102.9147 | 1235855.0505 | 2619099.7272 | 1235858.6396
26 | 2619139.2427 | 1235967.8927 | 2619139.1658 | 1235961.3366
27 | 2619139.2427 | 1235967.8927 | 2619139.3852 | 1235980.0434
28 | 2618996.1875 | 1235981.8928 | 2618997.223 | 1235982.617 | 2619001.238 | 1235984.9518
29 | 2618996.1875 | 1235981.8928 | 2618985.128 | 1235974.1577
30 | 2619024.1561 | 1235998.2792 | 2619001.238 | 1235984.9518
31 | 2619024.1561 | 1235998.2792 | 2619030.3074 | 1235988.273
32 | 2619024.1561 | 1235998.2792 | 2619028.1585 | 1236000.6061
33 | 2619030.3074 | 1235988.273 | 2619039.7566 | 1235972.9023 | 2619043.4869 | 1235963.4862 | 2619047.3663 | 1235958.6622
34 | 2619028.1585 | 1236000.6061 | 2619036.9962 | 1236005.7439
35 | 2618936.589 | 1235940.2091 | 2618938.3431 | 1235941.4359
36 | 2618902.8175 | 1235916.5873 | 2618936.589 | 1235940.2091
37 | 2618936.589 | 1235940.2091 | 2618946.7048 | 1235928.0382
38 | 2619046.4583 | 1235918.6202 | 2619006.3903 | 1235933.9386
39 | 2619047.3663 | 1235958.6622 | 2619046.4583 | 1235918.6202
40 | 2619049.3967 | 1235915.3114 | 2619046.4583 | 1235918.6202
41 | 2619047.3663 | 1235958.6622 | 2619072.3091 | 1235979.2086
42 | 2619036.9962 | 1236005.7439 | 2619047.8675 | 1236012.0641
43 | 2618902.8175 | 1235916.5873 | 2618905.0092 | 1235913.7249
44 | 2618902.8175 | 1235916.5873 | 2618895.14 | 1235922.8335 | 2618882.1889 | 1235935.0396
45 | 2618962.9424 | 1235908.5019 | 2618946.7048 | 1235928.0382
46 | 2619078.0057 | 1235883.0979 | 2619070.8952 | 1235891.1043
47 | 2619080.9824 | 1235879.7461 | 2619078.0057 | 1235883.0979
48 | 2619070.8952 | 1235891.1043 | 2619067.822 | 1235894.5647
49 | 2619080.9824 | 1235879.7461 | 2619083.7667 | 1235876.611
50 | 2619065.2989 | 1235897.4057 | 2619067.822 | 1235894.5647
51 | 2619086.6252 | 1235873.3924 | 2619083.7667 | 1235876.611
52 | 2619008.0392 | 1235854.2436 | 2619022.5518 | 1235836.7826
53 | 2618993.8298 | 1235871.3397 | 2619008.0392 | 1235854.2436
54 | 2619065.2989 | 1235897.4057 | 2619062.0807 | 1235901.0294
55 | 2619072.3091 | 1235979.2086 | 2619077.6103 | 1235972.606
56 | 2619094.0729 | 1235865.0063 | 2619086.6252 | 1235873.3924
57 | 2619062.0807 | 1235901.0294 | 2619055.0992 | 1235908.8905
58 | 2619094.0729 | 1235865.0063 | 2619097.1129 | 1235861.5832
59 | 2619055.0992 | 1235908.8905 | 2619052.0951 | 1235912.2731
60 | 2619049.3967 | 1235915.3114 | 2619052.0951 | 1235912.2731
61 | 2619097.1129 | 1235861.5832 | 2619099.7272 | 1235858.6396
62 | 2618993.8298 | 1235871.3397 | 2618980.0846 | 1235887.8772
63 | 2618958.9162 | 1235779.077 | 2618948.5807 | 1235769.5202 | 2618948.5807 | 1235769.5202
64 | 2618942.9231 | 1235775.8394 | 2618948.5807 | 1235769.5202
65 | 2618971.5773 | 1235790.7842 | 2618958.9162 | 1235779.077
66 | 2618942.9231 | 1235775.8394 | 2618942.9231 | 1235775.8394 | 2618935.8102 | 1235770.6212
67 | 2618971.5773 | 1235790.7842 | 2618969.0324 | 1235793.6185
68 | 2618971.5773 | 1235790.7842 | 2618984.8649 | 1235775.523
69 | 2618933.5014 | 1235768.9275 | 2618935.8102 | 1235770.6212
70 | 2618937.8527 | 1235828.3444 | 2618969.0324 | 1235793.6185
71 | 2619002.7185 | 1235755.0176 | 2618984.8649 | 1235775.523
72 | 2618937.8527 | 1235828.3444 | 2618935.7366 | 1235833.1261
73 | 2618937.8527 | 1235828.3444 | 2618927.3735 | 1235816.105
74 | 2619004.2732 | 1235753.232 | 2619002.7185 | 1235755.0176
75 | 2619004.2732 | 1235753.232 | 2618994.725 | 1235744.6292
76 | 2618994.5318 | 1235744.4552 | 2618994.725 | 1235744.6292
77 | 2618975.246 | 1235727.079 | 2618994.5318 | 1235744.4552
78 | 2618929.9984 | 1235852.1007 | 2618931.4505 | 1235842.8107 | 2618935.7366 | 1235833.1261
79 | 2618927.3735 | 1235816.105 | 2618921.6896 | 1235809.4663
80 | 2619092.5143 | 1235954.1052 | 2619091.0232 | 1235955.9004 | 2619077.6103 | 1235972.606
81 | 2619092.5143 | 1235954.1052 | 2619112.2588 | 1235930.3343
82 | 2619112.2588 | 1235930.3343 | 2619116.0957 | 1235925.7149
83 | 2619132.3067 | 1235906.1982 | 2619116.0957 | 1235925.7149
84 | 2618962.9424 | 1235908.5019 | 2618980.0846 | 1235887.8772
85 | 2619055.5135 | 1236016.5092 | 2619047.8675 | 1236012.0641
86 | 2619055.5135 | 1236016.5092 | 2619071.9365 | 1236026.0569
87 | 2619076.6939 | 1236028.8227 | 2619071.9365 | 1236026.0569
88 | 2619139.6077 | 1235999.026 | 2619139.3852 | 1235980.0434
89 | 2619139.7737 | 1236013.1808 | 2619139.6077 | 1235999.026
90 | 2619142.1932 | 1235886.1292 | 2619141.9028 | 1235892.9479
91 | 2619141.8266 | 1235894.7369 | 2619141.9028 | 1235892.9479
92 | 2619141.8266 | 1235894.7369 | 2619132.3067 | 1235906.1982
93 | 2619139.7737 | 1236013.1808 | 2619118.8817 | 1236034.979
94 | 2619139.7737 | 1236013.1808 | 2619146.6649 | 1236069.9026
95 | 2619113.506 | 1236040.5879 | 2619118.8817 | 1236034.979
96 | 2619146.6649 | 1236069.9026 | 2619147.5286 | 1236077.0116 | 2619147.6754 | 1236078.8704
97 | 2619107.5753 | 1236046.7759 | 2619076.6939 | 1236028.8227
98 | 2619107.5753 | 1236046.7759 | 2619113.506 | 1236040.5879
99 | 2619150.0806 | 1236109.3285 | 2619147.6754 | 1236078.8704
100 | 2619107.5753 | 1236046.7759 | 2619096.6676 | 1236059.3985
101 | 2619150.0806 | 1236109.3285 | 2619151.6746 | 1236129.4697
102 | 2619150.0806 | 1236109.3285 | 2619226.5418 | 1236101.3701
103 | 2619150.0806 | 1236109.3285 | 2619136.3509 | 1236115.2436 | 2619124.7844 | 1236125.2709
104 | 2619226.5418 | 1236101.3701 | 2619280.5543 | 1236036.1887
105 | 2618918.4137 | 1235893.916 | 2618915.3093 | 1235900.2725 | 2618905.0092 | 1235913.7249
106 | 2618868.7273 | 1235948.1092 | 2618872.0375 | 1235944.607 | 2618882.1889 | 1235935.0396
107 | 2619089.9024 | 1236067.2274 | 2619096.6676 | 1236059.3985
108 | 2619077.4042 | 1236081.6904 | 2619089.9024 | 1236067.2274
109 | 2618929.9984 | 1235852.1007 | 2618924.1951 | 1235854.2836 | 2618916.9225 | 1235858.5927
110 | 2618929.9984 | 1235852.1007 | 2618928.9789 | 1235858.6015 | 2618927.8431 | 1235863.5947
111 | 2618909.4657 | 1235795.7745 | 2618915.002 | 1235801.6555 | 2618921.6896 | 1235809.4663
112 | 2618915.597 | 1235859.3781 | 2618916.9225 | 1235858.5927
113 | 2618923.821 | 1235881.2783 | 2618927.8431 | 1235863.5947
114 | 2618909.4657 | 1235795.7745 | 2618903.1453 | 1235789.0606
115 | 2618861.7646 | 1235745.3967 | 2618899.4717 | 1235699.7482
116 | 2618861.7646 | 1235745.3967 | 2618866.8112 | 1235757.5423 | 2618868.5347 | 1235770.0666 | 2618869.0104 | 1235772.7697
117 | 2618861.7646 | 1235745.3967 | 2618881.0421 | 1235765.5812 | 2618890.4026 | 1235775.5245
118 | 2618856.5777 | 1235784.7377 | 2618860.5813 | 1235779.7696 | 2618869.0104 | 1235772.7697
119 | 2618869.0104 | 1235772.7697 | 2618871.4751 | 1235786.7558
120 | 2618890.4026 | 1235775.5245 | 2618903.1453 | 1235789.0606
121 | 2618846.6025 | 1235849.1677 | 2618823.834 | 1235826.555
122 | 2618862.8755 | 1235865.3293 | 2618846.6025 | 1235849.1677
123 | 2618862.8755 | 1235865.3293 | 2618864.5083 | 1235863.4667
124 | 2618862.8755 | 1235865.3293 | 2618855.0243 | 1235871.3277
125 | 2618864.5083 | 1235863.4667 | 2618877.1333 | 1235869.5548 | 2618885.9547 | 1235869.3234
126 | 2618864.5083 | 1235863.4667 | 2618873.667 | 1235853.0448 | 2618877.8018 | 1235844.864 | 2618879.8333 | 1235834.1861 | 2618879.6296 | 1235833.0298
127 | 2618855.0243 | 1235871.3277 | 2618832.5466 | 1235888.5006
128 | 2618896.2937 | 1235867.5979 | 2618888.4771 | 1235869.2573 | 2618885.9547 | 1235869.3234
129 | 2618796.5135 | 1235902.1807 | 2618807.8991 | 1235899.7211 | 2618830.9492 | 1235889.7211 | 2618832.5466 | 1235888.5006
130 | 2618813.0695 | 1235959.3665 | 2618828.2676 | 1235974.3931
131 | 2618841.257 | 1235987.2358 | 2618828.2676 | 1235974.3931
132 | 2618841.257 | 1235987.2358 | 2618850.2114 | 1235974.3562
133 | 2618850.2114 | 1235974.3562 | 2618858.8574 | 1235958.5516 | 2618863.8115 | 1235953.3101
134 | 2618850.2114 | 1235974.3562 | 2618867.8551 | 1235983.8167
135 | 2618863.8115 | 1235953.3101 | 2618868.7273 | 1235948.1092
136 | 2618895.8536 | 1235998.8296 | 2618867.8551 | 1235983.8167
137 | 2618820.5872 | 1236012.7528 | 2618817.2151 | 1236016.689
138 | 2618820.5872 | 1236012.7528 | 2618809.2429 | 1236001.1802
139 | 2618817.2151 | 1236016.689 | 2618834.6296 | 1236026.3011
140 | 2618817.2151 | 1236016.689 | 2618807.6316 | 1236026.1263
141 | 2618796.9803 | 1235988.6709 | 2618809.2429 | 1236001.1802
142 | 2618895.8536 | 1235998.8296 | 2618915.1416 | 1236009.1719
143 | 2618837.4685 | 1236027.868 | 2618834.6296 | 1236026.3011
144 | 2618784.9013 | 1236056.2891 | 2618800.6378 | 1236033.0134 | 2618807.6316 | 1236026.1263
145 | 2618796.9803 | 1235988.6709 | 2618786.8971 | 1235978.3848
146 | 2618915.1416 | 1236009.1719 | 2618940.8427 | 1236022.9529
147 | 2618940.8427 | 1236022.9529 | 2618959.1985 | 1236032.7954
148 | 2618959.1985 | 1236032.7954 | 2618978.1706 | 1236042.9683
149 | 2618918.4137 | 1235893.916 | 2618923.1542 | 1235884.2098 | 2618923.821 | 1235881.2783
150 | 2618915.597 | 1235859.3781 | 2618908.5172 | 1235863.5729 | 2618902.4096 | 1235866.2996 | 2618902.188 | 1235866.3467
151 | 2618896.2937 | 1235867.5979 | 2618902.188 | 1235866.3467
152 | 2618784.7635 | 1235904.1627 | 2618788.0149 | 1235904.0166 | 2618796.5135 | 1235902.1807
153 | 2618774.8074 | 1235966.0518 | 2618786.8971 | 1235978.3848
154 | 2618770.8445 | 1235962.0092 | 2618774.8074 | 1235966.0518
155 | 2618837.4685 | 1236027.868 | 2618862.7344 | 1236041.8138
156 | 2618784.9013 | 1236056.2891 | 2618772.4141 | 1236044.6052
157 | 2618784.9013 | 1236056.2891 | 2618784.3074 | 1236062.2576 | 2618786.6058 | 1236067.6682 | 2618790.257 | 1236075.9625 | 2618792.2812 | 1236079.499
158 | 2618772.4141 | 1236044.6052 | 2618753.7422 | 1236027.1344
159 | 2618794.6447 | 1236083.6282 | 2618792.2812 | 1236079.499
160 | 2618737.605 | 1236012.0353 | 2618753.7422 | 1236027.1344
161 | 2618794.6447 | 1236083.6282 | 2618803.5238 | 1236099.1408 | 2618804.7239 | 1236101.5185
162 | 2618863.7172 | 1236042.3562 | 2618862.7344 | 1236041.8138
163 | 2618814.3101 | 1236120.5121 | 2618804.7239 | 1236101.5185
164 | 2618621.7449 | 1236266.3584 | 2618620.8266 | 1236265.0173
165 | 2618648.4406 | 1236202.4012 | 2618620.8266 | 1236265.0173
166 | 2618619.4671 | 1236173.6865 | 2618622.2779 | 1236184.6131 | 2618648.4406 | 1236202.4012
167 | 2618619.4671 | 1236173.6865 | 2618628.1319 | 1236168.477
168 | 2618619.4671 | 1236173.6865 | 2618614.2658 | 1236175.1858
169 | 2618793.1303 | 1236206.0849 | 2618777.0026 | 1236342.548
170 | 2618793.1303 | 1236206.0849 | 2618804.8063 | 1236181.8401
171 | 2618793.1303 | 1236206.0849 | 2618691.6164 | 1236174.1447
172 | 2618628.1319 | 1236168.477 | 2618634.7746 | 1236166.0949
173 | 2618804.8063 | 1236181.8401 | 2618812.9765 | 1236167.9908 | 2618819.3977 | 1236154.5139
174 | 2618691.6164 | 1236174.1447 | 2618681.6713 | 1236172.1796
175 | 2618634.7746 | 1236166.0949 | 2618637.7825 | 1236165.0162 | 2618646.2789 | 1236165.2874 | 2618650.8783 | 1236167.0956
176 | 2618650.8783 | 1236167.0956 | 2618656.9119 | 1236169.4677 | 2618672.0122 | 1236170.271 | 2618681.6713 | 1236172.1796
177 | 2618820.38 | 1236148.2901 | 2618819.3977 | 1236154.5139
178 | 2618821.1636 | 1236141.1982 | 2618821.3743 | 1236141.9902 | 2618820.38 | 1236148.2901
179 | 2618946.7471 | 1236517.0403 | 2618779.2851 | 1236549.5285
180 | 2618946.7471 | 1236517.0403 | 2618949.3454 | 1236519.7161
181 | 2618946.7471 | 1236517.0403 | 2618960.4419 | 1236550.2599 | 2618968.0837 | 1236565.8796
182 | 2619068.8492 | 1236091.5905 | 2619077.4042 | 1236081.6904
183 | 2619068.8492 | 1236091.5905 | 2619041.9943 | 1236077.1908
184 | 2619068.8492 | 1236091.5905 | 2619054.1347 | 1236106.9309
185 | 2619041.9943 | 1236077.1908 | 2619026.3596 | 1236068.8074
186 | 2619054.1347 | 1236106.9309 | 2619046.4823 | 1236114.9088
187 | 2619018.9245 | 1236064.8207 | 2619026.3596 | 1236068.8074
188 | 2619031.011 | 1236131.0382 | 2619046.4823 | 1236114.9088
189 | 2619018.9245 | 1236064.8207 | 2619012.7465 | 1236061.508
190 | 2619031.011 | 1236131.0382 | 2619028.2384 | 1236135.1331
191 | 2619031.011 | 1236131.0382 | 2619020.6093 | 1236125.5773
192 | 2619012.7465 | 1236061.508 | 2619007.2863 | 1236058.5802
193 | 2619001.9551 | 1236055.7216 | 2619007.2863 | 1236058.5802
194 | 2619001.9551 | 1236055.7216 | 2618978.1706 | 1236042.9683
195 | 2619014.7866 | 1236155.0001 | 2619028.2384 | 1236135.1331
196 | 2619020.6093 | 1236125.5773 | 2618999.5687 | 1236114.5309
197 | 2619014.7866 | 1236155.0001 | 2619065.5499 | 1236183.8366
198 | 2619013.4038 | 1236157.0424 | 2619014.7866 | 1236155.0001
199 | 2618999.5687 | 1236114.5309 | 2618976.3613 | 1236102.3469
200 | 2618976.3613 | 1236102.3469 | 2618957.7724 | 1236092.5877
201 | 2618954.7423 | 1236090.9969 | 2618957.7724 | 1236092.5877
202 | 2618954.7423 | 1236090.9969 | 2618942.3812 | 1236084.5073
203 | 2619065.5499 | 1236183.8366 | 2619105.0444 | 1236248.3917
204 | 2619065.5499 | 1236183.8366 | 2619069.3795 | 1236179.8379
205 | 2619013.4038 | 1236157.0424 | 2619003.629 | 1236171.4748
206 | 2619013.4038 | 1236157.0424 | 2619001.814 | 1236150.0283
207 | 2619077.8886 | 1236170.9532 | 2619069.3795 | 1236179.8379
208 | 2618914.5862 | 1236069.9148 | 2618942.3812 | 1236084.5073
209 | 2618895.3335 | 1236059.8071 | 2618914.5862 | 1236069.9148
210 | 2618979.3669 | 1236136.4435 | 2619001.814 | 1236150.0283
211 | 2618979.3669 | 1236136.4435 | 2618979.3669 | 1236136.4435 | 2618970.8671 | 1236148.363
212 | 2618970.0487 | 1236149.5107 | 2618970.8671 | 1236148.363
213 | 2619003.629 | 1236171.4748 | 2619000.8767 | 1236175.5386
214 | 2619000.8767 | 1236175.5386 | 2618989.0298 | 1236193.0306
215 | 2618984.0194 | 1236200.4283 | 2618989.0298 | 1236193.0306
216 | 2619105.0444 | 1236248.3917 | 2619198.9826 | 1236334.9579
217 | 2618984.0194 | 1236200.4283 | 2618982.668 | 1236202.4237
218 | 2618967.4888 | 1236224.8358 | 2618982.668 | 1236202.4237
219 | 2618814.3101 | 1236120.5121 | 2618817.1643 | 1236126.1672 | 2618821.1636 | 1236141.1982
220 | 2618863.7172 | 1236042.3562 | 2618886.3209 | 1236054.8325
221 | 2618895.3335 | 1236059.8071 | 2618886.3209 | 1236054.8325
222 | 2618895.3335 | 1236059.8071 | 2618885.8245 | 1236078.6395
223 | 2618949.3454 | 1236519.7161 | 2618956.3095 | 1236526.8879 | 2618966.0478 | 1236531.4217 | 2618976.4783 | 1236541.0903
224 | 2618968.0837 | 1236565.8796 | 2619080.7971 | 1236597.0647
225 | 2619107.7651 | 1236598.3379 | 2619086.9206 | 1236598.4044 | 2619080.7971 | 1236597.0647
226 | 2618951.894 | 1236247.8615 | 2618948.8985 | 1236252.2843 | 2618945.7402 | 1236258 | 2618958.8812 | 1236278.0976
227 | 2618951.894 | 1236247.8615 | 2618967.4888 | 1236224.8358
228 | 2619107.7651 | 1236598.3379 | 2619118.1858 | 1236595.2694
229 | 2619118.1858 | 1236595.2694 | 2619151.9768 | 1236580.5188
230 | 2619179.7751 | 1236568.8066 | 2619166.9567 | 1236573.9797 | 2619151.9768 | 1236580.5188
231 | 2619198.9826 | 1236334.9579 | 2619205.3965 | 1236352.702
232 | 2619258.2997 | 1236467.1051 | 2619179.7751 | 1236568.8066
233 | 2619258.2997 | 1236467.1051 | 2619254.8251 | 1236455.7013 | 2619253.0233 | 1236447.3334
234 | 2619253.0233 | 1236447.3334 | 2619249.4133 | 1236430.5684 | 2619241.2289 | 1236416.7596
235 | 2619230.6106 | 1236398.8444 | 2619241.2289 | 1236416.7596
236 | 2619230.6106 | 1236398.8444 | 2619230.0886 | 1236397.9637 | 2619211.6566 | 1236370.0204 | 2619205.3965 | 1236352.702
237 | 2618885.8245 | 1236078.6395 | 2618881.6579 | 1236086.8915 | 2618881.6579 | 1236086.8915
238 | 2618881.6579 | 1236086.8915 | 2618888.0308 | 1236090.1909
239 | 2618888.0308 | 1236090.1909 | 2618898.8005 | 1236095.7665
240 | 2618911.0382 | 1236105.6313 | 2618909.0344 | 1236101.0648 | 2618898.8005 | 1236095.7665
241 | 2618911.0382 | 1236105.6313 | 2618916.1599 | 1236117.3028
242 | 2618924.0885 | 1236135.3711 | 2618916.1599 | 1236117.3028
243 | 2618921.9917 | 1236150.0471 | 2618925.997 | 1236139.7202 | 2618924.0885 | 1236135.3711

## bus_geodata
| x | y | coords
0 | 2619073.0837 | 1235769.6533
1 | 2619065.2722 | 1235779.1697
2 | 2619050.4042 | 1235799.1337
3 | 2619201.7731 | 1235830.7301
4 | 2619222.3937 | 1235855.1043
5 | 2619183.6588 | 1235807.0843
6 | 2619167.3285 | 1235822.7249
7 | 2619159.9995 | 1235829.7443
8 | 2619140.9948 | 1235812.1724
9 | 2619150.137 | 1235820.6254
10 | 2619122.2933 | 1235794.4015
11 | 2619128.7579 | 1235825.9512
12 | 2619120.9805 | 1235795.803
13 | 2619152.7878 | 1235839.1213
14 | 2619109.5817 | 1235807.9716
15 | 2619043.6036 | 1235809.625
16 | 2619098.8654 | 1235819.4119
17 | 2619087.0224 | 1235832.0548
18 | 2619128.4767 | 1235826.2678
19 | 2619122.9308 | 1235832.5125
20 | 2619118.7041 | 1235837.2717
21 | 2619030.5662 | 1235827.1402
22 | 2619111.9426 | 1235844.8851
23 | 2619112.9889 | 1235843.707
24 | 2619102.9147 | 1235855.0505
25 | 2619227.4026 | 1235860.6235
26 | 2619139.1658 | 1235961.3366
27 | 2619139.2427 | 1235967.8927
28 | 2618996.1875 | 1235981.8928
29 | 2619001.238 | 1235984.9518
30 | 2618985.128 | 1235974.1577
31 | 2619024.1561 | 1235998.2792
32 | 2619030.3074 | 1235988.273
33 | 2619028.1585 | 1236000.6061
34 | 2618938.3431 | 1235941.4359
35 | 2618936.589 | 1235940.2091
36 | 2619006.3903 | 1235933.9386
37 | 2619046.4583 | 1235918.6202
38 | 2619047.3663 | 1235958.6622
39 | 2619036.9962 | 1236005.7439
40 | 2618902.8175 | 1235916.5873
41 | 2618946.7048 | 1235928.0382
42 | 2619078.0057 | 1235883.0979
43 | 2619070.8952 | 1235891.1043
44 | 2619080.9824 | 1235879.7461
45 | 2619067.822 | 1235894.5647
46 | 2619083.7667 | 1235876.611
47 | 2619022.5518 | 1235836.7826
48 | 2619008.0392 | 1235854.2436
49 | 2619065.2989 | 1235897.4057
50 | 2619072.3091 | 1235979.2086
51 | 2619086.6252 | 1235873.3924
52 | 2619062.0807 | 1235901.0294
53 | 2619094.0729 | 1235865.0063
54 | 2619055.0992 | 1235908.8905
55 | 2619052.0951 | 1235912.2731
56 | 2619049.3967 | 1235915.3114
57 | 2619097.1129 | 1235861.5832
58 | 2619099.7272 | 1235858.6396
59 | 2618993.8298 | 1235871.3397
60 | 2618948.5807 | 1235769.5202
61 | 2618958.9162 | 1235779.077
62 | 2618942.9231 | 1235775.8394
63 | 2618971.5773 | 1235790.7842
64 | 2618935.8102 | 1235770.6212
65 | 2618969.0324 | 1235793.6185
66 | 2618984.8649 | 1235775.523
67 | 2618933.5014 | 1235768.9275
68 | 2618937.8527 | 1235828.3444
69 | 2619002.7185 | 1235755.0176
70 | 2619004.2732 | 1235753.232
71 | 2618994.725 | 1235744.6292
72 | 2618994.5318 | 1235744.4552
73 | 2618935.7366 | 1235833.1261
74 | 2618927.3735 | 1235816.105
75 | 2619077.6103 | 1235972.606
76 | 2619092.5143 | 1235954.1052
77 | 2619112.2588 | 1235930.3343
78 | 2619116.0957 | 1235925.7149
79 | 2618980.0846 | 1235887.8772
80 | 2618962.9424 | 1235908.5019
81 | 2618975.246 | 1235727.079
82 | 2619047.8675 | 1236012.0641
83 | 2619055.5135 | 1236016.5092
84 | 2619071.9365 | 1236026.0569
85 | 2619139.3852 | 1235980.0434
86 | 2619139.6077 | 1235999.026
87 | 2619142.1932 | 1235886.1292
88 | 2619141.9028 | 1235892.9479
89 | 2619141.8266 | 1235894.7369
90 | 2619132.3067 | 1235906.1982
91 | 2619139.7737 | 1236013.1808
92 | 2619118.8817 | 1236034.979
93 | 2619146.6649 | 1236069.9026
94 | 2619076.6939 | 1236028.8227
95 | 2619113.506 | 1236040.5879
96 | 2619147.6754 | 1236078.8704
97 | 2619107.5753 | 1236046.7759
98 | 2619150.0806 | 1236109.3285
99 | 2619280.5543 | 1236036.1887
100 | 2619226.5418 | 1236101.3701
101 | 2618905.0092 | 1235913.7249
102 | 2618882.1889 | 1235935.0396
103 | 2619096.6676 | 1236059.3985
104 | 2619089.9024 | 1236067.2274
105 | 2618929.9984 | 1235852.1007
106 | 2618921.6896 | 1235809.4663
107 | 2618916.9225 | 1235858.5927
108 | 2618927.8431 | 1235863.5947
109 | 2618909.4657 | 1235795.7745
110 | 2618899.4717 | 1235699.7482
111 | 2618861.7646 | 1235745.3967
112 | 2618869.0104 | 1235772.7697
113 | 2618890.4026 | 1235775.5245
114 | 2618856.5777 | 1235784.7377
115 | 2618871.4751 | 1235786.7558
116 | 2618903.1453 | 1235789.0606
117 | 2618823.834 | 1235826.555
118 | 2618846.6025 | 1235849.1677
119 | 2618862.8755 | 1235865.3293
120 | 2618864.5083 | 1235863.4667
121 | 2618855.0243 | 1235871.3277
122 | 2618885.9547 | 1235869.3234
123 | 2618879.6296 | 1235833.0298
124 | 2618832.5466 | 1235888.5006
125 | 2618828.2676 | 1235974.3931
126 | 2618813.0695 | 1235959.3665
127 | 2618841.257 | 1235987.2358
128 | 2618850.2114 | 1235974.3562
129 | 2618863.8115 | 1235953.3101
130 | 2618867.8551 | 1235983.8167
131 | 2618820.5872 | 1236012.7528
132 | 2618817.2151 | 1236016.689
133 | 2618809.2429 | 1236001.1802
134 | 2618868.7273 | 1235948.1092
135 | 2618895.8536 | 1235998.8296
136 | 2618834.6296 | 1236026.3011
137 | 2618807.6316 | 1236026.1263
138 | 2618796.9803 | 1235988.6709
139 | 2618915.1416 | 1236009.1719
140 | 2618940.8427 | 1236022.9529
141 | 2618959.1985 | 1236032.7954
142 | 2618918.4137 | 1235893.916
143 | 2618923.821 | 1235881.2783
144 | 2618915.597 | 1235859.3781
145 | 2618902.188 | 1235866.3467
146 | 2618896.2937 | 1235867.5979
147 | 2618796.5135 | 1235902.1807
148 | 2618784.7635 | 1235904.1627
149 | 2618774.8074 | 1235966.0518
150 | 2618786.8971 | 1235978.3848
151 | 2618770.8445 | 1235962.0092
152 | 2618837.4685 | 1236027.868
153 | 2618784.9013 | 1236056.2891
154 | 2618772.4141 | 1236044.6052
155 | 2618792.2812 | 1236079.499
156 | 2618753.7422 | 1236027.1344
157 | 2618794.6447 | 1236083.6282
158 | 2618862.7344 | 1236041.8138
159 | 2618737.605 | 1236012.0353
160 | 2618804.7239 | 1236101.5185
161 | 2618621.7449 | 1236266.3584
162 | 2618620.8266 | 1236265.0173
163 | 2618648.4406 | 1236202.4012
164 | 2618619.4671 | 1236173.6865
165 | 2618777.0026 | 1236342.548
166 | 2618793.1303 | 1236206.0849
167 | 2618614.2658 | 1236175.1858
168 | 2618628.1319 | 1236168.477
169 | 2618804.8063 | 1236181.8401
170 | 2618691.6164 | 1236174.1447
171 | 2618634.7746 | 1236166.0949
172 | 2618650.8783 | 1236167.0956
173 | 2618681.6713 | 1236172.1796
174 | 2618819.3977 | 1236154.5139
175 | 2618820.38 | 1236148.2901
176 | 2618779.2851 | 1236549.5285
177 | 2618946.7471 | 1236517.0403
178 | 2619077.4042 | 1236081.6904
179 | 2619068.8492 | 1236091.5905
180 | 2619041.9943 | 1236077.1908
181 | 2619054.1347 | 1236106.9309
182 | 2619026.3596 | 1236068.8074
183 | 2619046.4823 | 1236114.9088
184 | 2619018.9245 | 1236064.8207
185 | 2619031.011 | 1236131.0382
186 | 2619012.7465 | 1236061.508
187 | 2619007.2863 | 1236058.5802
188 | 2619001.9551 | 1236055.7216
189 | 2618978.1706 | 1236042.9683
190 | 2619028.2384 | 1236135.1331
191 | 2619020.6093 | 1236125.5773
192 | 2619014.7866 | 1236155.0001
193 | 2618999.5687 | 1236114.5309
194 | 2618976.3613 | 1236102.3469
195 | 2618957.7724 | 1236092.5877
196 | 2618954.7423 | 1236090.9969
197 | 2619065.5499 | 1236183.8366
198 | 2619013.4038 | 1236157.0424
199 | 2619077.8886 | 1236170.9532
200 | 2619069.3795 | 1236179.8379
201 | 2618942.3812 | 1236084.5073
202 | 2618914.5862 | 1236069.9148
203 | 2618979.3669 | 1236136.4435
204 | 2619001.814 | 1236150.0283
205 | 2618970.8671 | 1236148.363
206 | 2618970.0487 | 1236149.5107
207 | 2619003.629 | 1236171.4748
208 | 2619000.8767 | 1236175.5386
209 | 2618989.0298 | 1236193.0306
210 | 2619105.0444 | 1236248.3917
211 | 2618984.0194 | 1236200.4283
212 | 2618982.668 | 1236202.4237
213 | 2618814.3101 | 1236120.5121
214 | 2618821.1636 | 1236141.1982
215 | 2618863.7172 | 1236042.3562
216 | 2618886.3209 | 1236054.8325
217 | 2618895.3335 | 1236059.8071
218 | 2618949.3454 | 1236519.7161
219 | 2618968.0837 | 1236565.8796
220 | 2618976.4783 | 1236541.0903
221 | 2619080.7971 | 1236597.0647
222 | 2618958.8812 | 1236278.0976
223 | 2618951.894 | 1236247.8615
224 | 2619107.7651 | 1236598.3379
225 | 2619118.1858 | 1236595.2694
226 | 2619151.9768 | 1236580.5188
227 | 2619198.9826 | 1236334.9579
228 | 2619179.7751 | 1236568.8066
229 | 2619258.2997 | 1236467.1051
230 | 2619253.0233 | 1236447.3334
231 | 2619241.2289 | 1236416.7596
232 | 2619230.6106 | 1236398.8444
233 | 2619205.3965 | 1236352.702
234 | 2618967.4888 | 1236224.8358
235 | 2619124.7844 | 1236125.2709
236 | 2619151.6746 | 1236129.4697
237 | 2618885.8245 | 1236078.6395
238 | 2618881.6579 | 1236086.8915
239 | 2618888.0308 | 1236090.1909
240 | 2618898.8005 | 1236095.7665
241 | 2618911.0382 | 1236105.6313
242 | 2618916.1599 | 1236117.3028
243 | 2618924.0885 | 1236135.3711
244 | 2618921.9917 | 1236150.0471
245 | 2618985.128 | 1235974.1577

## line_std_types
| c_nf_per_km | r_ohm_per_km | x_ohm_per_km | max_i_ka | type | q_mm2 | alpha | voltage_rating
NAYY 4x50 SE | 210 | 0.642 | 0.083 | 0.142 | cs | 50 | 0.00403 | LV
NAYY 4x120 SE | 264 | 0.225 | 0.08 | 0.242 | cs | 120 | 0.00403 | LV
NAYY 4x150 SE | 261 | 0.208 | 0.08 | 0.27 | cs | 150 | 0.00403 | LV
NA2XS2Y 1x95 RM/25 12/20 kV | 216 | 0.313 | 0.132 | 0.252 | cs | 95 | 0.00403 | MV
NA2XS2Y 1x185 RM/25 12/20 kV | 273 | 0.161 | 0.117 | 0.362 | cs | 185 | 0.00403 | MV
NA2XS2Y 1x240 RM/25 12/20 kV | 304 | 0.122 | 0.112 | 0.421 | cs | 240 | 0.00403 | MV
NA2XS2Y 1x95 RM/25 6/10 kV | 315 | 0.313 | 0.123 | 0.249 | cs | 95 | 0.00403 | MV
NA2XS2Y 1x185 RM/25 6/10 kV | 406 | 0.161 | 0.11 | 0.358 | cs | 185 | 0.00403 | MV
NA2XS2Y 1x240 RM/25 6/10 kV | 456 | 0.122 | 0.105 | 0.416 | cs | 240 | 0.00403 | MV
NA2XS2Y 1x150 RM/25 12/20 kV | 250 | 0.206 | 0.116 | 0.319 | cs | 150 | 0.00403 | MV
NA2XS2Y 1x120 RM/25 12/20 kV | 230 | 0.253 | 0.119 | 0.283 | cs | 120 | 0.00403 | MV
NA2XS2Y 1x70 RM/25 12/20 kV | 190 | 0.443 | 0.132 | 0.22 | cs | 70 | 0.00403 | MV
NA2XS2Y 1x150 RM/25 6/10 kV | 360 | 0.206 | 0.11 | 0.315 | cs | 150 | 0.00403 | MV
NA2XS2Y 1x120 RM/25 6/10 kV | 340 | 0.253 | 0.113 | 0.28 | cs | 120 | 0.00403 | MV
NA2XS2Y 1x70 RM/25 6/10 kV | 280 | 0.443 | 0.123 | 0.217 | cs | 70 | 0.00403 | MV
N2XS(FL)2Y 1x120 RM/35 64/110 kV | 112 | 0.153 | 0.166 | 0.366 | cs | 120 | 0.00393 | HV
N2XS(FL)2Y 1x185 RM/35 64/110 kV | 125 | 0.099 | 0.156 | 0.457 | cs | 185 | 0.00393 | HV
N2XS(FL)2Y 1x240 RM/35 64/110 kV | 135 | 0.075 | 0.149 | 0.526 | cs | 240 | 0.00393 | HV
N2XS(FL)2Y 1x300 RM/35 64/110 kV | 144 | 0.06 | 0.144 | 0.588 | cs | 300 | 0.00393 | HV
15-AL1/3-ST1A 0.4 | 11 | 1.8769 | 0.35 | 0.105 | ol | 16 | 0.00403 | LV
24-AL1/4-ST1A 0.4 | 11.25 | 1.2012 | 0.335 | 0.14 | ol | 24 | 0.00403 | LV
48-AL1/8-ST1A 0.4 | 12.2 | 0.5939 | 0.3 | 0.21 | ol | 48 | 0.00403 | LV
94-AL1/15-ST1A 0.4 | 13.2 | 0.306 | 0.29 | 0.35 | ol | 94 | 0.00403 | LV
34-AL1/6-ST1A 10.0 | 9.7 | 0.8342 | 0.36 | 0.17 | ol | 34 | 0.00403 | MV
48-AL1/8-ST1A 10.0 | 10.1 | 0.5939 | 0.35 | 0.21 | ol | 48 | 0.00403 | MV
70-AL1/11-ST1A 10.0 | 10.4 | 0.4132 | 0.339 | 0.29 | ol | 70 | 0.00403 | MV
94-AL1/15-ST1A 10.0 | 10.75 | 0.306 | 0.33 | 0.35 | ol | 94 | 0.00403 | MV
122-AL1/20-ST1A 10.0 | 11.1 | 0.2376 | 0.323 | 0.41 | ol | 122 | 0.00403 | MV
149-AL1/24-ST1A 10.0 | 11.25 | 0.194 | 0.315 | 0.47 | ol | 149 | 0.00403 | MV
34-AL1/6-ST1A 20.0 | 9.15 | 0.8342 | 0.382 | 0.17 | ol | 34 | 0.00403 | MV
48-AL1/8-ST1A 20.0 | 9.5 | 0.5939 | 0.372 | 0.21 | ol | 48 | 0.00403 | MV
70-AL1/11-ST1A 20.0 | 9.7 | 0.4132 | 0.36 | 0.29 | ol | 70 | 0.00403 | MV
94-AL1/15-ST1A 20.0 | 10 | 0.306 | 0.35 | 0.35 | ol | 94 | 0.00403 | MV
122-AL1/20-ST1A 20.0 | 10.3 | 0.2376 | 0.344 | 0.41 | ol | 122 | 0.00403 | MV
149-AL1/24-ST1A 20.0 | 10.5 | 0.194 | 0.337 | 0.47 | ol | 149 | 0.00403 | MV
184-AL1/30-ST1A 20.0 | 10.75 | 0.1571 | 0.33 | 0.535 | ol | 184 | 0.00403 | MV
243-AL1/39-ST1A 20.0 | 11 | 0.1188 | 0.32 | 0.645 | ol | 243 | 0.00403 | MV
48-AL1/8-ST1A 110.0 | 8 | 0.5939 | 0.46 | 0.21 | ol | 48 | 0.00403 | HV
70-AL1/11-ST1A 110.0 | 8.4 | 0.4132 | 0.45 | 0.29 | ol | 70 | 0.00403 | HV
94-AL1/15-ST1A 110.0 | 8.65 | 0.306 | 0.44 | 0.35 | ol | 94 | 0.00403 | HV
122-AL1/20-ST1A 110.0 | 8.5 | 0.2376 | 0.43 | 0.41 | ol | 122 | 0.00403 | HV
149-AL1/24-ST1A 110.0 | 8.75 | 0.194 | 0.41 | 0.47 | ol | 149 | 0.00403 | HV
184-AL1/30-ST1A 110.0 | 8.8 | 0.1571 | 0.4 | 0.535 | ol | 184 | 0.00403 | HV
243-AL1/39-ST1A 110.0 | 9 | 0.1188 | 0.39 | 0.645 | ol | 243 | 0.00403 | HV
305-AL1/39-ST1A 110.0 | 9.2 | 0.0949 | 0.38 | 0.74 | ol | 305 | 0.00403 | HV
490-AL1/64-ST1A 110.0 | 9.75 | 0.059 | 0.37 | 0.96 | ol | 490 | 0.00403 | HV
679-AL1/86-ST1A 110.0 | 9.95 | 0.042 | 0.36 | 1.15 | ol | 679 | 0.00403 | HV
490-AL1/64-ST1A 220.0 | 10 | 0.059 | 0.285 | 0.96 | ol | 490 | 0.00403 | HV
679-AL1/86-ST1A 220.0 | 11.7 | 0.042 | 0.275 | 1.15 | ol | 679 | 0.00403 | HV
490-AL1/64-ST1A 380.0 | 11 | 0.059 | 0.253 | 0.96 | ol | 490 | 0.00403 | HV
679-AL1/86-ST1A 380.0 | 14.6 | 0.042 | 0.25 | 1.15 | ol | 679 | 0.00403 | HV

## trafo_std_types
| i0_percent | pfe_kw | vkr_percent | sn_mva | vn_lv_kv | vn_hv_kv | vk_percent | shift_degree | vector_group | tap_side | tap_neutral | tap_min | tap_max | tap_step_degree | tap_step_percent | tap_phase_shifter
160 MVA 380/110 kV | 0.06 | 60 | 0.25 | 160 | 110 | 380 | 12.2 | 0 | Yy0 | hv | 0 | -9 | 9 | 0 | 1.5 | FALSE
100 MVA 220/110 kV | 0.06 | 55 | 0.26 | 100 | 110 | 220 | 12 | 0 | Yy0 | hv | 0 | -9 | 9 | 0 | 1.5 | FALSE
63 MVA 110/20 kV | 0.04 | 22 | 0.32 | 63 | 20 | 110 | 18 | 150 | YNd5 | hv | 0 | -9 | 9 | 0 | 1.5 | FALSE
40 MVA 110/20 kV | 0.05 | 18 | 0.34 | 40 | 20 | 110 | 16.2 | 150 | YNd5 | hv | 0 | -9 | 9 | 0 | 1.5 | FALSE
25 MVA 110/20 kV | 0.07 | 14 | 0.41 | 25 | 20 | 110 | 12 | 150 | YNd5 | hv | 0 | -9 | 9 | 0 | 1.5 | FALSE
63 MVA 110/10 kV | 0.04 | 22 | 0.32 | 63 | 10 | 110 | 18 | 150 | YNd5 | hv | 0 | -9 | 9 | 0 | 1.5 | FALSE
40 MVA 110/10 kV | 0.05 | 18 | 0.34 | 40 | 10 | 110 | 16.2 | 150 | YNd5 | hv | 0 | -9 | 9 | 0 | 1.5 | FALSE
25 MVA 110/10 kV | 0.07 | 14 | 0.41 | 25 | 10 | 110 | 12 | 150 | YNd5 | hv | 0 | -9 | 9 | 0 | 1.5 | FALSE
0.25 MVA 20/0.4 kV | 0.32 | 0.8 | 1.44 | 0.25 | 0.4 | 20 | 6 | 150 | Yzn5 | hv | 0 | -2 | 2 | 0 | 2.5 | FALSE
0.4 MVA 20/0.4 kV | 0.3375 | 1.35 | 1.425 | 0.4 | 0.4 | 20 | 6 | 150 | Dyn5 | hv | 0 | -2 | 2 | 0 | 2.5 | FALSE
0.63 MVA 20/0.4 kV | 0.2619 | 1.65 | 1.206 | 0.63 | 0.4 | 20 | 6 | 150 | Dyn5 | hv | 0 | -2 | 2 | 0 | 2.5 | FALSE
0.25 MVA 10/0.4 kV | 0.24 | 0.6 | 1.2 | 0.25 | 0.4 | 10 | 4 | 150 | Dyn5 | hv | 0 | -2 | 2 | 0 | 2.5 | FALSE
0.4 MVA 10/0.4 kV | 0.2375 | 0.95 | 1.325 | 0.4 | 0.4 | 10 | 4 | 150 | Dyn5 | hv | 0 | -2 | 2 | 0 | 2.5 | FALSE
0.63 MVA 10/0.4 kV | 0.1873 | 1.18 | 1.0794 | 0.63 | 0.4 | 10 | 4 | 150 | Dyn5 | hv | 0 | -2 | 2 | 0 | 2.5 | FALSE

## trafo3w_std_types
| sn_hv_mva | sn_mv_mva | sn_lv_mva | vn_hv_kv | vn_mv_kv | vn_lv_kv | vk_hv_percent | vk_mv_percent | vk_lv_percent | vkr_hv_percent | vkr_mv_percent | vkr_lv_percent | pfe_kw | i0_percent | shift_mv_degree | shift_lv_degree | vector_group | tap_side | tap_neutral | tap_min | tap_max | tap_step_percent
63/25/38 MVA 110/20/10 kV | 63 | 25 | 38 | 110 | 20 | 10 | 10.4 | 10.4 | 10.4 | 0.28 | 0.32 | 0.35 | 35 | 0.89 | 0 | 0 | YN0yn0yn0 | hv | 0 | -10 | 10 | 1.2
63/25/38 MVA 110/10/10 kV | 63 | 25 | 38 | 110 | 10 | 10 | 10.4 | 10.4 | 10.4 | 0.28 | 0.32 | 0.35 | 35 | 0.89 | 0 | 0 | YN0yn0yn0 | hv | 0 | -10 | 10 | 1.2

## fuse_std_types
| fuse_type | i_rated_a | t_avg | t_min | t_total | x_avg | x_min | x_total
HV 100A | HV 100A | 100 | 0 | [10.0, 3.64, 0.854, 0.281, 0.1, 0.0531, 0.022, 0.01] | [10.0, 4.267, 1.21, 0.403, 0.1, 0.058, 0.022, 0.01] | 0 | [300.0, 350.0, 450.0, 550.0, 700.0, 850.0, 1200.0, 1752.0] | [600.0, 700.0, 900.0, 1150.0, 1665.0, 2000.0, 3000.0, 4313.0]
HV 10A | HV 10A | 10 | 0 | [10.0, 1675.0, 0.344, 0.156, 0.1, 0.0417, 0.0171, 0.01] | [10.0, 1.3, 0.3, 0.155, 0.1, 0.0555, 0.023, 0.01] | 0 | [30.0, 32.0, 35.0, 37.0, 39.0, 50.0, 70.0, 88.0] | [60.0, 70.0, 80.0, 87.0, 94.0, 110.0, 150.0, 216.0]
HV 125A | HV 125A | 125 | 0 | [10.0, 1.82, 0.344, 0.1, 0.0467, 0.0269, 0.01] | [10.0, 2.478, 0.426, 0.1, 0.0427, 0.0211, 0.01] | 0 | [375.0, 500.0, 700.0, 925.0, 1200.0, 1500.0, 2341.0] | [750.0, 1000.0, 1500.0, 2200.0, 3000.0, 4000.0, 5765.0]
HV 160A | HV 160A | 160 | 0 | [10.0, 4.15, 1.03, 0.198, 0.1, 0.051, 0.0172, 0.01] | [10.0, 2.3, 0.734, 0.274, 0.1, 0.046, 0.0177, 0.01] | 0 | [480.0, 550.0, 700.0, 1000.0, 1260.0, 1600.0, 2500.0, 3227.0] | [960.0, 1300.0, 1700.0, 2200.0, 2996.0, 4000.0, 6000.0, 7946.0]
HV 16A | HV 16A | 16 | 0 | [10.0, 0.352, 0.164, 0.1, 0.0649, 0.0342, 0.01] | [10.0, 2.34, 0.722, 0.181, 0.1, 0.055, 0.0296, 0.01] | 0 | [48.0, 60.0, 65.0, 71.0, 80.0, 100.0, 162.0] | [96.0, 110.0, 125.0, 150.0, 168.0, 200.0, 250.0, 398.0]
HV 200A | HV 200A | 200 | 0 | [10.0, 4.267, 1.21, 0.403, 0.1, 0.058, 0.022, 0.01] | [10.0, 3.73, 1.654, 0.328, 0.1, 0.0531, 0.019, 0.01] | 0 | [600.0, 700.0, 900.0, 1150.0, 1665.0, 2000.0, 3000.0, 4313.0] | [1200.0, 1500.0, 1800.0, 2700.0, 3960.0, 5000.0, 7500.0, 10620.0]
HV 20A | HV 20A | 20 | 0 | [10.0, 1.3, 0.3, 0.155, 0.1, 0.0555, 0.023, 0.01] | [10.0, 1.3, 0.161, 0.1, 0.0611, 0.0399, 0.0141, 0.01] | 0 | [60.0, 70.0, 80.0, 87.0, 94.0, 110.0, 150.0, 216.0] | [120.0, 150.0, 200.0, 223.0, 260.0, 300.0, 450.0, 532.0]
HV 25A | HV 25A | 25 | 0 | [10.0, 2.512, 0.833, 0.299, 0.1, 0.0372, 0.0223, 0.01] | [10.0, 3.125, 0.597, 0.198, 0.1, 0.0378, 0.022, 0.01] | 0 | [75.0, 82.0, 90.0, 100.0, 124.0, 170.0, 200.0, 289.0] | [150.0, 170.0, 210.0, 250.0, 294.0, 400.0, 500.0, 711.0]
HV 31.5A | HV 31.5A | 31.5 | 0 | [10.0, 2.34, 0.722, 0.181, 0.1, 0.055, 0.0296, 0.01] | [10.0, 2.84, 0.368, 0.164, 0.1, 0.0621, 0.0378, 0.0195, 0.01] | 0 | [95.0, 110.0, 125.0, 150.0, 165.0, 200.0, 250.0, 390.0] | [189.0, 220.0, 300.0, 350.0, 393.0, 450.0, 530.0, 700.0, 960.0]
HV 40A | HV 40A | 40 | 0 | [10.0, 1.3, 0.161, 0.1, 0.0611, 0.0399, 0.0141, 0.01] | [10.0, 2.05, 0.369, 0.198, 0.1, 0.051, 0.0298, 0.01] | 0 | [120.0, 150.0, 200.0, 223.0, 260.0, 300.0, 450.0, 532.0] | [240.0, 300.0, 400.0, 450.0, 530.0, 650.0, 800.0, 1311.0]
HV 50A | HV 50A | 50 | 0 | [10.0, 3.215, 0.597, 0.198, 0.1, 0.0378, 0.022, 0.01] | [10.0, 3.64, 0.854, 0.281, 0.1, 0.0531, 0.022, 0.01] | 0 | [150.0, 170.0, 210.0, 250.0, 294.0, 400.0, 500.0, 711.0] | [300.0, 350.0, 450.0, 550.0, 700.0, 850.0, 1200.0, 1752.0]
HV 6.3A | HV 6.3A | 6.3 | 0 | [10.0, 1.39, 0.344, 0.168, 0.1, 0.056, 0.0263, 0.01] | [10.0, 1.711, 0.516, 0.198, 0.1, 0.0634, 0.0303, 0.01] | 0 | [19.0, 19.5, 20.4, 20.8, 22.0, 25.0, 32.0, 48.0] | [38.0, 40.0, 43.0, 48.0, 53.0, 60.0, 75.0, 118.0]
HV 63A | HV 63A | 63 | 0 | [10.0, 2.84, 0.368, 0.164, 0.1, 0.0621, 0.0378, 0.0195, 0.01] | [10.0, 1.82, 0.344, 0.1, 0.0467, 0.0269, 0.01] | 0 | [189.0, 220.0, 300.0, 350.0, 393.0, 450.0, 530.0, 700.0, 961.0] | [378.0, 500.0, 700.0, 934.0, 1200.0, 1500.0, 2366.0]
HV 80A | HV 80A | 80 | 0 | [10.0, 2.05, 0.369, 0.198, 0.1, 0.051, 0.0298, 0.01] | [10.0, 4.15, 1.03, 0.198, 0.1, 0.051, 0.0172, 0.01] | 0 | [240.0, 300.0, 400.0, 450.0, 530.0, 650.0, 800.0, 1311.0] | [480.0, 550.0, 700.0, 1000.0, 1260.0, 1600.0, 2500.0, 3227.0]
Siemens NH-1-100 | Siemens NH-1-100 | 100 | [5400.0, 2000.0, 400.0, 20.0, 1.0, 0.2, 0.012, 0.004] | 0 | 0 | [150.0, 190.0, 250.0, 430.0, 900.0, 1250.0, 2700.0, 3600.0] | 0 | 0
Siemens NH-1-125 | Siemens NH-1-125 | 125 | [4800.0, 120.0, 7.0, 0.1, 0.004] | 0 | 0 | [180.0, 400.0, 740.0, 2000.0, 4250.0] | 0 | 0
Siemens NH-1-16 | Siemens NH-1-16 | 16 | [4000.0, 400.0, 2.0, 0.1, 0.04, 0.01] | 0 | 0 | [26.0, 35.0, 75.0, 150.0, 200.0, 300.0] | 0 | 0
Siemens NH-1-160 | Siemens NH-1-160 | 160 | [4800.0, 120.0, 7.0, 0.1, 0.004] | 0 | 0 | [210.0, 500.0, 900.0, 2300.0, 5000.0] | 0 | 0
Siemens NH-1-25 | Siemens NH-1-25 | 25 | [4000.0, 1000.0, 10.0, 0.2, 0.02, 0.01] | 0 | 0 | [40.0, 50.0, 100.0, 210.0, 400.0, 500.0] | 0 | 0
Siemens NH-1-50 | Siemens NH-1-50 | 50 | [4000.0, 40.0, 4.0, 1.0, 0.02, 0.01] | 0 | 0 | [86.0, 200.0, 300.0, 400.0, 1000.0, 1280.0] | 0 | 0
Siemens NH-1-63 | Siemens NH-1-63 | 63 | [4000.0, 100.0, 10.0, 2.0, 0.04, 0.01] | 0 | 0 | [100.0, 200.0, 300.0, 400.0, 1000.0, 1500.0] | 0 | 0
Siemens NH-1-80 | Siemens NH-1-80 | 80 | [4800.0, 120.0, 7.0, 0.1, 0.01] | 0 | 0 | [150.58, 250.0, 450.0, 1150.0, 2470.0] | 0 | 0
Siemens NH-2-1000 | Siemens NH-2-1000 | 1000 | [4800.0, 120.0, 7.0, 0.1, 0.004] | 0 | 0 | [1900.0, 3500.0, 8400.0, 24000.0, 52000.0] | 0 | 0
Siemens NH-2-200 | Siemens NH-2-200 | 200 | [4800.0, 120.0, 7.0, 0.1, 0.004] | 0 | 0 | [280.0, 650.0, 1200.0, 3000.0, 7000.0] | 0 | 0
Siemens NH-2-224 | Siemens NH-2-224 | 224 | [4800.0, 120.0, 7.0, 0.2, 0.04, 0.004] | 0 | 0 | [400.0, 750.0, 1453.0, 3025.0, 4315.0, 7600.0] | 0 | 0
Siemens NH-2-250 | Siemens NH-2-250 | 250 | [4800.0, 120.0, 7.0, 0.1, 0.004] | 0 | 0 | [450.0, 800.0, 1650.0, 4000.0, 8500.0] | 0 | 0
Siemens NH-2-315 | Siemens NH-2-315 | 315 | [4800.0, 120.0, 7.0, 0.1, 0.004] | 0 | 0 | [550.0, 920.0, 1900.0, 5000.0, 11000.0] | 0 | 0
Siemens NH-2-355 | Siemens NH-2-355 | 355 | [4800.0, 120.0, 6.0, 0.1, 0.004] | 0 | 0 | [650.0, 1116.27, 2350.0, 5840.0, 12790.0] | 0 | 0
Siemens NH-2-400 | Siemens NH-2-400 | 400 | [4800.0, 120.0, 7.0, 0.1, 0.004] | 0 | 0 | [720.0, 1350.0, 2800.0, 6500.0, 15000.0] | 0 | 0
Siemens NH-2-425 | Siemens NH-2-425 | 425 | [4800.0, 120.0, 7.0, 0.1, 0.004] | 0 | 0 | [850.0, 1500.0, 3050.0, 7500.0, 16500.0] | 0 | 0
Siemens NH-2-630 | Siemens NH-2-630 | 630 | [4800.0, 120.0, 7.0, 0.1, 0.004] | 0 | 0 | [1200.0, 2000.0, 4800.0, 12000.0, 26000.0] | 0 | 0

## dtypes
| element | column | dtype
0 | bus | name | object
1 | bus | vn_kv | float64
2 | bus | type | object
3 | bus | zone | object
4 | bus | in_service | bool
5 | load | name | object
6 | load | bus | uint32
7 | load | p_mw | float64
8 | load | q_mvar | float64
9 | load | const_z_percent | float64
10 | load | const_i_percent | float64
11 | load | sn_mva | float64
12 | load | scaling | float64
13 | load | in_service | bool
14 | load | type | object
15 | ext_grid | name | object
16 | ext_grid | bus | uint32
17 | ext_grid | vm_pu | float64
18 | ext_grid | va_degree | float64
19 | ext_grid | slack_weight | float64
20 | ext_grid | in_service | bool
21 | line | name | object
22 | line | std_type | object
23 | line | from_bus | uint32
24 | line | to_bus | uint32
25 | line | length_km | float64
26 | line | r_ohm_per_km | float64
27 | line | x_ohm_per_km | float64
28 | line | c_nf_per_km | float64
29 | line | g_us_per_km | float64
30 | line | max_i_ka | float64
31 | line | df | float64
32 | line | parallel | uint32
33 | line | type | object
34 | line | in_service | bool
35 | trafo | name | object
36 | trafo | std_type | object
37 | trafo | hv_bus | uint32
38 | trafo | lv_bus | uint32
39 | trafo | sn_mva | float64
40 | trafo | vn_hv_kv | float64
41 | trafo | vn_lv_kv | float64
42 | trafo | vk_percent | float64
43 | trafo | vkr_percent | float64
44 | trafo | pfe_kw | float64
45 | trafo | i0_percent | float64
46 | trafo | shift_degree | float64
47 | trafo | tap_side | object
48 | trafo | tap_neutral | int32
49 | trafo | tap_min | int32
50 | trafo | tap_max | int32
51 | trafo | tap_step_percent | float64
52 | trafo | tap_step_degree | float64
53 | trafo | tap_pos | int32
54 | trafo | tap_phase_shifter | bool
55 | trafo | parallel | uint32
56 | trafo | df | float64
57 | trafo | in_service | bool
58 | line_geodata | coords | object
59 | bus_geodata | x | float64
60 | bus_geodata | y | float64
61 | bus_geodata | coords | object

## parameters
| version | format_version | converged | OPF_converged | name | f_hz | sn_mva
0 | 2.14.6 | 2.14.0 | FALSE | FALSE |  | 50 | 1