## bus
| name | vn_kv | type | zone | in_service
0 | bus_MV_102_0_node_0 | 20 | n |  | TRUE
1 | bus_MV_102_0_node_1 | 20 | n |  | TRUE
2 | bus_MV_102_0_node_69 | 20 | n |  | TRUE
3 | bus_MV_102_0_node_3 | 20 | n |  | TRUE
4 | bus_MV_102_0_node_68 | 20 | n |  | TRUE
5 | bus_MV_102_0_node_2 | 20 | n |  | TRUE
6 | bus_MV_102_0_node_167 | 20 | n |  | TRUE
7 | bus_MV_102_0_node_70 | 20 | n |  | TRUE
8 | bus_MV_102_0_node_7 | 20 | n |  | TRUE
9 | bus_MV_102_0_node_4 | 20 | n |  | TRUE
10 | bus_MV_102_0_node_116 | 20 | n |  | TRUE
11 | bus_MV_102_0_node_114 | 20 | n |  | TRUE
12 | bus_MV_102_0_node_112 | 20 | n |  | TRUE
13 | bus_MV_102_0_node_8 | 20 | n |  | TRUE
14 | bus_MV_102_0_node_10 | 20 | n |  | TRUE
15 | bus_MV_102_0_node_9 | 20 | n |  | TRUE
16 | bus_MV_102_0_node_16 | 20 | n |  | TRUE
17 | bus_MV_102_0_node_15 | 20 | n |  | TRUE
18 | bus_MV_102_0_node_5 | 20 | n |  | TRUE
19 | bus_MV_102_0_node_6 | 20 | n |  | TRUE
20 | bus_MV_102_0_node_117 | 20 | n |  | TRUE
21 | bus_MV_102_0_node_13 | 20 | n |  | TRUE
22 | bus_MV_102_0_node_14 | 20 | n |  | TRUE
23 | bus_MV_102_0_node_17 | 20 | n |  | TRUE
24 | bus_MV_102_0_node_66 | 20 | n |  | TRUE
25 | bus_MV_102_0_node_94 | 20 | n |  | TRUE
26 | bus_MV_102_0_node_11 | 20 | n |  | TRUE
27 | bus_MV_102_0_node_12 | 20 | n |  | TRUE
28 | bus_MV_102_0_node_151 | 20 | n |  | TRUE
29 | bus_MV_102_0_node_110 | 20 | n |  | TRUE
30 | bus_MV_102_0_node_91 | 20 | n |  | TRUE
31 | bus_MV_102_0_node_65 | 20 | n |  | TRUE
32 | bus_MV_102_0_node_95 | 20 | n |  | TRUE
33 | bus_MV_102_0_node_96 | 20 | n |  | TRUE
34 | bus_MV_102_0_node_162 | 20 | n |  | TRUE
35 | bus_MV_102_0_node_100 | 20 | n |  | TRUE
36 | bus_MV_102_0_node_18 | 20 | n |  | TRUE
37 | bus_MV_102_0_node_19 | 20 | n |  | TRUE
38 | bus_MV_102_0_node_20 | 20 | n |  | TRUE
39 | bus_MV_102_0_node_21 | 20 | n |  | TRUE
40 | bus_MV_102_0_node_40 | 20 | n |  | TRUE
41 | bus_MV_102_0_node_104 | 20 | n |  | TRUE
42 | bus_MV_102_0_node_32 | 20 | n |  | TRUE
43 | bus_MV_102_0_node_165 | 20 | n |  | TRUE
44 | bus_MV_102_0_node_31 | 20 | n |  | TRUE
45 | bus_MV_102_0_node_22 | 20 | n |  | TRUE
46 | bus_MV_102_0_node_23 | 20 | n |  | TRUE
47 | bus_MV_102_0_node_25 | 20 | n |  | TRUE
48 | bus_MV_102_0_node_26 | 20 | n |  | TRUE
49 | bus_MV_102_0_node_67 | 20 | n |  | TRUE
50 | bus_MV_102_0_node_27 | 20 | n |  | TRUE
51 | bus_MV_102_0_node_29 | 20 | n |  | TRUE
52 | bus_MV_102_0_node_30 | 20 | n |  | TRUE
53 | bus_MV_102_0_node_34 | 20 | n |  | TRUE
54 | bus_MV_102_0_node_35 | 20 | n |  | TRUE
55 | bus_MV_102_0_node_154 | 20 | n |  | TRUE
56 | bus_MV_102_0_node_59 | 20 | n |  | TRUE
57 | bus_MV_102_0_node_33 | 20 | n |  | TRUE
58 | bus_MV_102_0_node_152 | 20 | n |  | TRUE
59 | bus_MV_102_0_node_153 | 20 | n |  | TRUE
60 | bus_MV_102_0_node_60 | 20 | n |  | TRUE
61 | bus_MV_102_0_node_36 | 20 | n |  | TRUE
62 | bus_MV_102_0_node_37 | 20 | n |  | TRUE
63 | bus_MV_102_0_node_38 | 20 | n |  | TRUE
64 | bus_MV_102_0_node_39 | 20 | n |  | TRUE
65 | bus_MV_102_0_node_85 | 20 | n |  | TRUE
66 | bus_MV_102_0_node_61 | 20 | n |  | TRUE
67 | bus_MV_102_0_node_62 | 20 | n |  | TRUE
68 | bus_MV_102_0_node_86 | 20 | n |  | TRUE
69 | bus_MV_102_0_node_63 | 20 | n |  | TRUE
70 | bus_MV_102_0_node_41 | 20 | n |  | TRUE
71 | bus_MV_102_0_node_42 | 20 | n |  | TRUE
72 | bus_MV_102_0_node_43 | 20 | n |  | TRUE
73 | bus_MV_102_0_node_44 | 20 | n |  | TRUE
74 | bus_MV_102_0_node_45 | 20 | n |  | TRUE
75 | bus_MV_102_0_node_171 | 20 | n |  | TRUE
76 | bus_MV_102_0_node_48 | 20 | n |  | TRUE
77 | bus_MV_102_0_node_103 | 20 | n |  | TRUE
78 | bus_MV_102_0_node_53 | 20 | n |  | TRUE
79 | bus_MV_102_0_node_47 | 20 | n |  | TRUE
80 | bus_MV_102_0_node_49 | 20 | n |  | TRUE
81 | bus_MV_102_0_node_46 | 20 | n |  | TRUE
82 | bus_MV_102_0_node_102 | 20 | n |  | TRUE
83 | bus_MV_102_0_node_56 | 20 | n |  | TRUE
84 | bus_MV_102_0_node_101 | 20 | n |  | TRUE
85 | bus_MV_102_0_node_97 | 20 | n |  | TRUE
86 | bus_MV_102_0_node_98 | 20 | n |  | TRUE
87 | bus_MV_102_0_node_87 | 20 | n |  | TRUE
88 | bus_MV_102_0_node_50 | 20 | n |  | TRUE
89 | bus_MV_102_0_node_51 | 20 | n |  | TRUE
90 | bus_MV_102_0_node_52 | 20 | n |  | TRUE
91 | bus_MV_102_0_node_55 | 20 | n |  | TRUE
92 | bus_MV_102_0_node_54 | 20 | n |  | TRUE
93 | bus_MV_102_0_node_58 | 20 | n |  | TRUE
94 | bus_MV_102_0_node_57 | 20 | n |  | TRUE
95 | bus_MV_102_0_node_172 | 20 | n |  | TRUE
96 | bus_MV_102_0_node_135 | 20 | n |  | TRUE
97 | bus_MV_102_0_node_156 | 20 | n |  | TRUE
98 | bus_MV_102_0_node_161 | 20 | n |  | TRUE
99 | bus_MV_102_0_node_134 | 20 | n |  | TRUE
100 | bus_MV_102_0_node_133 | 20 | n |  | TRUE
101 | bus_MV_102_0_node_139 | 20 | n |  | TRUE
102 | bus_MV_102_0_node_136 | 20 | n |  | TRUE
103 | bus_MV_102_0_node_64 | 20 | n |  | TRUE
104 | bus_MV_102_0_node_71 | 20 | n |  | TRUE
105 | bus_MV_102_0_node_72 | 20 | n |  | TRUE
106 | bus_MV_102_0_node_75 | 20 | n |  | TRUE
107 | bus_MV_102_0_node_169 | 20 | n |  | TRUE
108 | bus_MV_102_0_node_77 | 20 | n |  | TRUE
109 | bus_MV_102_0_node_74 | 20 | n |  | TRUE
110 | bus_MV_102_0_node_76 | 20 | n |  | TRUE
111 | bus_MV_102_0_node_83 | 20 | n |  | TRUE
112 | bus_MV_102_0_node_84 | 20 | n |  | TRUE
113 | bus_MV_102_0_node_168 | 20 | n |  | TRUE
114 | bus_MV_102_0_node_78 | 20 | n |  | TRUE
115 | bus_MV_102_0_node_79 | 20 | n |  | TRUE
116 | bus_MV_102_0_node_170 | 20 | n |  | TRUE
117 | bus_MV_102_0_node_107 | 20 | n |  | TRUE
118 | bus_MV_102_0_node_106 | 20 | n |  | TRUE
119 | bus_MV_102_0_node_80 | 20 | n |  | TRUE
120 | bus_MV_102_0_node_82 | 20 | n |  | TRUE
121 | bus_MV_102_0_node_93 | 20 | n |  | TRUE
122 | bus_MV_102_0_node_92 | 20 | n |  | TRUE
123 | bus_MV_102_0_node_88 | 20 | n |  | TRUE
124 | bus_MV_102_0_node_89 | 20 | n |  | TRUE
125 | bus_MV_102_0_node_105 | 20 | n |  | TRUE
126 | bus_MV_102_0_node_90 | 20 | n |  | TRUE
127 | bus_MV_102_0_node_115 | 20 | n |  | TRUE
128 | bus_MV_102_0_node_113 | 20 | n |  | TRUE
129 | bus_MV_102_0_node_99 | 20 | n |  | TRUE
130 | bus_MV_102_0_node_108 | 20 | n |  | TRUE
131 | bus_MV_102_0_node_109 | 20 | n |  | TRUE
132 | bus_MV_102_0_node_111 | 20 | n |  | TRUE
133 | bus_MV_102_0_node_118 | 20 | n |  | TRUE
134 | bus_MV_102_0_node_120 | 20 | n |  | TRUE
135 | bus_MV_102_0_node_121 | 20 | n |  | TRUE
136 | bus_MV_102_0_node_147 | 20 | n |  | TRUE
137 | bus_MV_102_0_node_158 | 20 | n |  | TRUE
138 | bus_MV_102_0_node_146 | 20 | n |  | TRUE
139 | bus_MV_102_0_node_122 | 20 | n |  | TRUE
140 | bus_MV_102_0_node_123 | 20 | n |  | TRUE
141 | bus_MV_102_0_node_124 | 20 | n |  | TRUE
142 | bus_MV_102_0_node_125 | 20 | n |  | TRUE
143 | bus_MV_102_0_node_155 | 20 | n |  | TRUE
144 | bus_MV_102_0_node_126 | 20 | n |  | TRUE
145 | bus_MV_102_0_node_148 | 20 | n |  | TRUE
146 | bus_MV_102_0_node_149 | 20 | n |  | TRUE
147 | bus_MV_102_0_node_145 | 20 | n |  | TRUE
148 | bus_MV_102_0_node_128 | 20 | n |  | TRUE
149 | bus_MV_102_0_node_163 | 20 | n |  | TRUE
150 | bus_MV_102_0_node_164 | 20 | n |  | TRUE
151 | bus_MV_102_0_node_157 | 20 | n |  | TRUE
152 | bus_MV_102_0_node_132 | 20 | n |  | TRUE
153 | bus_MV_102_0_node_144 | 20 | n |  | TRUE
154 | bus_MV_102_0_node_143 | 20 | n |  | TRUE
155 | bus_MV_102_0_node_131 | 20 | n |  | TRUE
156 | bus_MV_102_0_node_129 | 20 | n |  | TRUE
157 | bus_MV_102_0_node_140 | 20 | n |  | TRUE
158 | bus_MV_102_0_node_141 | 20 | n |  | TRUE
159 | bus_MV_102_0_node_142 | 20 | n |  | TRUE
160 | bus_MV_102_0_node_166 | 20 | n |  | TRUE
161 | bus_MV_102_0_node_137 | 20 | n |  | TRUE
162 | bus_MV_102_0_node_138 | 20 | n |  | TRUE
163 | bus_MV_102_0_node_150 | 20 | n |  | TRUE
164 | bus_MV_102_0_node_159 | 20 | n |  | TRUE
165 | bus_MV_102_0_node_160 | 20 | n |  | TRUE
166 | bus_HV_102_0_node_49 | 110 | n |  | TRUE

## load
| name | bus | p_mw | q_mvar | const_z_percent | const_i_percent | sn_mva | scaling | in_service | type
0 | MV_102_0_load_0 | 0 | 0.31473 | 0.15243 | 0 | 0 |  | 1 | TRUE | wye
1 | MV_102_0_load_68 | 4 | 0.40074 | 0.19409 | 0 | 0 |  | 1 | TRUE | wye
2 | MV_102_0_load_167 | 6 | 0.1184 | 0.057342 | 0 | 0 |  | 1 | TRUE | wye
3 | MV_102_0_load_4 | 9 | 0.39838 | 0.19295 | 0 | 0 |  | 1 | TRUE | wye
4 | MV_102_0_load_116 | 10 | 0.40699 | 0.19711 | 0 | 0 |  | 1 | TRUE | wye
5 | MV_102_0_load_112 | 12 | 0.35445 | 0.17167 | 0 | 0 |  | 1 | TRUE | wye
6 | MV_102_0_load_9 | 15 | 0.2638 | 0.12776 | 0 | 0 |  | 1 | TRUE | wye
7 | MV_102_0_load_15 | 17 | 0.38978 | 0.18878 | 0 | 0 |  | 1 | TRUE | wye
8 | MV_102_0_load_117 | 20 | 0.3855 | 0.18671 | 0 | 0 |  | 1 | TRUE | wye
9 | MV_102_0_load_17 | 23 | 0.23603 | 0.11432 | 0 | 0 |  | 1 | TRUE | wye
10 | MV_102_0_load_94 | 25 | 0.28111 | 0.13615 | 0 | 0 |  | 1 | TRUE | wye
11 | MV_102_0_load_11 | 26 | 0.28755 | 0.13927 | 0 | 0 |  | 1 | TRUE | wye
12 | MV_102_0_load_151 | 28 | 0.076909 | 0.037249 | 0 | 0 |  | 1 | TRUE | wye
13 | MV_102_0_load_91 | 30 | 0.38068 | 0.18437 | 0 | 0 |  | 1 | TRUE | wye
14 | MV_102_0_load_65 | 31 | 0.31393 | 0.15205 | 0 | 0 |  | 1 | TRUE | wye
15 | MV_102_0_load_162 | 34 | 0.20762 | 0.10055 | 0 | 0 |  | 1 | TRUE | wye
16 | MV_102_0_load_18 | 36 | 0.29133 | 0.1411 | 0 | 0 |  | 1 | TRUE | wye
17 | MV_102_0_load_40 | 40 | 0.25756 | 0.12474 | 0 | 0 |  | 1 | TRUE | wye
18 | MV_102_0_load_32 | 42 | 0.36888 | 0.17866 | 0 | 0 |  | 1 | TRUE | wye
19 | MV_102_0_load_165 | 43 | 0.15609 | 0.075598 | 0 | 0 |  | 1 | TRUE | wye
20 | MV_102_0_load_22 | 45 | 0.24067 | 0.11656 | 0 | 0 |  | 1 | TRUE | wye
21 | MV_102_0_load_25 | 47 | 0.28939 | 0.14016 | 0 | 0 |  | 1 | TRUE | wye
22 | MV_102_0_load_67 | 49 | 0.34935 | 0.1692 | 0 | 0 |  | 1 | TRUE | wye
23 | MV_102_0_load_27 | 50 | 0.33947 | 0.16441 | 0 | 0 |  | 1 | TRUE | wye
24 | MV_102_0_load_154 | 55 | 0.051797 | 0.025086 | 0 | 0 |  | 1 | TRUE | wye
25 | MV_102_0_load_59 | 56 | 0.22841 | 0.11063 | 0 | 0 |  | 1 | TRUE | wye
26 | MV_102_0_load_152 | 58 | 0.079581 | 0.038543 | 0 | 0 |  | 1 | TRUE | wye
27 | MV_102_0_load_36 | 61 | 0.38787 | 0.18786 | 0 | 0 |  | 1 | TRUE | wye
28 | MV_102_0_load_85 | 65 | 0.33614 | 0.1628 | 0 | 0 |  | 1 | TRUE | wye
29 | MV_102_0_load_61 | 66 | 0.31336 | 0.15177 | 0 | 0 |  | 1 | TRUE | wye
30 | MV_102_0_load_63 | 69 | 0.22604 | 0.10948 | 0 | 0 |  | 1 | TRUE | wye
31 | MV_102_0_load_41 | 70 | 0.188 | 0.091051 | 0 | 0 |  | 1 | TRUE | wye
32 | MV_102_0_load_42 | 71 | 0.086781 | 0.04203 | 0 | 0 |  | 1 | TRUE | wye
33 | MV_102_0_load_171 | 75 | 0.32725 | 0.15849 | 0 | 0 |  | 1 | TRUE | wye
34 | MV_102_0_load_103 | 77 | 0.35232 | 0.17064 | 0 | 0 |  | 1 | TRUE | wye
35 | MV_102_0_load_49 | 80 | 0.071155 | 0.034462 | 0 | 0 |  | 1 | TRUE | wye
36 | MV_102_0_load_56 | 83 | 0.2451 | 0.11871 | 0 | 0 |  | 1 | TRUE | wye
37 | MV_102_0_load_101 | 84 | 0.32237 | 0.15613 | 0 | 0 |  | 1 | TRUE | wye
38 | MV_102_0_load_97 | 85 | 0.30668 | 0.14853 | 0 | 0 |  | 1 | TRUE | wye
39 | MV_102_0_load_50 | 88 | 0.29184 | 0.14135 | 0 | 0 |  | 1 | TRUE | wye
40 | MV_102_0_load_57 | 94 | 0.16695 | 0.080855 | 0 | 0 |  | 1 | TRUE | wye
41 | MV_102_0_load_172 | 95 | 0.40345 | 0.1954 | 0 | 0 |  | 1 | TRUE | wye
42 | MV_102_0_load_156 | 97 | 0.073331 | 0.035516 | 0 | 0 |  | 1 | TRUE | wye
43 | MV_102_0_load_133 | 100 | 0.24217 | 0.11729 | 0 | 0 |  | 1 | TRUE | wye
44 | MV_102_0_load_136 | 102 | 0.2128 | 0.10306 | 0 | 0 |  | 1 | TRUE | wye
45 | MV_102_0_load_71 | 104 | 0.16249 | 0.078696 | 0 | 0 |  | 1 | TRUE | wye
46 | MV_102_0_load_169 | 107 | 0.052579 | 0.025465 | 0 | 0 |  | 1 | TRUE | wye
47 | MV_102_0_load_83 | 111 | 0.20006 | 0.096896 | 0 | 0 |  | 1 | TRUE | wye
48 | MV_102_0_load_84 | 112 | 0.34127 | 0.16528 | 0 | 0 |  | 1 | TRUE | wye
49 | MV_102_0_load_168 | 113 | 0.33243 | 0.161 | 0 | 0 |  | 1 | TRUE | wye
50 | MV_102_0_load_79 | 115 | 0.19202 | 0.092999 | 0 | 0 |  | 1 | TRUE | wye
51 | MV_102_0_load_170 | 116 | 0.39025 | 0.18901 | 0 | 0 |  | 1 | TRUE | wye
52 | MV_102_0_load_80 | 119 | 0.32782 | 0.15877 | 0 | 0 |  | 1 | TRUE | wye
53 | MV_102_0_load_92 | 122 | 0.21721 | 0.1052 | 0 | 0 |  | 1 | TRUE | wye
54 | MV_102_0_load_88 | 123 | 0.23277 | 0.11274 | 0 | 0 |  | 1 | TRUE | wye
55 | MV_102_0_load_105 | 125 | 0.35029 | 0.16965 | 0 | 0 |  | 1 | TRUE | wye
56 | MV_102_0_load_115 | 127 | 0.090833 | 0.043993 | 0 | 0 |  | 1 | TRUE | wye
57 | MV_102_0_load_108 | 130 | 0.3674 | 0.17794 | 0 | 0 |  | 1 | TRUE | wye
58 | MV_102_0_load_111 | 132 | 0.1257 | 0.060879 | 0 | 0 |  | 1 | TRUE | wye
59 | MV_102_0_load_118 | 133 | 0.070438 | 0.034115 | 0 | 0 |  | 1 | TRUE | wye
60 | MV_102_0_load_120 | 134 | 0.21328 | 0.1033 | 0 | 0 |  | 1 | TRUE | wye
61 | MV_102_0_load_158 | 137 | 0.072849 | 0.035282 | 0 | 0 |  | 1 | TRUE | wye
62 | MV_102_0_load_123 | 140 | 0.20082 | 0.097264 | 0 | 0 |  | 1 | TRUE | wye
63 | MV_102_0_load_155 | 143 | 0.070398 | 0.034095 | 0 | 0 |  | 1 | TRUE | wye
64 | MV_102_0_load_126 | 144 | 0.28612 | 0.13858 | 0 | 0 |  | 1 | TRUE | wye
65 | MV_102_0_load_145 | 147 | 0.39061 | 0.18918 | 0 | 0 |  | 1 | TRUE | wye
66 | MV_102_0_load_164 | 150 | 0.35531 | 0.17209 | 0 | 0 |  | 1 | TRUE | wye
67 | MV_102_0_load_157 | 151 | 0.17467 | 0.084597 | 0 | 0 |  | 1 | TRUE | wye
68 | MV_102_0_load_144 | 153 | 0.28484 | 0.13795 | 0 | 0 |  | 1 | TRUE | wye
69 | MV_102_0_load_143 | 154 | 0.17672 | 0.085591 | 0 | 0 |  | 1 | TRUE | wye
70 | MV_102_0_load_129 | 156 | 0.13182 | 0.063846 | 0 | 0 |  | 1 | TRUE | wye
71 | MV_102_0_load_140 | 157 | 0.20658 | 0.10005 | 0 | 0 |  | 1 | TRUE | wye
72 | MV_102_0_load_142 | 159 | 0.12841 | 0.062193 | 0 | 0 |  | 1 | TRUE | wye
73 | MV_102_0_load_166 | 160 | 0.25728 | 0.12461 | 0 | 0 |  | 1 | TRUE | wye
74 | MV_102_0_load_150 | 163 | 0.36701 | 0.17775 | 0 | 0 |  | 1 | TRUE | wye
75 | MV_102_0_load_159 | 164 | 0.35356 | 0.17124 | 0 | 0 |  | 1 | TRUE | wye

## ext_grid
| name | bus | vm_pu | va_degree | slack_weight | in_service
0 |  | 80 | 1 | 0 | 1 | TRUE

## line
| name | std_type | from_bus | to_bus | length_km | r_ohm_per_km | x_ohm_per_km | c_nf_per_km | g_us_per_km | max_i_ka | df | parallel | type | in_service
0 | MV_102_0_line_0 |  | 0 | 1 | 0.015917 | 0.0515 | 0.029 | 1000 | 0 | 1.276 | 1 | 1 | cs | TRUE
1 | MV_102_0_line_1 |  | 0 | 2 | 0.15334 | 0.0595 | 0.16 | 22 | 0 | 1.29 | 1 | 1 | ol | TRUE
2 | MV_102_0_line_2 |  | 1 | 3 | 0.041288 | 0.0515 | 0.029 | 1000 | 0 | 1.276 | 1 | 1 | cs | TRUE
3 | MV_102_0_line_3 |  | 2 | 4 | 0.081964 | 0.0595 | 0.16 | 22 | 0 | 1.29 | 1 | 1 | ol | TRUE
4 | MV_102_0_line_4 |  | 3 | 8 | 0.3841 | 0.0515 | 0.029 | 1000 | 0 | 1.276 | 1 | 1 | cs | TRUE
5 | MV_102_0_line_5 |  | 3 | 9 | 0.045618 | 0.0515 | 0.029 | 1000 | 0 | 1.276 | 1 | 1 | cs | TRUE
6 | MV_102_0_line_6 |  | 3 | 5 | 0.053537 | 0.0515 | 0.029 | 1000 | 0 | 1.276 | 1 | 1 | cs | TRUE
7 | MV_102_0_line_7 |  | 5 | 6 | 0.016162 | 0.0515 | 0.029 | 1000 | 0 | 1.276 | 1 | 1 | cs | TRUE
8 | MV_102_0_line_8 |  | 5 | 7 | 0.035948 | 0.0595 | 0.16 | 22 | 0 | 1.29 | 1 | 1 | ol | TRUE
9 | MV_102_0_line_9 |  | 7 | 10 | 0.010056 | 0.0515 | 0.029 | 1000 | 0 | 1.276 | 1 | 1 | cs | TRUE
10 | MV_102_0_line_10 |  | 8 | 13 | 0.098548 | 0.0515 | 0.029 | 1000 | 0 | 1.276 | 1 | 1 | cs | TRUE
11 | MV_102_0_line_11 |  | 8 | 14 | 0.057084 | 0.445 | 0.132 | 190 | 0 | 0.22 | 1 | 1 | cs | TRUE
12 | MV_102_0_line_12 |  | 8 | 15 | 0.038738 | 0.445 | 0.132 | 190 | 0 | 0.22 | 1 | 1 | cs | TRUE
13 | MV_102_0_line_13 |  | 9 | 18 | 0.027245 | 0.0595 | 0.16 | 22 | 0 | 1.29 | 1 | 1 | ol | TRUE
14 | MV_102_0_line_14 |  | 10 | 11 | 0.079985 | 0.0515 | 0.029 | 1000 | 0 | 1.276 | 1 | 1 | cs | TRUE
15 | MV_102_0_line_15 |  | 11 | 12 | 0.092045 | 0.0515 | 0.029 | 1000 | 0 | 1.276 | 1 | 1 | cs | TRUE
16 | MV_102_0_line_16 |  | 12 | 128 | 0.079897 | 0.0595 | 0.16 | 22 | 0 | 1.29 | 1 | 1 | ol | TRUE
17 | MV_102_0_line_17 |  | 13 | 16 | 0.35863 | 0.0515 | 0.029 | 1000 | 0 | 1.276 | 1 | 1 | cs | TRUE
18 | MV_102_0_line_18 |  | 13 | 17 | 0.099484 | 0.5939 | 0.372 | 9.5 | 0 | 0.21 | 1 | 1 | ol | TRUE
19 | MV_102_0_line_19 |  | 14 | 23 | 0.013898 | 0.445 | 0.132 | 190 | 0 | 0.22 | 1 | 1 | cs | TRUE
20 | MV_102_0_line_20 |  | 16 | 24 | 0.10593 | 0.445 | 0.132 | 190 | 0 | 0.22 | 1 | 1 | cs | TRUE
21 | MV_102_0_line_21 |  | 16 | 25 | 0.10864 | 0.0595 | 0.16 | 22 | 0 | 1.29 | 1 | 1 | ol | TRUE
22 | MV_102_0_line_22 |  | 18 | 19 | 0.065559 | 0.0515 | 0.029 | 1000 | 0 | 1.276 | 1 | 1 | cs | TRUE
23 | MV_102_0_line_23 |  | 19 | 20 | 0.015706 | 0.0515 | 0.029 | 1000 | 0 | 1.276 | 1 | 1 | cs | TRUE
24 | MV_102_0_line_24 |  | 20 | 21 | 0.026873 | 0.1188 | 0.172 | 20.6 | 0 | 0.82 | 1 | 1 | ol | TRUE
25 | MV_102_0_line_25 |  | 21 | 22 | 0.075691 | 0.061 | 0.056 | 608 | 0 | 0.842 | 1 | 1 | cs | TRUE
26 | MV_102_0_line_26 |  | 22 | 28 | 0.040475 | 0.445 | 0.132 | 190 | 0 | 0.22 | 1 | 1 | cs | TRUE
27 | MV_102_0_line_27 |  | 22 | 27 | 0.069167 | 0.445 | 0.132 | 190 | 0 | 0.22 | 1 | 1 | cs | TRUE
28 | MV_102_0_line_28 |  | 24 | 30 | 0.101 | 0.5939 | 0.372 | 9.5 | 0 | 0.21 | 1 | 1 | ol | TRUE
29 | MV_102_0_line_29 |  | 24 | 31 | 0.12732 | 0.5939 | 0.372 | 9.5 | 0 | 0.21 | 1 | 1 | ol | TRUE
30 | MV_102_0_line_30 |  | 25 | 32 | 0.078674 | 0.0595 | 0.16 | 22 | 0 | 1.29 | 1 | 1 | ol | TRUE
31 | MV_102_0_line_31 |  | 26 | 27 | 0.028403 | 0.445 | 0.132 | 190 | 0 | 0.22 | 1 | 1 | cs | TRUE
32 | MV_102_0_line_32 |  | 28 | 29 | 0.030699 | 0.445 | 0.132 | 190 | 0 | 0.22 | 1 | 1 | cs | TRUE
33 | MV_102_0_line_33 |  | 29 | 131 | 0.005396 | 0.445 | 0.132 | 190 | 0 | 0.22 | 1 | 1 | cs | TRUE
34 | MV_102_0_line_34 |  | 32 | 33 | 0.20282 | 0.0515 | 0.029 | 1000 | 0 | 1.276 | 1 | 1 | cs | TRUE
35 | MV_102_0_line_35 |  | 33 | 34 | 0.036489 | 0.0515 | 0.029 | 1000 | 0 | 1.276 | 1 | 1 | cs | TRUE
36 | MV_102_0_line_36 |  | 34 | 35 | 0.055053 | 0.0515 | 0.029 | 1000 | 0 | 1.276 | 1 | 1 | cs | TRUE
37 | MV_102_0_line_37 |  | 35 | 86 | 0.18327 | 0.0515 | 0.029 | 1000 | 0 | 1.276 | 1 | 1 | cs | TRUE
38 | MV_102_0_line_38 |  | 36 | 37 | 0.090813 | 0.5939 | 0.372 | 9.5 | 0 | 0.21 | 1 | 1 | ol | TRUE
39 | MV_102_0_line_39 |  | 37 | 38 | 0.17108 | 0.445 | 0.132 | 190 | 0 | 0.22 | 1 | 1 | cs | TRUE
40 | MV_102_0_line_40 |  | 38 | 39 | 0.42629 | 0.445 | 0.132 | 190 | 0 | 0.22 | 1 | 1 | cs | TRUE
41 | MV_102_0_line_41 |  | 38 | 40 | 0.06112 | 0.5939 | 0.372 | 9.5 | 0 | 0.21 | 1 | 1 | ol | TRUE
42 | MV_102_0_line_42 |  | 39 | 41 | 0.057961 | 0.445 | 0.132 | 190 | 0 | 0.22 | 1 | 1 | cs | TRUE
43 | MV_102_0_line_43 |  | 39 | 42 | 0.051198 | 0.445 | 0.132 | 190 | 0 | 0.22 | 1 | 1 | cs | TRUE
44 | MV_102_0_line_44 |  | 41 | 43 | 0.04651 | 0.445 | 0.132 | 190 | 0 | 0.22 | 1 | 1 | cs | TRUE
45 | MV_102_0_line_45 |  | 42 | 44 | 0.019399 | 0.445 | 0.132 | 190 | 0 | 0.22 | 1 | 1 | cs | TRUE
46 | MV_102_0_line_46 |  | 43 | 47 | 0.074093 | 0.5939 | 0.372 | 9.5 | 0 | 0.21 | 1 | 1 | ol | TRUE
47 | MV_102_0_line_47 |  | 44 | 57 | 0.10696 | 0.445 | 0.132 | 190 | 0 | 0.22 | 1 | 1 | cs | TRUE
48 | MV_102_0_line_48 |  | 45 | 46 | 0.32392 | 0.5939 | 0.372 | 9.5 | 0 | 0.21 | 1 | 1 | ol | TRUE
49 | MV_102_0_line_49 |  | 46 | 47 | 0.16673 | 0.445 | 0.132 | 190 | 0 | 0.22 | 1 | 1 | cs | TRUE
50 | MV_102_0_line_50 |  | 46 | 48 | 0.041363 | 0.445 | 0.132 | 190 | 0 | 0.22 | 1 | 1 | cs | TRUE
51 | MV_102_0_line_51 |  | 48 | 49 | 0.178 | 0.5939 | 0.372 | 9.5 | 0 | 0.21 | 1 | 1 | ol | TRUE
52 | MV_102_0_line_52 |  | 50 | 51 | 0.05933 | 0.445 | 0.132 | 190 | 0 | 0.22 | 1 | 1 | cs | TRUE
53 | MV_102_0_line_53 |  | 50 | 52 | 0.064054 | 0.445 | 0.132 | 190 | 0 | 0.22 | 1 | 1 | cs | TRUE
54 | MV_102_0_line_54 |  | 51 | 53 | 0.54735 | 0.445 | 0.132 | 190 | 0 | 0.22 | 1 | 1 | cs | TRUE
55 | MV_102_0_line_55 |  | 52 | 54 | 0.19347 | 0.445 | 0.132 | 190 | 0 | 0.22 | 1 | 1 | cs | TRUE
56 | MV_102_0_line_56 |  | 53 | 55 | 0.165 | 0.5939 | 0.372 | 9.5 | 0 | 0.21 | 1 | 1 | ol | TRUE
57 | MV_102_0_line_57 |  | 54 | 56 | 0.085388 | 0.445 | 0.132 | 190 | 0 | 0.22 | 1 | 1 | cs | TRUE
58 | MV_102_0_line_58 |  | 55 | 59 | 0.10967 | 0.445 | 0.132 | 190 | 0 | 0.22 | 1 | 1 | cs | TRUE
59 | MV_102_0_line_59 |  | 56 | 60 | 0.055152 | 0.445 | 0.132 | 190 | 0 | 0.22 | 1 | 1 | cs | TRUE
60 | MV_102_0_line_60 |  | 57 | 58 | 0.5933 | 0.5939 | 0.372 | 9.5 | 0 | 0.21 | 1 | 1 | ol | TRUE
61 | MV_102_0_line_61 |  | 58 | 59 | 0.4795 | 0.445 | 0.132 | 190 | 0 | 0.22 | 1 | 1 | cs | TRUE
62 | MV_102_0_line_62 |  | 60 | 103 | 0.071528 | 0.445 | 0.132 | 190 | 0 | 0.22 | 1 | 1 | cs | TRUE
63 | MV_102_0_line_63 |  | 61 | 62 | 0.08942 | 0.5939 | 0.372 | 9.5 | 0 | 0.21 | 1 | 1 | ol | TRUE
64 | MV_102_0_line_64 |  | 62 | 63 | 0.25419 | 0.445 | 0.132 | 190 | 0 | 0.22 | 1 | 1 | cs | TRUE
65 | MV_102_0_line_65 |  | 62 | 64 | 0.43816 | 0.445 | 0.132 | 190 | 0 | 0.22 | 1 | 1 | cs | TRUE
66 | MV_102_0_line_66 |  | 63 | 65 | 0.093883 | 0.445 | 0.132 | 190 | 0 | 0.22 | 1 | 1 | cs | TRUE
67 | MV_102_0_line_67 |  | 64 | 66 | 0.021877 | 0.445 | 0.132 | 190 | 0 | 0.22 | 1 | 1 | cs | TRUE
68 | MV_102_0_line_68 |  | 64 | 67 | 0.060141 | 0.445 | 0.132 | 190 | 0 | 0.22 | 1 | 1 | cs | TRUE
69 | MV_102_0_line_69 |  | 65 | 68 | 0.022825 | 0.445 | 0.132 | 190 | 0 | 0.22 | 1 | 1 | cs | TRUE
70 | MV_102_0_line_70 |  | 67 | 69 | 0.057875 | 0.445 | 0.132 | 190 | 0 | 0.22 | 1 | 1 | cs | TRUE
71 | MV_102_0_line_71 |  | 68 | 87 | 0.10009 | 0.445 | 0.132 | 190 | 0 | 0.22 | 1 | 1 | cs | TRUE
72 | MV_102_0_line_72 |  | 69 | 103 | 0.039763 | 0.445 | 0.132 | 190 | 0 | 0.22 | 1 | 1 | cs | TRUE
73 | MV_102_0_line_73 |  | 70 | 71 | 0.015605 | 0.0515 | 0.029 | 1000 | 0 | 1.276 | 1 | 1 | cs | TRUE
74 | MV_102_0_line_74 |  | 70 | 72 | 0.029754 | 0.0515 | 0.029 | 1000 | 0 | 1.276 | 1 | 1 | cs | TRUE
75 | MV_102_0_line_75 |  | 71 | 73 | 0.029185 | 0.0515 | 0.029 | 1000 | 0 | 1.276 | 1 | 1 | cs | TRUE
76 | MV_102_0_line_76 |  | 72 | 74 | 0.033121 | 0.0515 | 0.029 | 1000 | 0 | 1.276 | 1 | 1 | cs | TRUE
77 | MV_102_0_line_77 |  | 73 | 79 | 0.012583 | 0.445 | 0.132 | 190 | 0 | 0.22 | 1 | 1 | cs | TRUE
78 | MV_102_0_line_78 |  | 73 | 76 | 0.072961 | 0.0515 | 0.029 | 1000 | 0 | 1.276 | 1 | 1 | cs | TRUE
79 | MV_102_0_line_79 |  | 74 | 80 | 0.0081983 | 0.0515 | 0.029 | 1000 | 0 | 1.276 | 1 | 1 | cs | TRUE
80 | MV_102_0_line_80 |  | 75 | 76 | 0.02686 | 0.0595 | 0.16 | 22 | 0 | 1.29 | 1 | 1 | ol | TRUE
81 | MV_102_0_line_81 |  | 75 | 77 | 0.28006 | 0.0595 | 0.16 | 22 | 0 | 1.29 | 1 | 1 | ol | TRUE
82 | MV_102_0_line_82 |  | 75 | 78 | 0.027191 | 0.161 | 0.117 | 273 | 0 | 0.362 | 1 | 1 | cs | TRUE
83 | MV_102_0_line_83 |  | 77 | 81 | 0.061061 | 0.0515 | 0.029 | 1000 | 0 | 1.276 | 1 | 1 | cs | TRUE
84 | MV_102_0_line_84 |  | 78 | 92 | 0.93962 | 0.161 | 0.117 | 273 | 0 | 0.362 | 1 | 1 | cs | TRUE
85 | MV_102_0_line_85 |  | 78 | 89 | 0.10559 | 0.445 | 0.132 | 190 | 0 | 0.22 | 1 | 1 | cs | TRUE
86 | MV_102_0_line_86 |  | 79 | 83 | 0.042339 | 0.445 | 0.132 | 190 | 0 | 0.22 | 1 | 1 | cs | TRUE
87 | MV_102_0_line_87 |  | 81 | 82 | 0.055176 | 0.0515 | 0.029 | 1000 | 0 | 1.276 | 1 | 1 | cs | TRUE
88 | MV_102_0_line_88 |  | 82 | 84 | 0.020503 | 0.0515 | 0.029 | 1000 | 0 | 1.276 | 1 | 1 | cs | TRUE
89 | MV_102_0_line_89 |  | 84 | 129 | 0.03062 | 0.0515 | 0.029 | 1000 | 0 | 1.276 | 1 | 1 | cs | TRUE
90 | MV_102_0_line_90 |  | 85 | 86 | 0.10269 | 0.306 | 0.35 | 10 | 0 | 0.35 | 1 | 1 | ol | TRUE
91 | MV_102_0_line_91 |  | 85 | 87 | 0.059644 | 0.445 | 0.132 | 190 | 0 | 0.22 | 1 | 1 | cs | TRUE
92 | MV_102_0_line_92 |  | 86 | 129 | 0.064221 | 0.0515 | 0.029 | 1000 | 0 | 1.276 | 1 | 1 | cs | TRUE
93 | MV_102_0_line_93 |  | 88 | 89 | 0.013425 | 0.445 | 0.132 | 190 | 0 | 0.22 | 1 | 1 | cs | TRUE
94 | MV_102_0_line_94 |  | 88 | 90 | 0.015446 | 0.445 | 0.132 | 190 | 0 | 0.22 | 1 | 1 | cs | TRUE
95 | MV_102_0_line_95 |  | 90 | 91 | 0.084538 | 0.445 | 0.132 | 190 | 0 | 0.22 | 1 | 1 | cs | TRUE
96 | MV_102_0_line_96 |  | 91 | 95 | 0.011577 | 0.445 | 0.132 | 190 | 0 | 0.22 | 1 | 1 | cs | TRUE
97 | MV_102_0_line_97 |  | 92 | 93 | 0.67254 | 0.445 | 0.132 | 190 | 0 | 0.22 | 1 | 1 | cs | TRUE
98 | MV_102_0_line_98 |  | 92 | 94 | 0.004882 | 0.445 | 0.132 | 190 | 0 | 0.22 | 1 | 1 | cs | TRUE
99 | MV_102_0_line_99 |  | 93 | 96 | 0.29901 | 0.445 | 0.132 | 190 | 0 | 0.22 | 1 | 1 | cs | TRUE
100 | MV_102_0_line_100 |  | 93 | 97 | 0.29274 | 0.445 | 0.132 | 190 | 0 | 0.22 | 1 | 1 | cs | TRUE
101 | MV_102_0_line_101 |  | 95 | 98 | 0.009759 | 0.445 | 0.132 | 190 | 0 | 0.22 | 1 | 1 | cs | TRUE
102 | MV_102_0_line_102 |  | 96 | 101 | 0.11274 | 0.445 | 0.132 | 190 | 0 | 0.22 | 1 | 1 | cs | TRUE
103 | MV_102_0_line_103 |  | 96 | 102 | 0.13005 | 0.445 | 0.132 | 190 | 0 | 0.22 | 1 | 1 | cs | TRUE
104 | MV_102_0_line_104 |  | 96 | 99 | 0.40142 | 0.445 | 0.132 | 190 | 0 | 0.22 | 1 | 1 | cs | TRUE
105 | MV_102_0_line_105 |  | 98 | 165 | 0.19616 | 0.445 | 0.132 | 190 | 0 | 0.22 | 1 | 1 | cs | TRUE
106 | MV_102_0_line_106 |  | 99 | 100 | 0.035461 | 0.445 | 0.132 | 190 | 0 | 0.22 | 1 | 1 | cs | TRUE
107 | MV_102_0_line_107 |  | 100 | 156 | 0.62062 | 0.5939 | 0.372 | 9.5 | 0 | 0.21 | 1 | 1 | ol | TRUE
108 | MV_102_0_line_108 |  | 101 | 160 | 0.006682 | 0.445 | 0.132 | 190 | 0 | 0.22 | 1 | 1 | cs | TRUE
109 | MV_102_0_line_109 |  | 102 | 161 | 0.025268 | 0.445 | 0.132 | 190 | 0 | 0.22 | 1 | 1 | cs | TRUE
110 | MV_102_0_line_110 |  | 104 | 105 | 0.069111 | 0.0595 | 0.16 | 22 | 0 | 1.29 | 1 | 1 | ol | TRUE
111 | MV_102_0_line_111 |  | 105 | 106 | 0.50112 | 0.0515 | 0.029 | 1000 | 0 | 1.276 | 1 | 1 | cs | TRUE
112 | MV_102_0_line_112 |  | 105 | 107 | 0.86203 | 0.0595 | 0.16 | 22 | 0 | 1.29 | 1 | 1 | ol | TRUE
113 | MV_102_0_line_113 |  | 105 | 108 | 0.18545 | 0.0595 | 0.16 | 22 | 0 | 1.29 | 1 | 1 | ol | TRUE
114 | MV_102_0_line_114 |  | 106 | 112 | 0.029181 | 0.445 | 0.132 | 190 | 0 | 0.22 | 1 | 1 | cs | TRUE
115 | MV_102_0_line_115 |  | 106 | 109 | 0.11972 | 0.0515 | 0.029 | 1000 | 0 | 1.276 | 1 | 1 | cs | TRUE
116 | MV_102_0_line_116 |  | 108 | 114 | 0.13862 | 0.0515 | 0.029 | 1000 | 0 | 1.276 | 1 | 1 | cs | TRUE
117 | MV_102_0_line_117 |  | 108 | 115 | 0.072115 | 0.0595 | 0.16 | 22 | 0 | 1.29 | 1 | 1 | ol | TRUE
118 | MV_102_0_line_118 |  | 109 | 110 | 0.5662 | 0.0515 | 0.029 | 1000 | 0 | 1.276 | 1 | 1 | cs | TRUE
119 | MV_102_0_line_119 |  | 109 | 111 | 0.046346 | 0.445 | 0.132 | 190 | 0 | 0.22 | 1 | 1 | cs | TRUE
120 | MV_102_0_line_120 |  | 110 | 113 | 0.12543 | 0.0595 | 0.16 | 22 | 0 | 1.29 | 1 | 1 | ol | TRUE
121 | MV_102_0_line_121 |  | 113 | 117 | 0.071092 | 0.0595 | 0.16 | 22 | 0 | 1.29 | 1 | 1 | ol | TRUE
122 | MV_102_0_line_122 |  | 114 | 116 | 0.098728 | 0.0595 | 0.16 | 22 | 0 | 1.29 | 1 | 1 | ol | TRUE
123 | MV_102_0_line_123 |  | 115 | 119 | 0.18252 | 0.0595 | 0.16 | 22 | 0 | 1.29 | 1 | 1 | ol | TRUE
124 | MV_102_0_line_124 |  | 116 | 120 | 0.038771 | 0.445 | 0.132 | 190 | 0 | 0.22 | 1 | 1 | cs | TRUE
125 | MV_102_0_line_125 |  | 117 | 118 | 0.71002 | 0.0515 | 0.029 | 1000 | 0 | 1.276 | 1 | 1 | cs | TRUE
126 | MV_102_0_line_126 |  | 118 | 125 | 0.012248 | 0.0515 | 0.029 | 1000 | 0 | 1.276 | 1 | 1 | cs | TRUE
127 | MV_102_0_line_127 |  | 120 | 121 | 0.19669 | 0.445 | 0.132 | 190 | 0 | 0.22 | 1 | 1 | cs | TRUE
128 | MV_102_0_line_128 |  | 121 | 122 | 0.017443 | 0.445 | 0.132 | 190 | 0 | 0.22 | 1 | 1 | cs | TRUE
129 | MV_102_0_line_129 |  | 123 | 124 | 0.027177 | 0.0515 | 0.029 | 1000 | 0 | 1.276 | 1 | 1 | cs | TRUE
130 | MV_102_0_line_130 |  | 123 | 125 | 0.30395 | 0.0595 | 0.16 | 22 | 0 | 1.29 | 1 | 1 | ol | TRUE
131 | MV_102_0_line_131 |  | 124 | 126 | 0.15462 | 0.0515 | 0.029 | 1000 | 0 | 1.276 | 1 | 1 | cs | TRUE
132 | MV_102_0_line_132 |  | 126 | 127 | 0.02235 | 0.0515 | 0.029 | 1000 | 0 | 1.276 | 1 | 1 | cs | TRUE
133 | MV_102_0_line_133 |  | 126 | 128 | 0.005148 | 0.0515 | 0.029 | 1000 | 0 | 1.276 | 1 | 1 | cs | TRUE
134 | MV_102_0_line_134 |  | 130 | 131 | 0.038084 | 0.445 | 0.132 | 190 | 0 | 0.22 | 1 | 1 | cs | TRUE
135 | MV_102_0_line_135 |  | 131 | 132 | 0.057785 | 0.445 | 0.132 | 190 | 0 | 0.22 | 1 | 1 | cs | TRUE
136 | MV_102_0_line_136 |  | 133 | 134 | 1.1257 | 0.5939 | 0.372 | 9.5 | 0 | 0.21 | 1 | 1 | ol | TRUE
137 | MV_102_0_line_137 |  | 134 | 135 | 0.095088 | 0.445 | 0.132 | 190 | 0 | 0.22 | 1 | 1 | cs | TRUE
138 | MV_102_0_line_138 |  | 135 | 139 | 0.88238 | 0.445 | 0.132 | 190 | 0 | 0.22 | 1 | 1 | cs | TRUE
139 | MV_102_0_line_139 |  | 136 | 137 | 0.032646 | 0.445 | 0.132 | 190 | 0 | 0.22 | 1 | 1 | cs | TRUE
140 | MV_102_0_line_140 |  | 136 | 138 | 0.86499 | 0.445 | 0.132 | 190 | 0 | 0.22 | 1 | 1 | cs | TRUE
141 | MV_102_0_line_141 |  | 137 | 142 | 0.59202 | 0.5939 | 0.372 | 9.5 | 0 | 0.21 | 1 | 1 | ol | TRUE
142 | MV_102_0_line_142 |  | 138 | 145 | 0.41796 | 0.445 | 0.132 | 190 | 0 | 0.22 | 1 | 1 | cs | TRUE
143 | MV_102_0_line_143 |  | 138 | 146 | 0.36641 | 0.445 | 0.132 | 190 | 0 | 0.22 | 1 | 1 | cs | TRUE
144 | MV_102_0_line_144 |  | 138 | 147 | 0.041535 | 0.445 | 0.132 | 190 | 0 | 0.22 | 1 | 1 | cs | TRUE
145 | MV_102_0_line_145 |  | 138 | 144 | 0.2949 | 0.5939 | 0.372 | 9.5 | 0 | 0.21 | 1 | 1 | ol | TRUE
146 | MV_102_0_line_146 |  | 139 | 140 | 0.025447 | 0.445 | 0.132 | 190 | 0 | 0.22 | 1 | 1 | cs | TRUE
147 | MV_102_0_line_147 |  | 140 | 141 | 0.40225 | 0.5939 | 0.372 | 9.5 | 0 | 0.21 | 1 | 1 | ol | TRUE
148 | MV_102_0_line_148 |  | 141 | 142 | 0.24268 | 0.445 | 0.132 | 190 | 0 | 0.22 | 1 | 1 | cs | TRUE
149 | MV_102_0_line_149 |  | 142 | 143 | 0.029248 | 0.445 | 0.132 | 190 | 0 | 0.22 | 1 | 1 | cs | TRUE
150 | MV_102_0_line_150 |  | 145 | 150 | 0.016606 | 0.445 | 0.132 | 190 | 0 | 0.22 | 1 | 1 | cs | TRUE
151 | MV_102_0_line_151 |  | 146 | 163 | 0.10709 | 0.445 | 0.132 | 190 | 0 | 0.22 | 1 | 1 | cs | TRUE
152 | MV_102_0_line_152 |  | 148 | 149 | 0.079377 | 0.445 | 0.132 | 190 | 0 | 0.22 | 1 | 1 | cs | TRUE
153 | MV_102_0_line_153 |  | 148 | 150 | 0.1444 | 0.5939 | 0.372 | 9.5 | 0 | 0.21 | 1 | 1 | ol | TRUE
154 | MV_102_0_line_154 |  | 149 | 151 | 0.064364 | 0.445 | 0.132 | 190 | 0 | 0.22 | 1 | 1 | cs | TRUE
155 | MV_102_0_line_155 |  | 151 | 158 | 0.13283 | 0.5939 | 0.372 | 9.5 | 0 | 0.21 | 1 | 1 | ol | TRUE
156 | MV_102_0_line_156 |  | 152 | 153 | 0.013031 | 0.445 | 0.132 | 190 | 0 | 0.22 | 1 | 1 | cs | TRUE
157 | MV_102_0_line_157 |  | 152 | 154 | 0.14893 | 0.5939 | 0.372 | 9.5 | 0 | 0.21 | 1 | 1 | ol | TRUE
158 | MV_102_0_line_158 |  | 152 | 155 | 0.22007 | 0.445 | 0.132 | 190 | 0 | 0.22 | 1 | 1 | cs | TRUE
159 | MV_102_0_line_159 |  | 155 | 157 | 0.054698 | 0.445 | 0.132 | 190 | 0 | 0.22 | 1 | 1 | cs | TRUE
160 | MV_102_0_line_160 |  | 157 | 158 | 0.16357 | 0.5939 | 0.372 | 9.5 | 0 | 0.21 | 1 | 1 | ol | TRUE
161 | MV_102_0_line_161 |  | 158 | 159 | 0.085579 | 0.445 | 0.132 | 190 | 0 | 0.22 | 1 | 1 | cs | TRUE
162 | MV_102_0_line_162 |  | 159 | 162 | 0.032199 | 0.445 | 0.132 | 190 | 0 | 0.22 | 1 | 1 | cs | TRUE
163 | MV_102_0_line_163 |  | 161 | 162 | 0.10494 | 0.445 | 0.132 | 190 | 0 | 0.22 | 1 | 1 | cs | TRUE
164 | MV_102_0_line_164 |  | 164 | 165 | 0.047751 | 0.445 | 0.132 | 190 | 0 | 0.22 | 1 | 1 | cs | TRUE

## trafo
| name | std_type | hv_bus | lv_bus | sn_mva | vn_hv_kv | vn_lv_kv | vk_percent | vkr_percent | pfe_kw | i0_percent | shift_degree | tap_side | tap_neutral | tap_min | tap_max | tap_step_percent | tap_step_degree | tap_pos | tap_phase_shifter | parallel | df | in_service
0 | MV_102_0_trafo_49 | 25 MVA 110/20 kV | 166 | 80 | 25 | 110 | 20 | 12 | 0.41 | 14 | 0.07 | 150 | hv | 0 | -9 | 9 | 1.5 | 0 | 0 | FALSE | 1 | 1 | TRUE

## bus_geodata
| x | y | coords
0 | 2574914.6143 | 1109833.9834
1 | 2574906.2515 | 1109820.6337
2 | 2574931.475 | 1109986.3901
3 | 2574937.4286 | 1109799.0824
4 | 2574856.0096 | 1110018.3752
5 | 2574897.0835 | 1109780.874
6 | 2574903.0445 | 1109766.6976
7 | 2574861.2213 | 1109783.3576
8 | 2575175.8126 | 1109783.4018
9 | 2574958.3963 | 1109758.6084
10 | 2574854.1668 | 1109776.1722
11 | 2574788.6751 | 1109730.2219
12 | 2574704.2537 | 1109694.6679
13 | 2575181.6891 | 1109863.24
14 | 2575211.8512 | 1109739.1649
15 | 2575144.1445 | 1109760.9651
16 | 2575397.5 | 1110147.6894
17 | 2575106.4888 | 1109928.3709
18 | 2574980.999 | 1109743.3961
19 | 2574934.9614 | 1109698.0195
20 | 2574928.241 | 1109683.818
21 | 2574916.2093 | 1109659.7892
22 | 2574931.5419 | 1109598.4058
23 | 2575223.0011 | 1109747.4598
24 | 2575490.7014 | 1110172.9678
25 | 2575389.8102 | 1110039.3218
26 | 2575009.1598 | 1109657.5697
27 | 2574986.4766 | 1109640.3994
28 | 2574899.3554 | 1109573.8658
29 | 2574874.917 | 1109555.2859
30 | 2575585.3419 | 1110137.6892
31 | 2575438.8527 | 1110289.2478
32 | 2575449.8159 | 1109988.4411
33 | 2575429.894 | 1109942.7769
34 | 2575462.0378 | 1109926.8272
35 | 2575516.0329 | 1109917.8592
36 | 2576271.1904 | 1110839.9427
37 | 2576201.3248 | 1110897.9577
38 | 2576212.616 | 1111022.2978
39 | 2576581.2462 | 1110870.2259
40 | 2576239.8653 | 1111077.0069
41 | 2576636.9461 | 1110882.2719
42 | 2576609.1672 | 1110827.7631
43 | 2576681.2347 | 1110896.519
44 | 2576618.458 | 1110810.7297
45 | 2577176.7405 | 1111145.5625
46 | 2576898.9161 | 1110979.024
47 | 2576755.2732 | 1110893.6767
48 | 2576879.0285 | 1111015.2849
49 | 2576812.2664 | 1111180.2901
50 | 2576177.5527 | 1110543.9183
51 | 2576214.7992 | 1110497.6595
52 | 2576122.0471 | 1110511.6879
53 | 2576568.0013 | 1110258.4039
54 | 2575961.6887 | 1110439.1317
55 | 2576712.9218 | 1110179.5263
56 | 2575908.7081 | 1110505.7984
57 | 2576704.6781 | 1110750.7333
58 | 2577166.0462 | 1110377.7147
59 | 2576780.9073 | 1110093.3436
60 | 2575866.9963 | 1110541.983
61 | 2575944.9371 | 1110293.7366
62 | 2575978.7618 | 1110210.9605
63 | 2575943.6164 | 1110024.2399
64 | 2575763.692 | 1110415.7331
65 | 2575877.6037 | 1109957.3138
66 | 2575743.2142 | 1110408.0344
67 | 2575776.7053 | 1110473.799
68 | 2575862.5108 | 1109974.4716
69 | 2575760.0116 | 1110526.8147
70 | 2575446.021 | 1109557.0061
71 | 2575431.8005 | 1109550.5805
72 | 2575473.1356 | 1109569.258
73 | 2575404.7533 | 1109539.721
74 | 2575494.5944 | 1109543.9804
75 | 2575320.8855 | 1109505.0788
76 | 2575346.2315 | 1109513.9687
77 | 2575502.9736 | 1109717.8672
78 | 2575295.1755 | 1109496.0126
79 | 2575404.4125 | 1109528.1388
80 | 2575499.8987 | 1109537.7293
81 | 2575557.8047 | 1109745.0589
82 | 2575599.7264 | 1109780.9297
83 | 2575431.8327 | 1109496.0445
84 | 2575615.3747 | 1109794.2288
85 | 2575752.1496 | 1109936.9057
86 | 2575681.767 | 1109862.1287
87 | 2575793.5104 | 1109979.9837
88 | 2575182.234 | 1109461.6469
89 | 2575195.6085 | 1109460.9028
90 | 2575171.2114 | 1109451.7317
91 | 2575092.8941 | 1109419.9824
92 | 2575595.3975 | 1109009.6928
93 | 2575881.5452 | 1108594.7244
94 | 2575599.6888 | 1109012.0433
95 | 2575082.3253 | 1109415.1902
96 | 2576052.5037 | 1108349.4324
97 | 2575655.257 | 1108409.0163
98 | 2575073.3521 | 1109411.2919
99 | 2575810.4602 | 1108301.6388
100 | 2575781.3997 | 1108281.2004
101 | 2575980.3829 | 1108263.0195
102 | 2576125.6023 | 1108241.7446
103 | 2575799.1294 | 1110533.717
104 | 2573510.7275 | 1108625.7525
105 | 2573575.8857 | 1108648.7902
106 | 2573923.6992 | 1108850.415
107 | 2574009.8573 | 1107903.9665
108 | 2573400.065 | 1108707.7798
109 | 2573836.1167 | 1108795.6658
110 | 2574278.957 | 1108961.6269
111 | 2573792.685 | 1108779.1567
112 | 2573950.997 | 1108860.936
113 | 2574403.7019 | 1108974.6818
114 | 2573275.3728 | 1108647.2547
115 | 2573375.4292 | 1108775.5558
116 | 2573187.7375 | 1108601.7864
117 | 2574423.0508 | 1109043.0899
118 | 2574405.1378 | 1109264.3772
119 | 2573199.3178 | 1108823.5025
120 | 2573154.2977 | 1108582.0248
121 | 2573088.3655 | 1108460.3453
122 | 2573074.836 | 1108449.2889
123 | 2574559.9076 | 1109539.5512
124 | 2574579.5929 | 1109558.3334
125 | 2574413.8919 | 1109272.9666
126 | 2574720.7665 | 1109614.8364
127 | 2574728.4215 | 1109593.8387
128 | 2574725.152 | 1109617.5528
129 | 2575636.8073 | 1109816.1534
130 | 2574841.1626 | 1109527.9237
131 | 2574870.7296 | 1109551.8683
132 | 2574893.966 | 1109498.961
133 | 2579138.5536 | 1109106.291
134 | 2578564.6835 | 1110074.6977
135 | 2578512.8152 | 1110154.4663
136 | 2577203.9689 | 1108863.5269
137 | 2577186.3057 | 1108890.9822
138 | 2576670.9727 | 1108345.2227
139 | 2577964.2737 | 1109632.4587
140 | 2577943.355 | 1109617.8832
141 | 2577612.1144 | 1109389.6649
142 | 2577445.7876 | 1109423.1114
143 | 2577469.9125 | 1109439.6466
144 | 2576865.2728 | 1108123.3865
145 | 2576527.8433 | 1108034.8652
146 | 2576415.4677 | 1108308.9738
147 | 2576638.0018 | 1108319.9621
148 | 2576416.071 | 1107918.9864
149 | 2576361.0097 | 1107974.4627
150 | 2576516.88 | 1108022.3681
151 | 2576315.496 | 1108020.0972
152 | 2576300.175 | 1107645.6577
153 | 2576312.8204 | 1107645.219
154 | 2576158.8382 | 1107598.7009
155 | 2576181.9106 | 1107827.2806
156 | 2575534.3487 | 1107711.8752
157 | 2576145.12 | 1107867.8461
158 | 2576182.8449 | 1108027.0107
159 | 2576183.8616 | 1108112.2865
160 | 2575974.2226 | 1108263.0996
161 | 2576139.8042 | 1108220.8224
162 | 2576202.8308 | 1108137.8767
163 | 2576341.7068 | 1108386.8012
164 | 2574861.1688 | 1109323.1596
165 | 2574895.5436 | 1109356.3779
166 | 2575499.8987 | 1109537.7293

## line_std_types
| c_nf_per_km | r_ohm_per_km | x_ohm_per_km | max_i_ka | type | q_mm2 | alpha | voltage_rating
NAYY 4x50 SE | 210 | 0.642 | 0.083 | 0.142 | cs | 50 | 0.00403 | LV
NAYY 4x120 SE | 264 | 0.225 | 0.08 | 0.242 | cs | 120 | 0.00403 | LV
NAYY 4x150 SE | 261 | 0.208 | 0.08 | 0.27 | cs | 150 | 0.00403 | LV
NA2XS2Y 1x95 RM/25 12/20 kV | 216 | 0.313 | 0.132 | 0.252 | cs | 95 | 0.00403 | MV
NA2XS2Y 1x185 RM/25 12/20 kV | 273 | 0.161 | 0.117 | 0.362 | cs | 185 | 0.00403 | MV
NA2XS2Y 1x240 RM/25 12/20 kV | 304 | 0.122 | 0.112 | 0.421 | cs | 240 | 0.00403 | MV
NA2XS2Y 1x95 RM/25 6/10 kV | 315 | 0.313 | 0.123 | 0.249 | cs | 95 | 0.00403 | MV
NA2XS2Y 1x185 RM/25 6/10 kV | 406 | 0.161 | 0.11 | 0.358 | cs | 185 | 0.00403 | MV
NA2XS2Y 1x240 RM/25 6/10 kV | 456 | 0.122 | 0.105 | 0.416 | cs | 240 | 0.00403 | MV
NA2XS2Y 1x150 RM/25 12/20 kV | 250 | 0.206 | 0.116 | 0.319 | cs | 150 | 0.00403 | MV
NA2XS2Y 1x120 RM/25 12/20 kV | 230 | 0.253 | 0.119 | 0.283 | cs | 120 | 0.00403 | MV
NA2XS2Y 1x70 RM/25 12/20 kV | 190 | 0.443 | 0.132 | 0.22 | cs | 70 | 0.00403 | MV
NA2XS2Y 1x150 RM/25 6/10 kV | 360 | 0.206 | 0.11 | 0.315 | cs | 150 | 0.00403 | MV
NA2XS2Y 1x120 RM/25 6/10 kV | 340 | 0.253 | 0.113 | 0.28 | cs | 120 | 0.00403 | MV
NA2XS2Y 1x70 RM/25 6/10 kV | 280 | 0.443 | 0.123 | 0.217 | cs | 70 | 0.00403 | MV
N2XS(FL)2Y 1x120 RM/35 64/110 kV | 112 | 0.153 | 0.166 | 0.366 | cs | 120 | 0.00393 | HV
N2XS(FL)2Y 1x185 RM/35 64/110 kV | 125 | 0.099 | 0.156 | 0.457 | cs | 185 | 0.00393 | HV
N2XS(FL)2Y 1x240 RM/35 64/110 kV | 135 | 0.075 | 0.149 | 0.526 | cs | 240 | 0.00393 | HV
N2XS(FL)2Y 1x300 RM/35 64/110 kV | 144 | 0.06 | 0.144 | 0.588 | cs | 300 | 0.00393 | HV
15-AL1/3-ST1A 0.4 | 11 | 1.8769 | 0.35 | 0.105 | ol | 16 | 0.00403 | LV
24-AL1/4-ST1A 0.4 | 11.25 | 1.2012 | 0.335 | 0.14 | ol | 24 | 0.00403 | LV
48-AL1/8-ST1A 0.4 | 12.2 | 0.5939 | 0.3 | 0.21 | ol | 48 | 0.00403 | LV
94-AL1/15-ST1A 0.4 | 13.2 | 0.306 | 0.29 | 0.35 | ol | 94 | 0.00403 | LV
34-AL1/6-ST1A 10.0 | 9.7 | 0.8342 | 0.36 | 0.17 | ol | 34 | 0.00403 | MV
48-AL1/8-ST1A 10.0 | 10.1 | 0.5939 | 0.35 | 0.21 | ol | 48 | 0.00403 | MV
70-AL1/11-ST1A 10.0 | 10.4 | 0.4132 | 0.339 | 0.29 | ol | 70 | 0.00403 | MV
94-AL1/15-ST1A 10.0 | 10.75 | 0.306 | 0.33 | 0.35 | ol | 94 | 0.00403 | MV
122-AL1/20-ST1A 10.0 | 11.1 | 0.2376 | 0.323 | 0.41 | ol | 122 | 0.00403 | MV
149-AL1/24-ST1A 10.0 | 11.25 | 0.194 | 0.315 | 0.47 | ol | 149 | 0.00403 | MV
34-AL1/6-ST1A 20.0 | 9.15 | 0.8342 | 0.382 | 0.17 | ol | 34 | 0.00403 | MV
48-AL1/8-ST1A 20.0 | 9.5 | 0.5939 | 0.372 | 0.21 | ol | 48 | 0.00403 | MV
70-AL1/11-ST1A 20.0 | 9.7 | 0.4132 | 0.36 | 0.29 | ol | 70 | 0.00403 | MV
94-AL1/15-ST1A 20.0 | 10 | 0.306 | 0.35 | 0.35 | ol | 94 | 0.00403 | MV
122-AL1/20-ST1A 20.0 | 10.3 | 0.2376 | 0.344 | 0.41 | ol | 122 | 0.00403 | MV
149-AL1/24-ST1A 20.0 | 10.5 | 0.194 | 0.337 | 0.47 | ol | 149 | 0.00403 | MV
184-AL1/30-ST1A 20.0 | 10.75 | 0.1571 | 0.33 | 0.535 | ol | 184 | 0.00403 | MV
243-AL1/39-ST1A 20.0 | 11 | 0.1188 | 0.32 | 0.645 | ol | 243 | 0.00403 | MV
48-AL1/8-ST1A 110.0 | 8 | 0.5939 | 0.46 | 0.21 | ol | 48 | 0.00403 | HV
70-AL1/11-ST1A 110.0 | 8.4 | 0.4132 | 0.45 | 0.29 | ol | 70 | 0.00403 | HV
94-AL1/15-ST1A 110.0 | 8.65 | 0.306 | 0.44 | 0.35 | ol | 94 | 0.00403 | HV
122-AL1/20-ST1A 110.0 | 8.5 | 0.2376 | 0.43 | 0.41 | ol | 122 | 0.00403 | HV
149-AL1/24-ST1A 110.0 | 8.75 | 0.194 | 0.41 | 0.47 | ol | 149 | 0.00403 | HV
184-AL1/30-ST1A 110.0 | 8.8 | 0.1571 | 0.4 | 0.535 | ol | 184 | 0.00403 | HV
243-AL1/39-ST1A 110.0 | 9 | 0.1188 | 0.39 | 0.645 | ol | 243 | 0.00403 | HV
305-AL1/39-ST1A 110.0 | 9.2 | 0.0949 | 0.38 | 0.74 | ol | 305 | 0.00403 | HV
490-AL1/64-ST1A 110.0 | 9.75 | 0.059 | 0.37 | 0.96 | ol | 490 | 0.00403 | HV
679-AL1/86-ST1A 110.0 | 9.95 | 0.042 | 0.36 | 1.15 | ol | 679 | 0.00403 | HV
490-AL1/64-ST1A 220.0 | 10 | 0.059 | 0.285 | 0.96 | ol | 490 | 0.00403 | HV
679-AL1/86-ST1A 220.0 | 11.7 | 0.042 | 0.275 | 1.15 | ol | 679 | 0.00403 | HV
490-AL1/64-ST1A 380.0 | 11 | 0.059 | 0.253 | 0.96 | ol | 490 | 0.00403 | HV
679-AL1/86-ST1A 380.0 | 14.6 | 0.042 | 0.25 | 1.15 | ol | 679 | 0.00403 | HV

## trafo_std_types
| i0_percent | pfe_kw | vkr_percent | sn_mva | vn_lv_kv | vn_hv_kv | vk_percent | shift_degree | vector_group | tap_side | tap_neutral | tap_min | tap_max | tap_step_degree | tap_step_percent | tap_phase_shifter
160 MVA 380/110 kV | 0.06 | 60 | 0.25 | 160 | 110 | 380 | 12.2 | 0 | Yy0 | hv | 0 | -9 | 9 | 0 | 1.5 | FALSE
100 MVA 220/110 kV | 0.06 | 55 | 0.26 | 100 | 110 | 220 | 12 | 0 | Yy0 | hv | 0 | -9 | 9 | 0 | 1.5 | FALSE
63 MVA 110/20 kV | 0.04 | 22 | 0.32 | 63 | 20 | 110 | 18 | 150 | YNd5 | hv | 0 | -9 | 9 | 0 | 1.5 | FALSE
40 MVA 110/20 kV | 0.05 | 18 | 0.34 | 40 | 20 | 110 | 16.2 | 150 | YNd5 | hv | 0 | -9 | 9 | 0 | 1.5 | FALSE
25 MVA 110/20 kV | 0.07 | 14 | 0.41 | 25 | 20 | 110 | 12 | 150 | YNd5 | hv | 0 | -9 | 9 | 0 | 1.5 | FALSE
63 MVA 110/10 kV | 0.04 | 22 | 0.32 | 63 | 10 | 110 | 18 | 150 | YNd5 | hv | 0 | -9 | 9 | 0 | 1.5 | FALSE
40 MVA 110/10 kV | 0.05 | 18 | 0.34 | 40 | 10 | 110 | 16.2 | 150 | YNd5 | hv | 0 | -9 | 9 | 0 | 1.5 | FALSE
25 MVA 110/10 kV | 0.07 | 14 | 0.41 | 25 | 10 | 110 | 12 | 150 | YNd5 | hv | 0 | -9 | 9 | 0 | 1.5 | FALSE
0.25 MVA 20/0.4 kV | 0.32 | 0.8 | 1.44 | 0.25 | 0.4 | 20 | 6 | 150 | Yzn5 | hv | 0 | -2 | 2 | 0 | 2.5 | FALSE
0.4 MVA 20/0.4 kV | 0.3375 | 1.35 | 1.425 | 0.4 | 0.4 | 20 | 6 | 150 | Dyn5 | hv | 0 | -2 | 2 | 0 | 2.5 | FALSE
0.63 MVA 20/0.4 kV | 0.2619 | 1.65 | 1.206 | 0.63 | 0.4 | 20 | 6 | 150 | Dyn5 | hv | 0 | -2 | 2 | 0 | 2.5 | FALSE
0.25 MVA 10/0.4 kV | 0.24 | 0.6 | 1.2 | 0.25 | 0.4 | 10 | 4 | 150 | Dyn5 | hv | 0 | -2 | 2 | 0 | 2.5 | FALSE
0.4 MVA 10/0.4 kV | 0.2375 | 0.95 | 1.325 | 0.4 | 0.4 | 10 | 4 | 150 | Dyn5 | hv | 0 | -2 | 2 | 0 | 2.5 | FALSE
0.63 MVA 10/0.4 kV | 0.1873 | 1.18 | 1.0794 | 0.63 | 0.4 | 10 | 4 | 150 | Dyn5 | hv | 0 | -2 | 2 | 0 | 2.5 | FALSE

## trafo3w_std_types
| sn_hv_mva | sn_mv_mva | sn_lv_mva | vn_hv_kv | vn_mv_kv | vn_lv_kv | vk_hv_percent | vk_mv_percent | vk_lv_percent | vkr_hv_percent | vkr_mv_percent | vkr_lv_percent | pfe_kw | i0_percent | shift_mv_degree | shift_lv_degree | vector_group | tap_side | tap_neutral | tap_min | tap_max | tap_step_percent
63/25/38 MVA 110/20/10 kV | 63 | 25 | 38 | 110 | 20 | 10 | 10.4 | 10.4 | 10.4 | 0.28 | 0.32 | 0.35 | 35 | 0.89 | 0 | 0 | YN0yn0yn0 | hv | 0 | -10 | 10 | 1.2
63/25/38 MVA 110/10/10 kV | 63 | 25 | 38 | 110 | 10 | 10 | 10.4 | 10.4 | 10.4 | 0.28 | 0.32 | 0.35 | 35 | 0.89 | 0 | 0 | YN0yn0yn0 | hv | 0 | -10 | 10 | 1.2

## fuse_std_types
| fuse_type | i_rated_a | t_avg | t_min | t_total | x_avg | x_min | x_total
HV 100A | HV 100A | 100 | 0 | [10.0, 3.64, 0.854, 0.281, 0.1, 0.0531, 0.022, 0.01] | [10.0, 4.267, 1.21, 0.403, 0.1, 0.058, 0.022, 0.01] | 0 | [300.0, 350.0, 450.0, 550.0, 700.0, 850.0, 1200.0, 1752.0] | [600.0, 700.0, 900.0, 1150.0, 1665.0, 2000.0, 3000.0, 4313.0]
HV 10A | HV 10A | 10 | 0 | [10.0, 1675.0, 0.344, 0.156, 0.1, 0.0417, 0.0171, 0.01] | [10.0, 1.3, 0.3, 0.155, 0.1, 0.0555, 0.023, 0.01] | 0 | [30.0, 32.0, 35.0, 37.0, 39.0, 50.0, 70.0, 88.0] | [60.0, 70.0, 80.0, 87.0, 94.0, 110.0, 150.0, 216.0]
HV 125A | HV 125A | 125 | 0 | [10.0, 1.82, 0.344, 0.1, 0.0467, 0.0269, 0.01] | [10.0, 2.478, 0.426, 0.1, 0.0427, 0.0211, 0.01] | 0 | [375.0, 500.0, 700.0, 925.0, 1200.0, 1500.0, 2341.0] | [750.0, 1000.0, 1500.0, 2200.0, 3000.0, 4000.0, 5765.0]
HV 160A | HV 160A | 160 | 0 | [10.0, 4.15, 1.03, 0.198, 0.1, 0.051, 0.0172, 0.01] | [10.0, 2.3, 0.734, 0.274, 0.1, 0.046, 0.0177, 0.01] | 0 | [480.0, 550.0, 700.0, 1000.0, 1260.0, 1600.0, 2500.0, 3227.0] | [960.0, 1300.0, 1700.0, 2200.0, 2996.0, 4000.0, 6000.0, 7946.0]
HV 16A | HV 16A | 16 | 0 | [10.0, 0.352, 0.164, 0.1, 0.0649, 0.0342, 0.01] | [10.0, 2.34, 0.722, 0.181, 0.1, 0.055, 0.0296, 0.01] | 0 | [48.0, 60.0, 65.0, 71.0, 80.0, 100.0, 162.0] | [96.0, 110.0, 125.0, 150.0, 168.0, 200.0, 250.0, 398.0]
HV 200A | HV 200A | 200 | 0 | [10.0, 4.267, 1.21, 0.403, 0.1, 0.058, 0.022, 0.01] | [10.0, 3.73, 1.654, 0.328, 0.1, 0.0531, 0.019, 0.01] | 0 | [600.0, 700.0, 900.0, 1150.0, 1665.0, 2000.0, 3000.0, 4313.0] | [1200.0, 1500.0, 1800.0, 2700.0, 3960.0, 5000.0, 7500.0, 10620.0]
HV 20A | HV 20A | 20 | 0 | [10.0, 1.3, 0.3, 0.155, 0.1, 0.0555, 0.023, 0.01] | [10.0, 1.3, 0.161, 0.1, 0.0611, 0.0399, 0.0141, 0.01] | 0 | [60.0, 70.0, 80.0, 87.0, 94.0, 110.0, 150.0, 216.0] | [120.0, 150.0, 200.0, 223.0, 260.0, 300.0, 450.0, 532.0]
HV 25A | HV 25A | 25 | 0 | [10.0, 2.512, 0.833, 0.299, 0.1, 0.0372, 0.0223, 0.01] | [10.0, 3.125, 0.597, 0.198, 0.1, 0.0378, 0.022, 0.01] | 0 | [75.0, 82.0, 90.0, 100.0, 124.0, 170.0, 200.0, 289.0] | [150.0, 170.0, 210.0, 250.0, 294.0, 400.0, 500.0, 711.0]
HV 31.5A | HV 31.5A | 31.5 | 0 | [10.0, 2.34, 0.722, 0.181, 0.1, 0.055, 0.0296, 0.01] | [10.0, 2.84, 0.368, 0.164, 0.1, 0.0621, 0.0378, 0.0195, 0.01] | 0 | [95.0, 110.0, 125.0, 150.0, 165.0, 200.0, 250.0, 390.0] | [189.0, 220.0, 300.0, 350.0, 393.0, 450.0, 530.0, 700.0, 960.0]
HV 40A | HV 40A | 40 | 0 | [10.0, 1.3, 0.161, 0.1, 0.0611, 0.0399, 0.0141, 0.01] | [10.0, 2.05, 0.369, 0.198, 0.1, 0.051, 0.0298, 0.01] | 0 | [120.0, 150.0, 200.0, 223.0, 260.0, 300.0, 450.0, 532.0] | [240.0, 300.0, 400.0, 450.0, 530.0, 650.0, 800.0, 1311.0]
HV 50A | HV 50A | 50 | 0 | [10.0, 3.215, 0.597, 0.198, 0.1, 0.0378, 0.022, 0.01] | [10.0, 3.64, 0.854, 0.281, 0.1, 0.0531, 0.022, 0.01] | 0 | [150.0, 170.0, 210.0, 250.0, 294.0, 400.0, 500.0, 711.0] | [300.0, 350.0, 450.0, 550.0, 700.0, 850.0, 1200.0, 1752.0]
HV 6.3A | HV 6.3A | 6.3 | 0 | [10.0, 1.39, 0.344, 0.168, 0.1, 0.056, 0.0263, 0.01] | [10.0, 1.711, 0.516, 0.198, 0.1, 0.0634, 0.0303, 0.01] | 0 | [19.0, 19.5, 20.4, 20.8, 22.0, 25.0, 32.0, 48.0] | [38.0, 40.0, 43.0, 48.0, 53.0, 60.0, 75.0, 118.0]
HV 63A | HV 63A | 63 | 0 | [10.0, 2.84, 0.368, 0.164, 0.1, 0.0621, 0.0378, 0.0195, 0.01] | [10.0, 1.82, 0.344, 0.1, 0.0467, 0.0269, 0.01] | 0 | [189.0, 220.0, 300.0, 350.0, 393.0, 450.0, 530.0, 700.0, 961.0] | [378.0, 500.0, 700.0, 934.0, 1200.0, 1500.0, 2366.0]
HV 80A | HV 80A | 80 | 0 | [10.0, 2.05, 0.369, 0.198, 0.1, 0.051, 0.0298, 0.01] | [10.0, 4.15, 1.03, 0.198, 0.1, 0.051, 0.0172, 0.01] | 0 | [240.0, 300.0, 400.0, 450.0, 530.0, 650.0, 800.0, 1311.0] | [480.0, 550.0, 700.0, 1000.0, 1260.0, 1600.0, 2500.0, 3227.0]
Siemens NH-1-100 | Siemens NH-1-100 | 100 | [5400.0, 2000.0, 400.0, 20.0, 1.0, 0.2, 0.012, 0.004] | 0 | 0 | [150.0, 190.0, 250.0, 430.0, 900.0, 1250.0, 2700.0, 3600.0] | 0 | 0
Siemens NH-1-125 | Siemens NH-1-125 | 125 | [4800.0, 120.0, 7.0, 0.1, 0.004] | 0 | 0 | [180.0, 400.0, 740.0, 2000.0, 4250.0] | 0 | 0
Siemens NH-1-16 | Siemens NH-1-16 | 16 | [4000.0, 400.0, 2.0, 0.1, 0.04, 0.01] | 0 | 0 | [26.0, 35.0, 75.0, 150.0, 200.0, 300.0] | 0 | 0
Siemens NH-1-160 | Siemens NH-1-160 | 160 | [4800.0, 120.0, 7.0, 0.1, 0.004] | 0 | 0 | [210.0, 500.0, 900.0, 2300.0, 5000.0] | 0 | 0
Siemens NH-1-25 | Siemens NH-1-25 | 25 | [4000.0, 1000.0, 10.0, 0.2, 0.02, 0.01] | 0 | 0 | [40.0, 50.0, 100.0, 210.0, 400.0, 500.0] | 0 | 0
Siemens NH-1-50 | Siemens NH-1-50 | 50 | [4000.0, 40.0, 4.0, 1.0, 0.02, 0.01] | 0 | 0 | [86.0, 200.0, 300.0, 400.0, 1000.0, 1280.0] | 0 | 0
Siemens NH-1-63 | Siemens NH-1-63 | 63 | [4000.0, 100.0, 10.0, 2.0, 0.04, 0.01] | 0 | 0 | [100.0, 200.0, 300.0, 400.0, 1000.0, 1500.0] | 0 | 0
Siemens NH-1-80 | Siemens NH-1-80 | 80 | [4800.0, 120.0, 7.0, 0.1, 0.01] | 0 | 0 | [150.58, 250.0, 450.0, 1150.0, 2470.0] | 0 | 0
Siemens NH-2-1000 | Siemens NH-2-1000 | 1000 | [4800.0, 120.0, 7.0, 0.1, 0.004] | 0 | 0 | [1900.0, 3500.0, 8400.0, 24000.0, 52000.0] | 0 | 0
Siemens NH-2-200 | Siemens NH-2-200 | 200 | [4800.0, 120.0, 7.0, 0.1, 0.004] | 0 | 0 | [280.0, 650.0, 1200.0, 3000.0, 7000.0] | 0 | 0
Siemens NH-2-224 | Siemens NH-2-224 | 224 | [4800.0, 120.0, 7.0, 0.2, 0.04, 0.004] | 0 | 0 | [400.0, 750.0, 1453.0, 3025.0, 4315.0, 7600.0] | 0 | 0
Siemens NH-2-250 | Siemens NH-2-250 | 250 | [4800.0, 120.0, 7.0, 0.1, 0.004] | 0 | 0 | [450.0, 800.0, 1650.0, 4000.0, 8500.0] | 0 | 0
Siemens NH-2-315 | Siemens NH-2-315 | 315 | [4800.0, 120.0, 7.0, 0.1, 0.004] | 0 | 0 | [550.0, 920.0, 1900.0, 5000.0, 11000.0] | 0 | 0
Siemens NH-2-355 | Siemens NH-2-355 | 355 | [4800.0, 120.0, 6.0, 0.1, 0.004] | 0 | 0 | [650.0, 1116.27, 2350.0, 5840.0, 12790.0] | 0 | 0
Siemens NH-2-400 | Siemens NH-2-400 | 400 | [4800.0, 120.0, 7.0, 0.1, 0.004] | 0 | 0 | [720.0, 1350.0, 2800.0, 6500.0, 15000.0] | 0 | 0
Siemens NH-2-425 | Siemens NH-2-425 | 425 | [4800.0, 120.0, 7.0, 0.1, 0.004] | 0 | 0 | [850.0, 1500.0, 3050.0, 7500.0, 16500.0] | 0 | 0
Siemens NH-2-630 | Siemens NH-2-630 | 630 | [4800.0, 120.0, 7.0, 0.1, 0.004] | 0 | 0 | [1200.0, 2000.0, 4800.0, 12000.0, 26000.0] | 0 | 0

## res_bus
| vm_pu | va_degree | p_mw | q_mvar
0 | 0.99562 | -0.12502 | 0.31473 | 0.15243
1 | 0.99562 | -0.12501 | 0 | 0
2 | 0.9956 | -0.12618 | 0 | 0
3 | 0.99563 | -0.12499 | 0 | 0
4 | 0.99559 | -0.1268 | 0.40074 | 0.19409
5 | 0.99559 | -0.12524 | 0 | 0
6 | 0.99559 | -0.12524 | 0.1184 | 0.057342
7 | 0.99555 | -0.12782 | 0 | 0
8 | 0.996 | -0.12251 | 0 | 0
9 | 0.99561 | -0.12504 | 0.39838 | 0.19295
10 | 0.99555 | -0.12787 | 0.40699 | 0.19711
11 | 0.99551 | -0.1282 | 0 | 0
12 | 0.99546 | -0.12858 | 0.35445 | 0.17167
13 | 0.99611 | -0.12183 | 0 | 0
14 | 0.99599 | -0.12236 | 0 | 0
15 | 0.99599 | -0.12239 | 0.2638 | 0.12776
16 | 0.99651 | -0.11917 | 0 | 0
17 | 0.99603 | -0.1223 | 0.38978 | 0.18878
18 | 0.9956 | -0.12569 | 0 | 0
19 | 0.99559 | -0.12575 | 0 | 0
20 | 0.99559 | -0.12576 | 0.3855 | 0.18671
21 | 0.99558 | -0.12615 | 0 | 0
22 | 0.99556 | -0.1264 | 0 | 0
23 | 0.99598 | -0.12232 | 0.23603 | 0.11432
24 | 0.99642 | -0.11829 | 0 | 0
25 | 0.99678 | -0.10286 | 0.28111 | 0.13615
26 | 0.99553 | -0.12607 | 0.28755 | 0.13927
27 | 0.99554 | -0.12617 | 0 | 0
28 | 0.99553 | -0.12613 | 0.076909 | 0.037249
29 | 0.99551 | -0.12595 | 0 | 0
30 | 0.99634 | -0.11876 | 0.38068 | 0.18437
31 | 0.99634 | -0.11878 | 0.31393 | 0.15205
32 | 0.99698 | -0.090647 | 0 | 0
33 | 0.99724 | -0.088978 | 0 | 0
34 | 0.99729 | -0.088674 | 0.20762 | 0.10055
35 | 0.99736 | -0.088206 | 0 | 0
36 | 0.98377 | -0.033877 | 0.29133 | 0.1411
37 | 0.98382 | -0.033546 | 0 | 0
38 | 0.98389 | -0.034139 | 0 | 0
39 | 0.98419 | -0.036776 | 0 | 0
40 | 0.98386 | -0.034335 | 0.25756 | 0.12474
41 | 0.98411 | -0.036062 | 0 | 0
42 | 0.98429 | -0.037702 | 0.36888 | 0.17866
43 | 0.98405 | -0.035485 | 0.15609 | 0.075598
44 | 0.98434 | -0.03814 | 0 | 0
45 | 0.98364 | -0.036134 | 0.24067 | 0.11656
46 | 0.9838 | -0.035155 | 0 | 0
47 | 0.98392 | -0.036334 | 0.28939 | 0.14016
48 | 0.98378 | -0.034979 | 0 | 0
49 | 0.98365 | -0.035757 | 0.34935 | 0.1692
50 | 0.99071 | -0.04698 | 0.33947 | 0.16441
51 | 0.99056 | -0.045673 | 0 | 0
52 | 0.99091 | -0.048649 | 0 | 0
53 | 0.98909 | -0.033345 | 0 | 0
54 | 0.99152 | -0.053649 | 0 | 0
55 | 0.98842 | -0.0382 | 0.051797 | 0.025086
56 | 0.99178 | -0.055836 | 0.22841 | 0.11063
57 | 0.98461 | -0.040546 | 0 | 0
58 | 0.98688 | -0.024744 | 0.079581 | 0.038543
59 | 0.98813 | -0.035738 | 0 | 0
60 | 0.99197 | -0.057395 | 0 | 0
61 | 0.99451 | -0.079442 | 0.38787 | 0.18786
62 | 0.99458 | -0.079018 | 0 | 0
63 | 0.99574 | -0.088676 | 0 | 0
64 | 0.99278 | -0.064144 | 0 | 0
65 | 0.99617 | -0.092213 | 0.33614 | 0.1628
66 | 0.99278 | -0.064062 | 0.31336 | 0.15177
67 | 0.99256 | -0.062303 | 0 | 0
68 | 0.99629 | -0.093163 | 0 | 0
69 | 0.99235 | -0.060525 | 0.22604 | 0.10948
70 | 0.99978 | -0.0012308 | 0.188 | 0.091051
71 | 0.99973 | -0.0014987 | 0.086781 | 0.04203
72 | 0.99987 | -0.00071603 | 0 | 0
73 | 0.99964 | -0.0019979 | 0 | 0
74 | 0.99997 | -0.00014218 | 0 | 0
75 | 0.99926 | -0.012851 | 0.32725 | 0.15849
76 | 0.99943 | -0.0032316 | 0 | 0
77 | 0.99807 | -0.083826 | 0.35232 | 0.17064
78 | 0.99919 | -0.013755 | 0 | 0
79 | 0.99964 | -0.0019619 | 0 | 0
80 | 1 | 0 | -19.2086 | -8.4677
81 | 0.99794 | -0.084574 | 0 | 0
82 | 0.99783 | -0.085248 | 0 | 0
83 | 0.99963 | -0.001839 | 0.2451 | 0.11871
84 | 0.99779 | -0.085497 | 0.32237 | 0.15613
85 | 0.99709 | -0.099782 | 0.30668 | 0.14853
86 | 0.9976 | -0.086629 | 0 | 0
87 | 0.99679 | -0.097316 | 0 | 0
88 | 0.99903 | -0.012336 | 0.29184 | 0.14135
89 | 0.99905 | -0.012497 | 0 | 0
90 | 0.99901 | -0.012204 | 0 | 0
91 | 0.99893 | -0.011476 | 0 | 0
92 | 0.99712 | -0.038919 | 0 | 0
93 | 0.99377 | -0.012744 | 0 | 0
94 | 0.99712 | -0.038909 | 0.16695 | 0.080855
95 | 0.99892 | -0.011376 | 0.40345 | 0.1954
96 | 0.9923 | -0.0009609 | 0 | 0
97 | 0.99374 | -0.012549 | 0.073331 | 0.035516
98 | 0.99892 | -0.011338 | 0 | 0
99 | 0.99211 | 0.00070052 | 0 | 0
100 | 0.99209 | 0.00085911 | 0.24217 | 0.11729
101 | 0.99226 | -0.00061929 | 0 | 0
102 | 0.99177 | 0.003335 | 0.2128 | 0.10306
103 | 0.99221 | -0.059409 | 0 | 0
104 | 0.99438 | -0.16153 | 0.16249 | 0.078696
105 | 0.99439 | -0.16132 | 0 | 0
106 | 0.9945 | -0.16071 | 0 | 0
107 | 0.99437 | -0.16219 | 0.052579 | 0.025465
108 | 0.99432 | -0.16533 | 0 | 0
109 | 0.99453 | -0.1605 | 0 | 0
110 | 0.9947 | -0.15928 | 0 | 0
111 | 0.99452 | -0.16039 | 0.20006 | 0.096896
112 | 0.99448 | -0.16059 | 0.34127 | 0.16528
113 | 0.99477 | -0.1546 | 0.33243 | 0.161
114 | 0.9943 | -0.1654 | 0 | 0
115 | 0.9943 | -0.16604 | 0.19202 | 0.092999
116 | 0.99428 | -0.16654 | 0.39025 | 0.18901
117 | 0.99482 | -0.1515 | 0 | 0
118 | 0.99507 | -0.14941 | 0 | 0
119 | 0.99428 | -0.16718 | 0.32782 | 0.15877
120 | 0.99427 | -0.16645 | 0 | 0
121 | 0.99422 | -0.16597 | 0 | 0
122 | 0.99421 | -0.16593 | 0.21721 | 0.1052
123 | 0.99531 | -0.13386 | 0.23277 | 0.11274
124 | 0.99532 | -0.13376 | 0 | 0
125 | 0.99507 | -0.14937 | 0.35029 | 0.16965
126 | 0.99539 | -0.13319 | 0 | 0
127 | 0.99539 | -0.13319 | 0.090833 | 0.043993
128 | 0.99539 | -0.13317 | 0 | 0
129 | 0.99773 | -0.085864 | 0 | 0
130 | 0.99549 | -0.12575 | 0.3674 | 0.17794
131 | 0.99551 | -0.12592 | 0 | 0
132 | 0.9955 | -0.12584 | 0.1257 | 0.060879
133 | 0.98603 | 0.0094895 | 0.070438 | 0.034115
134 | 0.98618 | 0.010539 | 0.21328 | 0.1033
135 | 0.98622 | 0.010222 | 0 | 0
136 | 0.98772 | 0.015715 | 0 | 0
137 | 0.98769 | 0.015897 | 0.072849 | 0.035282
138 | 0.98841 | 0.011474 | 0 | 0
139 | 0.98654 | 0.0079392 | 0 | 0
140 | 0.98654 | 0.007891 | 0.20082 | 0.097264
141 | 0.98692 | 0.011184 | 0 | 0
142 | 0.98707 | 0.010182 | 0 | 0
143 | 0.98706 | 0.010207 | 0.070398 | 0.034095
144 | 0.98824 | 0.010426 | 0.28612 | 0.13858
145 | 0.9893 | 0.0048351 | 0 | 0
146 | 0.98824 | 0.01296 | 0 | 0
147 | 0.98839 | 0.011672 | 0.39061 | 0.18918
148 | 0.9899 | 0.0091464 | 0 | 0
149 | 0.9901 | 0.0075752 | 0 | 0
150 | 0.98933 | 0.0045771 | 0.35531 | 0.17209
151 | 0.99027 | 0.0063087 | 0.17467 | 0.084597
152 | 0.99046 | 0.010869 | 0 | 0
153 | 0.99045 | 0.010914 | 0.28484 | 0.13795
154 | 0.9904 | 0.010543 | 0.17672 | 0.085591
155 | 0.99059 | 0.0096737 | 0 | 0
156 | 0.99193 | -0.00016504 | 0.13182 | 0.063846
157 | 0.99062 | 0.0093882 | 0.20658 | 0.10005
158 | 0.99083 | 0.010834 | 0 | 0
159 | 0.99114 | 0.0083213 | 0.12841 | 0.062193
160 | 0.99226 | -0.00059843 | 0.25728 | 0.12461
161 | 0.99167 | 0.0041077 | 0 | 0
162 | 0.99127 | 0.007329 | 0 | 0
163 | 0.98818 | 0.013432 | 0.36701 | 0.17775
164 | 0.99881 | -0.010349 | 0.35356 | 0.17124
165 | 0.99883 | -0.01055 | 0 | 0
166 | 0.99997 | 149.9981 | 0 | 0

## res_line
| p_from_mw | q_from_mvar | p_to_mw | q_to_mvar | pl_mw | ql_mvar | i_from_ka | i_to_ka | i_ka | vm_from_pu | va_from_degree | vm_to_pu | va_to_degree | loading_percent
0 | -0.71548 | -0.34589 | 0.71548 | 0.34391 | 1.3042e-06 | -0.001982 | 0.023042 | 0.023017 | 0.023042 | 0.99562 | -0.12502 | 0.99562 | -0.12501 | 1.8058
1 | 0.40075 | 0.19346 | -0.40074 | -0.19387 | 4.5584e-06 | -0.00040794 | 0.012903 | 0.012908 | 0.012908 | 0.99562 | -0.12502 | 0.9956 | -0.12618 | 1.0006
2 | -0.71548 | -0.34391 | 0.71548 | 0.33877 | 3.37e-06 | -0.0051412 | 0.023017 | 0.022953 | 0.023017 | 0.99562 | -0.12501 | 0.99563 | -0.12499 | 1.8038
3 | 0.40074 | 0.19387 | -0.40074 | -0.19409 | 2.4382e-06 | -0.00021805 | 0.012908 | 0.012911 | 0.012911 | 0.9956 | -0.12618 | 0.99559 | -0.1268 | 1.0008
4 | -6.1293 | -2.609 | 6.1315 | 2.5624 | 0.0022076 | -0.046622 | 0.19315 | 0.19261 | 0.19315 | 0.99563 | -0.12499 | 0.996 | -0.12251 | 15.1368
5 | 1.6416 | 0.76699 | -1.6415 | -0.77267 | 1.9478e-05 | -0.0056715 | 0.052535 | 0.052605 | 0.052605 | 0.99563 | -0.12499 | 0.99561 | -0.12504 | 4.1226
6 | 3.7723 | 1.5033 | -3.7722 | -1.5099 | 0.00011473 | -0.0066041 | 0.11774 | 0.11781 | 0.11781 | 0.99563 | -0.12499 | 0.99559 | -0.12524 | 9.2328
7 | 0.1184 | 0.055329 | -0.1184 | -0.057342 | 3.6085e-08 | -0.0020131 | 0.0037893 | 0.0038144 | 0.0038144 | 0.99559 | -0.12524 | 0.99559 | -0.12524 | 0.29893
8 | 3.6538 | 1.4545 | -3.6537 | -1.4544 | 8.3433e-05 | 0.00012585 | 0.11403 | 0.11403 | 0.11403 | 0.99559 | -0.12524 | 0.99555 | -0.12782 | 8.8395
9 | 3.6537 | 1.4544 | -3.6537 | -1.4557 | 2.0204e-05 | -0.0012411 | 0.11403 | 0.11404 | 0.11404 | 0.99555 | -0.12782 | 0.99555 | -0.12787 | 8.9375
10 | -6.6314 | -2.8019 | 6.632 | 2.79 | 0.00066241 | -0.011913 | 0.20865 | 0.20851 | 0.20865 | 0.996 | -0.12251 | 0.99611 | -0.12183 | 16.3519
11 | 0.23604 | 0.11264 | -0.23603 | -0.11399 | 4.3886e-06 | -0.0013508 | 0.0075801 | 0.0075971 | 0.0075971 | 0.996 | -0.12251 | 0.99599 | -0.12236 | 3.4532
12 | 0.2638 | 0.12685 | -0.2638 | -0.12776 | 3.7272e-06 | -0.00091642 | 0.0084837 | 0.0084953 | 0.0084953 | 0.996 | -0.12251 | 0.99599 | -0.12239 | 3.8615
13 | 1.2432 | 0.57972 | -1.2431 | -0.57977 | 7.6927e-06 | -5.3976e-05 | 0.039771 | 0.039772 | 0.039772 | 0.99561 | -0.12504 | 0.9956 | -0.12569 | 3.0831
14 | 3.2467 | 1.2585 | -3.2465 | -1.2684 | 0.00012611 | -0.0098905 | 0.10097 | 0.10107 | 0.10107 | 0.99555 | -0.12787 | 0.99551 | -0.1282 | 7.9211
15 | 3.2465 | 1.2684 | -3.2464 | -1.2798 | 0.00014545 | -0.011381 | 0.10107 | 0.10119 | 0.10119 | 0.99551 | -0.1282 | 0.99546 | -0.12858 | 7.9306
16 | 2.892 | 1.1082 | -2.8918 | -1.1081 | 0.00011504 | 9.0472e-05 | 0.08981 | 0.089813 | 0.089813 | 0.99546 | -0.12858 | 0.99539 | -0.13317 | 6.9622
17 | -7.0218 | -2.9787 | 7.0245 | 2.9354 | 0.0027012 | -0.043213 | 0.22105 | 0.22054 | 0.22105 | 0.99611 | -0.12183 | 0.99651 | -0.11917 | 17.3234
18 | 0.38981 | 0.18868 | -0.38978 | -0.18878 | 2.7923e-05 | -0.00010034 | 0.012551 | 0.012552 | 0.012552 | 0.99611 | -0.12183 | 0.99603 | -0.1223 | 5.9772
19 | 0.23603 | 0.11399 | -0.23603 | -0.11432 | 1.0715e-06 | -0.00032886 | 0.0075971 | 0.0076013 | 0.0076013 | 0.99599 | -0.12236 | 0.99598 | -0.12232 | 3.4551
20 | 0.69474 | 0.33369 | -0.69467 | -0.33618 | 7.0592e-05 | -0.0024904 | 0.022327 | 0.022358 | 0.022358 | 0.99651 | -0.11917 | 0.99642 | -0.11829 | 10.1629
21 | -7.7193 | -3.2691 | 7.7204 | 3.2719 | 0.0011436 | 0.0027769 | 0.24284 | 0.24284 | 0.24284 | 0.99651 | -0.11917 | 0.99678 | -0.10286 | 18.825
22 | 1.2431 | 0.57977 | -1.2431 | -0.58793 | 1.6063e-05 | -0.0081569 | 0.039772 | 0.039873 | 0.039873 | 0.9956 | -0.12569 | 0.99559 | -0.12575 | 3.1248
23 | 1.2431 | 0.58793 | -1.2431 | -0.58989 | 3.8603e-06 | -0.0019541 | 0.039873 | 0.039897 | 0.039897 | 0.99559 | -0.12575 | 0.99559 | -0.12576 | 3.1267
24 | 0.85762 | 0.40318 | -0.85761 | -0.40324 | 7.2315e-06 | -5.8481e-05 | 0.027478 | 0.027479 | 0.027479 | 0.99559 | -0.12576 | 0.99558 | -0.12615 | 3.3511
25 | 0.85761 | 0.40324 | -0.8576 | -0.40896 | 1.0486e-05 | -0.0057223 | 0.027479 | 0.02755 | 0.02755 | 0.99558 | -0.12615 | 0.99556 | -0.1264 | 3.272
26 | 0.57004 | 0.272 | -0.57003 | -0.27295 | 1.8136e-05 | -0.00095241 | 0.018314 | 0.018326 | 0.018326 | 0.99556 | -0.1264 | 0.99553 | -0.12613 | 8.3302
27 | 0.28756 | 0.13696 | -0.28755 | -0.13859 | 7.8934e-06 | -0.0016344 | 0.0092355 | 0.0092561 | 0.0092561 | 0.99556 | -0.1264 | 0.99554 | -0.12617 | 4.2073
28 | 0.38071 | 0.18427 | -0.38068 | -0.18437 | 2.7025e-05 | -0.00010278 | 0.012254 | 0.012255 | 0.012255 | 0.99642 | -0.11829 | 0.99634 | -0.11876 | 5.8359
29 | 0.31396 | 0.15191 | -0.31393 | -0.15205 | 2.3165e-05 | -0.00013638 | 0.010105 | 0.010106 | 0.010106 | 0.99642 | -0.11829 | 0.99634 | -0.11878 | 4.8126
30 | -8.0015 | -3.4081 | 8.0024 | 3.4102 | 0.0008909 | 0.0021796 | 0.25187 | 0.25187 | 0.25187 | 0.99678 | -0.10286 | 0.99698 | -0.090647 | 19.5252
31 | -0.28755 | -0.13927 | 0.28755 | 0.13859 | 3.2516e-06 | -0.00067114 | 0.0092645 | 0.0092561 | 0.0092645 | 0.99553 | -0.12607 | 0.99554 | -0.12617 | 4.2111
32 | 0.49312 | 0.2357 | -0.49311 | -0.23642 | 1.03e-05 | -0.00072337 | 0.015848 | 0.015858 | 0.015858 | 0.99553 | -0.12613 | 0.99551 | -0.12595 | 7.208
33 | 0.49311 | 0.23642 | -0.4931 | -0.23655 | 1.8116e-06 | -0.00012714 | 0.015858 | 0.015859 | 0.015859 | 0.99551 | -0.12595 | 0.99551 | -0.12592 | 7.2087
34 | -8.0024 | -3.4102 | 8.0044 | 3.386 | 0.0019857 | -0.024222 | 0.25187 | 0.25159 | 0.25187 | 0.99698 | -0.090647 | 0.99724 | -0.088978 | 19.7392
35 | -8.0044 | -3.386 | 8.0048 | 3.3817 | 0.00035676 | -0.0043594 | 0.25159 | 0.25153 | 0.25159 | 0.99724 | -0.088978 | 0.99729 | -0.088674 | 19.7167
36 | -8.2124 | -3.4822 | 8.2129 | 3.4756 | 0.00056689 | -0.0065619 | 0.2582 | 0.25813 | 0.2582 | 0.99729 | -0.088674 | 0.99736 | -0.088206 | 20.2353
37 | -8.2129 | -3.4756 | 8.2148 | 3.4538 | 0.0018848 | -0.021854 | 0.25813 | 0.25787 | 0.25813 | 0.99736 | -0.088206 | 0.9976 | -0.086629 | 20.2292
38 | -0.29133 | -0.1411 | 0.29134 | 0.141 | 1.4596e-05 | -9.5786e-05 | 0.0094984 | 0.0094971 | 0.0094984 | 0.98377 | -0.033877 | 0.98382 | -0.033546 | 4.5231
39 | -0.29134 | -0.141 | 0.29136 | 0.13705 | 2.049e-05 | -0.0039477 | 0.0094971 | 0.0094471 | 0.0094971 | 0.98382 | -0.033546 | 0.98389 | -0.034139 | 4.3169
40 | -0.54893 | -0.26173 | 0.54911 | 0.25192 | 0.00017993 | -0.0098026 | 0.017843 | 0.01772 | 0.017843 | 0.98389 | -0.034139 | 0.98419 | -0.036776 | 8.1103
41 | 0.25756 | 0.12467 | -0.25756 | -0.12474 | 7.6768e-06 | -6.5822e-05 | 0.0083958 | 0.0083967 | 0.0083967 | 0.98389 | -0.034139 | 0.98386 | -0.034335 | 3.9984
42 | 1.0359 | 0.49382 | -1.0358 | -0.49513 | 8.7717e-05 | -0.0013143 | 0.033661 | 0.033678 | 0.033678 | 0.98419 | -0.036776 | 0.98411 | -0.036062 | 15.3081
43 | -1.585 | -0.74574 | 1.5852 | 0.74461 | 0.00018038 | -0.0011307 | 0.05138 | 0.051365 | 0.05138 | 0.98419 | -0.036776 | 0.98429 | -0.037702 | 23.3544
44 | 1.0358 | 0.49513 | -1.0358 | -0.49618 | 7.0452e-05 | -0.0010545 | 0.033678 | 0.033691 | 0.033691 | 0.98411 | -0.036062 | 0.98405 | -0.035485 | 15.3143
45 | -1.9541 | -0.92327 | 1.9542 | 0.92285 | 0.00010404 | -0.0004179 | 0.063385 | 0.063379 | 0.063385 | 0.98429 | -0.037702 | 0.98434 | -0.03814 | 28.8113
46 | 0.87969 | 0.42059 | -0.87958 | -0.4206 | 0.00010801 | -1.7987e-05 | 0.028604 | 0.028605 | 0.028605 | 0.98405 | -0.035485 | 0.98392 | -0.036334 | 13.6213
47 | -1.9542 | -0.92285 | 1.9548 | 0.92054 | 0.00057332 | -0.0023051 | 0.063379 | 0.063348 | 0.063379 | 0.98434 | -0.03814 | 0.98461 | -0.040546 | 28.8087
48 | -0.24067 | -0.11656 | 0.2407 | 0.11621 | 3.5522e-05 | -0.00035195 | 0.0078478 | 0.007843 | 0.0078478 | 0.98364 | -0.036134 | 0.9838 | -0.035155 | 3.7371
49 | -0.5901 | -0.28427 | 0.59018 | 0.28044 | 8.2014e-05 | -0.0038291 | 0.01922 | 0.019171 | 0.01922 | 0.9838 | -0.035155 | 0.98392 | -0.036334 | 8.7363
50 | 0.3494 | 0.16806 | -0.34939 | -0.16902 | 7.1547e-06 | -0.00095369 | 0.011377 | 0.011389 | 0.011389 | 0.9838 | -0.035155 | 0.98378 | -0.034979 | 5.1768
51 | 0.34939 | 0.16902 | -0.34935 | -0.1692 | 4.1145e-05 | -0.00017986 | 0.011389 | 0.011392 | 0.011392 | 0.98378 | -0.034979 | 0.98365 | -0.035757 | 5.4245
52 | 2.0988 | 0.96097 | -2.0985 | -0.96225 | 0.00035842 | -0.0012838 | 0.067261 | 0.067278 | 0.067278 | 0.99071 | -0.04698 | 0.99056 | -0.045673 | 30.5808
53 | -2.4383 | -1.1254 | 2.4388 | 1.124 | 0.00052346 | -0.0013461 | 0.078249 | 0.078231 | 0.078249 | 0.99071 | -0.04698 | 0.99091 | -0.048649 | 35.5678
54 | 2.0985 | 0.96225 | -2.0951 | -0.97407 | 0.0033151 | -0.011821 | 0.067278 | 0.067434 | 0.067434 | 0.99056 | -0.045673 | 0.98909 | -0.033345 | 30.652
55 | -2.4388 | -1.124 | 2.4404 | 1.12 | 0.0015796 | -0.0040701 | 0.078231 | 0.078176 | 0.078231 | 0.99091 | -0.048649 | 0.99152 | -0.053649 | 35.5595
56 | 2.0951 | 0.97407 | -2.0938 | -0.97343 | 0.0013369 | 0.0006448 | 0.067434 | 0.067437 | 0.067437 | 0.98909 | -0.033345 | 0.98842 | -0.0382 | 32.1127
57 | -2.4404 | -1.12 | 2.4411 | 1.1182 | 0.00069644 | -0.0017982 | 0.078176 | 0.078151 | 0.078176 | 0.99152 | -0.053649 | 0.99178 | -0.055836 | 35.5344
58 | 2.042 | 0.94834 | -2.0414 | -0.95071 | 0.00063335 | -0.0023696 | 0.065756 | 0.065788 | 0.065788 | 0.98842 | -0.0382 | 0.98813 | -0.035738 | 29.9034
59 | -2.6695 | -1.2288 | 2.67 | 1.2277 | 0.0005386 | -0.0011357 | 0.085537 | 0.085521 | 0.085537 | 0.99178 | -0.055836 | 0.99197 | -0.057395 | 38.8804
60 | -1.9548 | -0.92054 | 1.959 | 0.92251 | 0.0042415 | 0.0019685 | 0.063348 | 0.06334 | 0.063348 | 0.98461 | -0.040546 | 0.98688 | -0.024744 | 30.1659
61 | -2.0386 | -0.96105 | 2.0414 | 0.95071 | 0.0027763 | -0.010341 | 0.065926 | 0.065788 | 0.065926 | 0.98688 | -0.024744 | 0.98813 | -0.035738 | 29.9664
62 | -2.67 | -1.2277 | 2.6707 | 1.2262 | 0.00069823 | -0.0014738 | 0.085521 | 0.085501 | 0.085521 | 0.99197 | -0.057395 | 0.99221 | -0.059409 | 38.8733
63 | -0.38787 | -0.18786 | 0.3879 | 0.18777 | 2.493e-05 | -8.9973e-05 | 0.01251 | 0.012508 | 0.01251 | 0.99451 | -0.079442 | 0.99458 | -0.079018 | 5.957
64 | -3.606 | -1.663 | 3.6105 | 1.6583 | 0.004505 | -0.004674 | 0.11526 | 0.11518 | 0.11526 | 0.99458 | -0.079018 | 0.99574 | -0.088676 | 52.3895
65 | 3.2181 | 1.4752 | -3.2119 | -1.4837 | 0.0061832 | -0.0084956 | 0.10275 | 0.10288 | 0.10288 | 0.99458 | -0.079018 | 0.99278 | -0.064144 | 46.762
66 | -3.6105 | -1.6583 | 3.6121 | 1.6566 | 0.0016625 | -0.0017303 | 0.11518 | 0.11516 | 0.11518 | 0.99574 | -0.088676 | 0.99617 | -0.092213 | 52.3564
67 | 0.31336 | 0.15125 | -0.31336 | -0.15177 | 2.9917e-06 | -0.00051394 | 0.010118 | 0.010124 | 0.010124 | 0.99278 | -0.064144 | 0.99278 | -0.064062 | 4.6019
68 | 2.8985 | 1.3325 | -2.8978 | -1.3337 | 0.00069096 | -0.00121 | 0.09276 | 0.092778 | 0.092778 | 0.99278 | -0.064144 | 0.99256 | -0.062303 | 42.1716
69 | -3.9483 | -1.8194 | 3.9488 | 1.819 | 0.00048357 | -0.00039743 | 0.12598 | 0.12597 | 0.12598 | 0.99617 | -0.092213 | 0.99629 | -0.093163 | 57.2627
70 | 2.8978 | 1.3337 | -2.8972 | -1.3348 | 0.00066517 | -0.0011637 | 0.092778 | 0.092794 | 0.092794 | 0.99256 | -0.062303 | 0.99235 | -0.060525 | 42.1791
71 | -3.9488 | -1.819 | 3.9509 | 1.8172 | 0.00212 | -0.0017445 | 0.12597 | 0.12594 | 0.12597 | 0.99629 | -0.093163 | 0.99679 | -0.097316 | 57.2597
72 | 2.6711 | 1.2254 | -2.6707 | -1.2262 | 0.00038801 | -0.00081969 | 0.085489 | 0.085501 | 0.085501 | 0.99235 | -0.060525 | 0.99221 | -0.059409 | 38.864
73 | 19.0026 | 8.3728 | -19.0017 | -8.3743 | 0.00086675 | -0.0014719 | 0.59958 | 0.5996 | 0.5996 | 0.99978 | -0.0012308 | 0.99973 | -0.0014987 | 46.9905
74 | -19.1906 | -8.4638 | 19.1923 | 8.4611 | 0.0016859 | -0.0027884 | 0.6056 | 0.60556 | 0.6056 | 0.99978 | -0.0012308 | 0.99987 | -0.00071603 | 47.4611
75 | 18.9149 | 8.3322 | -18.9133 | -8.335 | 0.0016062 | -0.0027607 | 0.59682 | 0.59686 | 0.59686 | 0.99973 | -0.0014987 | 0.99964 | -0.0019979 | 46.7758
76 | -19.1923 | -8.4611 | 19.1941 | 8.4579 | 0.0018763 | -0.0031049 | 0.60556 | 0.60551 | 0.60556 | 0.99987 | -0.00071603 | 0.99997 | -0.00014218 | 47.4577
77 | 0.2451 | 0.1174 | -0.2451 | -0.1177 | 1.0351e-06 | -0.00029991 | 0.0078481 | 0.0078518 | 0.0078518 | 0.99964 | -0.0019979 | 0.99964 | -0.0019619 | 3.569
78 | 18.6682 | 8.2176 | -18.6643 | -8.2245 | 0.0039116 | -0.0069574 | 0.58902 | 0.58912 | 0.58912 | 0.99964 | -0.0019979 | 0.99943 | -0.0032316 | 46.1694
79 | -19.1941 | -8.4579 | 19.1946 | 8.4572 | 0.00046439 | -0.00076869 | 0.60551 | 0.6055 | 0.60551 | 0.99997 | -0.00014218 | 1 | 0 | 47.4539
80 | -18.6626 | -8.2201 | 18.6643 | 8.2245 | 0.001664 | 0.0044005 | 0.58912 | 0.58912 | 0.58912 | 0.99926 | -0.012851 | 0.99943 | -0.0032316 | 45.6684
81 | 13.1644 | 5.7438 | -13.1558 | -5.7214 | 0.0086069 | 0.022372 | 0.41493 | 0.41494 | 0.41494 | 0.99926 | -0.012851 | 0.99807 | -0.083826 | 32.1655
82 | 5.171 | 2.3179 | -5.1706 | -2.3186 | 0.00035199 | -0.00067558 | 0.16371 | 0.16372 | 0.16372 | 0.99926 | -0.012851 | 0.99919 | -0.013755 | 45.2254
83 | 12.8035 | 5.5508 | -12.8019 | -5.5575 | 0.0015372 | -0.006777 | 0.40362 | 0.40371 | 0.40371 | 0.99807 | -0.083826 | 0.99794 | -0.084574 | 31.6387
84 | 4.1215 | 1.822 | -4.1138 | -1.8485 | 0.0077146 | -0.02651 | 0.13019 | 0.13057 | 0.13057 | 0.99919 | -0.013755 | 0.99712 | -0.038919 | 36.0686
85 | 1.0492 | 0.49654 | -1.049 | -0.49901 | 0.00015867 | -0.0024695 | 0.033535 | 0.033566 | 0.033566 | 0.99919 | -0.013755 | 0.99905 | -0.012497 | 15.2572
86 | 0.2451 | 0.1177 | -0.2451 | -0.11871 | 3.4903e-06 | -0.0010091 | 0.0078518 | 0.0078645 | 0.0078645 | 0.99964 | -0.0019619 | 0.99963 | -0.001839 | 3.5748
87 | 12.8019 | 5.5575 | -12.8005 | -5.5637 | 0.0013897 | -0.0061219 | 0.40371 | 0.40379 | 0.40379 | 0.99794 | -0.084574 | 0.99783 | -0.085248 | 31.645
88 | 12.8005 | 5.5637 | -12.8 | -5.5659 | 0.00051652 | -0.0022744 | 0.40379 | 0.40382 | 0.40382 | 0.99783 | -0.085248 | 0.99779 | -0.085497 | 31.6473
89 | 12.4776 | 5.4098 | -12.4769 | -5.4132 | 0.00073248 | -0.0034181 | 0.39347 | 0.39351 | 0.39351 | 0.99779 | -0.085497 | 0.99773 | -0.085864 | 30.8393
90 | -4.2588 | -1.9647 | 4.2606 | 1.9666 | 0.0017382 | 0.0018598 | 0.13579 | 0.13579 | 0.13579 | 0.99709 | -0.099782 | 0.9976 | -0.086629 | 38.7969
91 | 3.9521 | 1.8162 | -3.9509 | -1.8172 | 0.0012628 | -0.0010408 | 0.12593 | 0.12594 | 0.12594 | 0.99709 | -0.099782 | 0.99679 | -0.097316 | 57.2467
92 | -12.4754 | -5.4204 | 12.4769 | 5.4132 | 0.0015368 | -0.0071672 | 0.3936 | 0.39351 | 0.3936 | 0.9976 | -0.086629 | 0.99773 | -0.085864 | 30.8466
93 | -1.049 | -0.49932 | 1.049 | 0.49901 | 2.0195e-05 | -0.00031393 | 0.03357 | 0.033566 | 0.03357 | 0.99903 | -0.012336 | 0.99905 | -0.012497 | 15.259
94 | 0.75714 | 0.35798 | -0.75713 | -0.35834 | 1.2079e-05 | -0.00036449 | 0.0242 | 0.024205 | 0.024205 | 0.99903 | -0.012336 | 0.99901 | -0.012204 | 11.0021
95 | 0.75713 | 0.35834 | -0.75706 | -0.36033 | 6.6188e-05 | -0.0019947 | 0.024205 | 0.02423 | 0.02423 | 0.99901 | -0.012204 | 0.99893 | -0.011476 | 11.0135
96 | 0.75706 | 0.36033 | -0.75706 | -0.36061 | 9.0747e-06 | -0.00027313 | 0.02423 | 0.024233 | 0.024233 | 0.99893 | -0.011476 | 0.99892 | -0.011376 | 11.015
97 | 3.9468 | 1.7678 | -3.9327 | -1.7795 | 0.014095 | -0.011731 | 0.1252 | 0.12539 | 0.12539 | 0.99712 | -0.038919 | 0.99377 | -0.012744 | 56.996
98 | 0.16695 | 0.08074 | -0.16695 | -0.080855 | 1.879e-07 | -0.00011584 | 0.0053688 | 0.0053702 | 0.0053702 | 0.99712 | -0.038919 | 0.99712 | -0.038909 | 2.441
99 | 3.8594 | 1.7509 | -3.8533 | -1.7562 | 0.0060539 | -0.0052443 | 0.12311 | 0.12319 | 0.12319 | 0.99377 | -0.012744 | 0.9923 | -0.0009609 | 55.9966
100 | 0.073333 | 0.028614 | -0.073331 | -0.035516 | 2.1125e-06 | -0.0069017 | 0.0022866 | 0.0023669 | 0.0023669 | 0.99377 | -0.012744 | 0.99374 | -0.012549 | 1.0759
101 | 0.3536 | 0.16521 | -0.3536 | -0.16544 | 1.6578e-06 | -0.00023201 | 0.011279 | 0.011282 | 0.011282 | 0.99892 | -0.011376 | 0.99892 | -0.011338 | 5.1281
102 | 0.25729 | 0.1218 | -0.25728 | -0.12445 | 1.0363e-05 | -0.0026472 | 0.0082814 | 0.0083147 | 0.0083147 | 0.9923 | -0.0009609 | 0.99226 | -0.00061929 | 3.7794
103 | 3.2219 | 1.4642 | -3.2201 | -1.4667 | 0.001841 | -0.0025098 | 0.10296 | 0.10299 | 0.10299 | 0.9923 | -0.0009609 | 0.99177 | 0.003335 | 46.8149
104 | 0.3741 | 0.17017 | -0.37402 | -0.17959 | 7.7345e-05 | -0.0094125 | 0.011956 | 0.012072 | 0.012072 | 0.9923 | -0.0009609 | 0.99211 | 0.00070052 | 5.4875
105 | 0.3536 | 0.16544 | -0.35357 | -0.1701 | 3.3501e-05 | -0.004663 | 0.011282 | 0.01134 | 0.01134 | 0.99892 | -0.011338 | 0.99883 | -0.01055 | 5.1544
106 | 0.37402 | 0.17959 | -0.37402 | -0.18042 | 6.9056e-06 | -0.0008313 | 0.012072 | 0.012083 | 0.012083 | 0.99211 | 0.00070052 | 0.99209 | 0.00085911 | 5.4923
107 | 0.13184 | 0.063129 | -0.13182 | -0.063846 | 2.0048e-05 | -0.00071655 | 0.0042535 | 0.0042627 | 0.0042627 | 0.99209 | 0.00085911 | 0.99193 | -0.00016504 | 2.0298
108 | 0.25728 | 0.12445 | -0.25728 | -0.12461 | 6.1686e-07 | -0.0001569 | 0.0083147 | 0.0083166 | 0.0083166 | 0.99226 | -0.00061929 | 0.99226 | -0.00059843 | 3.7803
109 | 3.0073 | 1.3636 | -3.007 | -1.3641 | 0.00031163 | -0.00050091 | 0.096113 | 0.09612 | 0.09612 | 0.99177 | 0.003335 | 0.99167 | 0.0041077 | 43.6908
110 | -0.16249 | -0.078696 | 0.16249 | 0.078508 | 3.3873e-07 | -0.00018801 | 0.0052412 | 0.0052388 | 0.0052412 | 0.99438 | -0.16153 | 0.99439 | -0.16132 | 0.4063
111 | -1.3424 | -0.62309 | 1.3426 | 0.5609 | 0.00014046 | -0.062195 | 0.042965 | 0.042236 | 0.042965 | 0.99439 | -0.16132 | 0.9945 | -0.16071 | 3.3672
112 | 0.052579 | 0.02311 | -0.052579 | -0.025465 | 4.35e-07 | -0.0023553 | 0.0016673 | 0.001696 | 0.001696 | 0.99439 | -0.16132 | 0.99437 | -0.16219 | 0.13147
113 | 1.1274 | 0.52148 | -1.1273 | -0.52187 | 4.3053e-05 | -0.00039116 | 0.03606 | 0.036066 | 0.036066 | 0.99439 | -0.16132 | 0.99432 | -0.16533 | 2.7958
114 | 0.34128 | 0.1646 | -0.34127 | -0.16528 | 4.716e-06 | -0.00068767 | 0.010998 | 0.011007 | 0.011007 | 0.9945 | -0.16071 | 0.99448 | -0.16059 | 5.0032
115 | -1.6839 | -0.7255 | 1.6839 | 0.71064 | 5.2227e-05 | -0.014851 | 0.053222 | 0.053052 | 0.053222 | 0.9945 | -0.16071 | 0.99453 | -0.1605 | 4.171
116 | 0.60749 | 0.27077 | -0.60748 | -0.28799 | 8.0708e-06 | -0.017217 | 0.01931 | 0.019519 | 0.019519 | 0.99432 | -0.16533 | 0.9943 | -0.1654 | 1.5297
117 | 0.51985 | 0.25109 | -0.51984 | -0.25128 | 3.6167e-06 | -0.00018738 | 0.016761 | 0.016763 | 0.016763 | 0.99432 | -0.16533 | 0.9943 | -0.16604 | 1.2995
118 | -1.884 | -0.80645 | 1.8843 | 0.73623 | 0.00030544 | -0.070215 | 0.059485 | 0.058711 | 0.059485 | 0.99453 | -0.1605 | 0.9947 | -0.15928 | 4.6618
119 | 0.20007 | 0.095802 | -0.20006 | -0.096896 | 2.5705e-06 | -0.0010937 | 0.0064387 | 0.0064525 | 0.0064525 | 0.99453 | -0.1605 | 0.99452 | -0.16039 | 2.9329
120 | -1.8843 | -0.73623 | 1.8844 | 0.7361 | 7.7167e-05 | -0.0001356 | 0.058711 | 0.058707 | 0.058711 | 0.9947 | -0.15928 | 0.99477 | -0.1546 | 4.5512
121 | -2.2168 | -0.8971 | 2.2169 | 0.89707 | 6.1113e-05 | -3.0162e-05 | 0.069398 | 0.069396 | 0.069398 | 0.99477 | -0.1546 | 0.99482 | -0.1515 | 5.3797
122 | 0.60748 | 0.28799 | -0.60748 | -0.28824 | 6.7151e-06 | -0.00025178 | 0.019519 | 0.019522 | 0.019522 | 0.9943 | -0.1654 | 0.99428 | -0.16654 | 1.5133
123 | 0.32783 | 0.15828 | -0.32782 | -0.15877 | 3.6415e-06 | -0.00048906 | 0.010569 | 0.010575 | 0.010575 | 0.9943 | -0.16604 | 0.99428 | -0.16718 | 0.81979
124 | 0.21723 | 0.099237 | -0.21723 | -0.10015 | 2.4925e-06 | -0.0009144 | 0.0069339 | 0.006945 | 0.006945 | 0.99428 | -0.16654 | 0.99427 | -0.16645 | 3.1568
125 | -2.2169 | -0.89707 | 2.2174 | 0.80904 | 0.00052114 | -0.08803 | 0.069396 | 0.068475 | 0.069396 | 0.99482 | -0.1515 | 0.99507 | -0.14941 | 5.4385
126 | -2.2174 | -0.80904 | 2.2174 | 0.80752 | 8.8709e-06 | -0.001519 | 0.068475 | 0.06846 | 0.068475 | 0.99507 | -0.14941 | 0.99507 | -0.14937 | 5.3664
127 | 0.21723 | 0.10015 | -0.21721 | -0.10479 | 1.2769e-05 | -0.0046384 | 0.006945 | 0.0070025 | 0.0070025 | 0.99427 | -0.16645 | 0.99422 | -0.16597 | 3.1829
128 | 0.21721 | 0.10479 | -0.21721 | -0.1052 | 1.1427e-06 | -0.00041133 | 0.0070025 | 0.0070077 | 0.0070077 | 0.99422 | -0.16597 | 0.99421 | -0.16593 | 3.1853
129 | -2.8008 | -1.09 | 2.8008 | 1.0866 | 3.1891e-05 | -0.0033653 | 0.087168 | 0.087132 | 0.087168 | 0.99531 | -0.13386 | 0.99532 | -0.13376 | 6.8313
130 | 2.568 | 0.97726 | -2.5677 | -0.97717 | 0.00034461 | 9.4438e-05 | 0.079693 | 0.079701 | 0.079701 | 0.99531 | -0.13386 | 0.99507 | -0.14937 | 6.1784
131 | -2.8008 | -1.0866 | 2.801 | 1.0675 | 0.00018094 | -0.019148 | 0.087132 | 0.086932 | 0.087132 | 0.99532 | -0.13376 | 0.99539 | -0.13319 | 6.8285
132 | 0.090833 | 0.04121 | -0.090833 | -0.043993 | 2.9267e-08 | -0.0027827 | 0.0028927 | 0.002927 | 0.002927 | 0.99539 | -0.13319 | 0.99539 | -0.13319 | 0.22939
133 | -2.8918 | -1.1087 | 2.8918 | 1.1081 | 6.4163e-06 | -0.00063735 | 0.089819 | 0.089813 | 0.089819 | 0.99539 | -0.13319 | 0.99539 | -0.13317 | 7.0391
134 | -0.3674 | -0.17794 | 0.3674 | 0.17704 | 7.1177e-06 | -0.00089902 | 0.011838 | 0.011826 | 0.011838 | 0.99549 | -0.12575 | 0.99551 | -0.12592 | 5.3808
135 | 0.1257 | 0.059512 | -0.1257 | -0.060879 | 1.26e-06 | -0.0013669 | 0.0040329 | 0.00405 | 0.00405 | 0.99551 | -0.12592 | 0.9955 | -0.12584 | 1.8409
136 | -0.070438 | -0.034115 | 0.070449 | 0.032815 | 1.0454e-05 | -0.0013002 | 0.0022913 | 0.0022749 | 0.0022913 | 0.98603 | 0.0094895 | 0.98618 | 0.010539 | 1.0911
137 | -0.28373 | -0.13611 | 0.28374 | 0.13391 | 1.0739e-05 | -0.0022049 | 0.0092115 | 0.0091837 | 0.0092115 | 0.98618 | 0.010539 | 0.98622 | 0.010222 | 4.187
138 | -0.28374 | -0.13391 | 0.28383 | 0.11344 | 9.6688e-05 | -0.020469 | 0.0091837 | 0.0089442 | 0.0091837 | 0.98622 | 0.010222 | 0.98654 | 0.0079392 | 4.1744
139 | 0.6285 | 0.27159 | -0.62849 | -0.27234 | 1.7459e-05 | -0.00075524 | 0.020011 | 0.020019 | 0.020019 | 0.98772 | 0.015715 | 0.98769 | 0.015897 | 9.0997
140 | -0.6285 | -0.27159 | 0.62896 | 0.25156 | 0.00045709 | -0.020027 | 0.020011 | 0.019784 | 0.020011 | 0.98772 | 0.015715 | 0.98841 | 0.011474 | 9.0957
141 | 0.55564 | 0.23706 | -0.55531 | -0.23754 | 0.00032897 | -0.00048298 | 0.017656 | 0.017664 | 0.017664 | 0.98769 | 0.015897 | 0.98707 | 0.010182 | 8.4114
142 | -1.6728 | -0.74477 | 1.6744 | 0.73548 | 0.0015925 | -0.0092857 | 0.053481 | 0.053365 | 0.053481 | 0.98841 | 0.011474 | 0.9893 | 0.0048351 | 24.3094
143 | 0.3671 | 0.16673 | -0.36703 | -0.17526 | 6.8431e-05 | -0.0085251 | 0.011776 | 0.011881 | 0.011881 | 0.98841 | 0.011474 | 0.98824 | 0.01296 | 5.4004
144 | 0.39062 | 0.18822 | -0.39061 | -0.18918 | 8.9012e-06 | -0.00096618 | 0.012664 | 0.012676 | 0.012676 | 0.98841 | 0.011474 | 0.98839 | 0.011672 | 5.7619
145 | 0.28617 | 0.13826 | -0.28612 | -0.13858 | 4.5291e-05 | -0.00031551 | 0.0092822 | 0.0092866 | 0.0092866 | 0.98841 | 0.011474 | 0.98824 | 0.010426 | 4.4222
146 | -0.28383 | -0.11344 | 0.28384 | 0.11285 | 2.7157e-06 | -0.00059052 | 0.0089442 | 0.0089377 | 0.0089442 | 0.98654 | 0.0079392 | 0.98654 | 0.007891 | 4.0655
147 | -0.48466 | -0.21011 | 0.48483 | 0.20975 | 0.00017117 | -0.00036033 | 0.015457 | 0.015452 | 0.015457 | 0.98654 | 0.007891 | 0.98692 | 0.011184 | 7.3605
148 | -0.48483 | -0.20975 | 0.48491 | 0.20413 | 7.7024e-05 | -0.0056216 | 0.015452 | 0.015387 | 0.015452 | 0.98692 | 0.011184 | 0.98707 | 0.010182 | 7.0235
149 | 0.070398 | 0.033415 | -0.070398 | -0.034095 | 2.0356e-07 | -0.00068031 | 0.002279 | 0.0022876 | 0.0022876 | 0.98707 | 0.010182 | 0.98706 | 0.010207 | 1.0398
150 | -1.6744 | -0.73548 | 1.6745 | 0.73512 | 6.3129e-05 | -0.00036933 | 0.053365 | 0.053361 | 0.053365 | 0.9893 | 0.0048351 | 0.98933 | 0.0045771 | 24.257
151 | 0.36703 | 0.17526 | -0.36701 | -0.17775 | 2.0234e-05 | -0.002491 | 0.011881 | 0.011913 | 0.011913 | 0.98824 | 0.01296 | 0.98818 | 0.013432 | 5.4148
152 | -2.0309 | -0.90771 | 2.0313 | 0.90598 | 0.0004458 | -0.0017253 | 0.064872 | 0.06485 | 0.064872 | 0.9899 | 0.0091464 | 0.9901 | 0.0075752 | 29.4872
153 | 2.0309 | 0.90771 | -2.0298 | -0.9072 | 0.0010827 | 0.00050936 | 0.064872 | 0.064874 | 0.064874 | 0.9899 | 0.0091464 | 0.98933 | 0.0045771 | 30.8923
154 | -2.0313 | -0.90598 | 2.0317 | 0.90459 | 0.00036126 | -0.0013996 | 0.06485 | 0.064832 | 0.06485 | 0.9901 | 0.0075752 | 0.99027 | 0.0063087 | 29.4771
155 | -2.2064 | -0.98918 | 2.2076 | 0.98976 | 0.0011758 | 0.0005809 | 0.070487 | 0.070485 | 0.070487 | 0.99027 | 0.0063087 | 0.99083 | 0.010834 | 33.5651
156 | 0.28484 | 0.13765 | -0.28484 | -0.13795 | 1.4796e-06 | -0.00030478 | 0.0092203 | 0.0092242 | 0.0092242 | 0.99046 | 0.010869 | 0.99045 | 0.010914 | 4.1928
157 | 0.17673 | 0.085422 | -0.17672 | -0.085591 | 8.6887e-06 | -0.00016897 | 0.0057211 | 0.0057233 | 0.0057233 | 0.99046 | 0.010869 | 0.9904 | 0.010543 | 2.7254
158 | -0.46157 | -0.22307 | 0.46164 | 0.21793 | 6.5303e-05 | -0.0051359 | 0.014941 | 0.014877 | 0.014941 | 0.99046 | 0.010869 | 0.99059 | 0.0096737 | 6.7916
159 | -0.46164 | -0.21793 | 0.46165 | 0.21666 | 1.6144e-05 | -0.0012768 | 0.014877 | 0.014861 | 0.014877 | 0.99059 | 0.0096737 | 0.99062 | 0.0093882 | 6.7621
160 | -0.66824 | -0.31671 | 0.66837 | 0.3166 | 0.00013532 | -0.00010691 | 0.021549 | 0.021547 | 0.021549 | 0.99062 | 0.0093882 | 0.99083 | 0.010834 | 10.2616
161 | -2.8759 | -1.3064 | 2.8769 | 1.3046 | 0.00096733 | -0.0017197 | 0.092028 | 0.092004 | 0.092028 | 0.99083 | 0.010834 | 0.99114 | 0.0083213 | 41.831
162 | -3.0053 | -1.3668 | 3.0057 | 1.3662 | 0.00039743 | -0.00063744 | 0.096158 | 0.096149 | 0.096158 | 0.99114 | 0.0083213 | 0.99127 | 0.007329 | 43.7084
163 | 3.007 | 1.3641 | -3.0057 | -1.3662 | 0.0012948 | -0.002079 | 0.09612 | 0.096149 | 0.096149 | 0.99167 | 0.0041077 | 0.99127 | 0.007329 | 43.7043
164 | -0.35356 | -0.17124 | 0.35357 | 0.1701 | 8.2076e-06 | -0.001135 | 0.011354 | 0.01134 | 0.011354 | 0.99881 | -0.010349 | 0.99883 | -0.01055 | 5.1609

## res_trafo
| p_hv_mw | q_hv_mvar | p_lv_mw | q_lv_mvar | pl_mw | ql_mvar | i_hv_ka | i_lv_ka | vm_hv_pu | va_hv_degree | vm_lv_pu | va_lv_degree | loading_percent
0 | 2.6518e-14 | 1.7507e-14 | 0.013999 | 0.0105 | 0.013999 | 0.0105 | 1.6678e-16 | 0.00050517 | 0.99997 | 149.9981 | 1 | 0 | 0.069998

## res_ext_grid
| p_mw | q_mvar
0 | 19.2797 | 8.5021

## res_load
| p_mw | q_mvar
0 | 0.31473 | 0.15243
1 | 0.40074 | 0.19409
2 | 0.1184 | 0.057342
3 | 0.39838 | 0.19295
4 | 0.40699 | 0.19711
5 | 0.35445 | 0.17167
6 | 0.2638 | 0.12776
7 | 0.38978 | 0.18878
8 | 0.3855 | 0.18671
9 | 0.23603 | 0.11432
10 | 0.28111 | 0.13615
11 | 0.28755 | 0.13927
12 | 0.076909 | 0.037249
13 | 0.38068 | 0.18437
14 | 0.31393 | 0.15205
15 | 0.20762 | 0.10055
16 | 0.29133 | 0.1411
17 | 0.25756 | 0.12474
18 | 0.36888 | 0.17866
19 | 0.15609 | 0.075598
20 | 0.24067 | 0.11656
21 | 0.28939 | 0.14016
22 | 0.34935 | 0.1692
23 | 0.33947 | 0.16441
24 | 0.051797 | 0.025086
25 | 0.22841 | 0.11063
26 | 0.079581 | 0.038543
27 | 0.38787 | 0.18786
28 | 0.33614 | 0.1628
29 | 0.31336 | 0.15177
30 | 0.22604 | 0.10948
31 | 0.188 | 0.091051
32 | 0.086781 | 0.04203
33 | 0.32725 | 0.15849
34 | 0.35232 | 0.17064
35 | 0.071155 | 0.034462
36 | 0.2451 | 0.11871
37 | 0.32237 | 0.15613
38 | 0.30668 | 0.14853
39 | 0.29184 | 0.14135
40 | 0.16695 | 0.080855
41 | 0.40345 | 0.1954
42 | 0.073331 | 0.035516
43 | 0.24217 | 0.11729
44 | 0.2128 | 0.10306
45 | 0.16249 | 0.078696
46 | 0.052579 | 0.025465
47 | 0.20006 | 0.096896
48 | 0.34127 | 0.16528
49 | 0.33243 | 0.161
50 | 0.19202 | 0.092999
51 | 0.39025 | 0.18901
52 | 0.32782 | 0.15877
53 | 0.21721 | 0.1052
54 | 0.23277 | 0.11274
55 | 0.35029 | 0.16965
56 | 0.090833 | 0.043993
57 | 0.3674 | 0.17794
58 | 0.1257 | 0.060879
59 | 0.070438 | 0.034115
60 | 0.21328 | 0.1033
61 | 0.072849 | 0.035282
62 | 0.20082 | 0.097264
63 | 0.070398 | 0.034095
64 | 0.28612 | 0.13858
65 | 0.39061 | 0.18918
66 | 0.35531 | 0.17209
67 | 0.17467 | 0.084597
68 | 0.28484 | 0.13795
69 | 0.17672 | 0.085591
70 | 0.13182 | 0.063846
71 | 0.20658 | 0.10005
72 | 0.12841 | 0.062193
73 | 0.25728 | 0.12461
74 | 0.36701 | 0.17775
75 | 0.35356 | 0.17124

## dtypes
| element | column | dtype
0 | bus | name | object
1 | bus | vn_kv | float64
2 | bus | type | object
3 | bus | zone | object
4 | bus | in_service | bool
5 | load | name | object
6 | load | bus | uint32
7 | load | p_mw | float64
8 | load | q_mvar | float64
9 | load | const_z_percent | float64
10 | load | const_i_percent | float64
11 | load | sn_mva | float64
12 | load | scaling | float64
13 | load | in_service | bool
14 | load | type | object
15 | ext_grid | name | object
16 | ext_grid | bus | uint32
17 | ext_grid | vm_pu | float64
18 | ext_grid | va_degree | float64
19 | ext_grid | slack_weight | float64
20 | ext_grid | in_service | bool
21 | line | name | object
22 | line | std_type | object
23 | line | from_bus | uint32
24 | line | to_bus | uint32
25 | line | length_km | float64
26 | line | r_ohm_per_km | float64
27 | line | x_ohm_per_km | float64
28 | line | c_nf_per_km | float64
29 | line | g_us_per_km | float64
30 | line | max_i_ka | float64
31 | line | df | float64
32 | line | parallel | uint32
33 | line | type | object
34 | line | in_service | bool
35 | trafo | name | object
36 | trafo | std_type | object
37 | trafo | hv_bus | uint32
38 | trafo | lv_bus | uint32
39 | trafo | sn_mva | float64
40 | trafo | vn_hv_kv | float64
41 | trafo | vn_lv_kv | float64
42 | trafo | vk_percent | float64
43 | trafo | vkr_percent | float64
44 | trafo | pfe_kw | float64
45 | trafo | i0_percent | float64
46 | trafo | shift_degree | float64
47 | trafo | tap_side | object
48 | trafo | tap_neutral | int32
49 | trafo | tap_min | int32
50 | trafo | tap_max | int32
51 | trafo | tap_step_percent | float64
52 | trafo | tap_step_degree | float64
53 | trafo | tap_pos | int32
54 | trafo | tap_phase_shifter | bool
55 | trafo | parallel | uint32
56 | trafo | df | float64
57 | trafo | in_service | bool
58 | bus_geodata | x | float64
59 | bus_geodata | y | float64
60 | bus_geodata | coords | object
61 | res_bus | vm_pu | float64
62 | res_bus | va_degree | float64
63 | res_bus | p_mw | float64
64 | res_bus | q_mvar | float64
65 | res_line | p_from_mw | float64
66 | res_line | q_from_mvar | float64
67 | res_line | p_to_mw | float64
68 | res_line | q_to_mvar | float64
69 | res_line | pl_mw | float64
70 | res_line | ql_mvar | float64
71 | res_line | i_from_ka | float64
72 | res_line | i_to_ka | float64
73 | res_line | i_ka | float64
74 | res_line | vm_from_pu | float64
75 | res_line | va_from_degree | float64
76 | res_line | vm_to_pu | float64
77 | res_line | va_to_degree | float64
78 | res_line | loading_percent | float64
79 | res_trafo | p_hv_mw | float64
80 | res_trafo | q_hv_mvar | float64
81 | res_trafo | p_lv_mw | float64
82 | res_trafo | q_lv_mvar | float64
83 | res_trafo | pl_mw | float64
84 | res_trafo | ql_mvar | float64
85 | res_trafo | i_hv_ka | float64
86 | res_trafo | i_lv_ka | float64
87 | res_trafo | vm_hv_pu | float64
88 | res_trafo | va_hv_degree | float64
89 | res_trafo | vm_lv_pu | float64
90 | res_trafo | va_lv_degree | float64
91 | res_trafo | loading_percent | float64
92 | res_ext_grid | p_mw | float64
93 | res_ext_grid | q_mvar | float64
94 | res_load | p_mw | float64
95 | res_load | q_mvar | float64

## parameters
| version | format_version | converged | OPF_converged | name | f_hz | sn_mva
0 | 2.14.6 | 2.14.0 | TRUE | FALSE |  | 50 | 1