## bus
| name | vn_kv | type | zone | in_service
0 | bus_MV_154_0_node_0 | 20 | n |  | TRUE
1 | bus_MV_154_0_node_1 | 20 | n |  | TRUE
2 | bus_MV_154_0_node_3 | 20 | n |  | TRUE
3 | bus_MV_154_0_node_5 | 20 | n |  | TRUE
4 | bus_MV_154_0_node_26 | 20 | n |  | TRUE
5 | bus_MV_154_0_node_178 | 20 | n |  | TRUE
6 | bus_MV_154_0_node_25 | 20 | n |  | TRUE
7 | bus_MV_154_0_node_4 | 20 | n |  | TRUE
8 | bus_MV_154_0_node_8 | 20 | n |  | TRUE
9 | bus_MV_154_0_node_7 | 20 | n |  | TRUE
10 | bus_MV_154_0_node_6 | 20 | n |  | TRUE
11 | bus_MV_154_0_node_9 | 20 | n |  | TRUE
12 | bus_MV_154_0_node_174 | 20 | n |  | TRUE
13 | bus_MV_154_0_node_85 | 20 | n |  | TRUE
14 | bus_MV_154_0_node_48 | 20 | n |  | TRUE
15 | bus_MV_154_0_node_53 | 20 | n |  | TRUE
16 | bus_MV_154_0_node_10 | 20 | n |  | TRUE
17 | bus_MV_154_0_node_12 | 20 | n |  | TRUE
18 | bus_MV_154_0_node_14 | 20 | n |  | TRUE
19 | bus_MV_154_0_node_15 | 20 | n |  | TRUE
20 | bus_MV_154_0_node_13 | 20 | n |  | TRUE
21 | bus_MV_154_0_node_16 | 20 | n |  | TRUE
22 | bus_MV_154_0_node_154 | 20 | n |  | TRUE
23 | bus_MV_154_0_node_27 | 20 | n |  | TRUE
24 | bus_MV_154_0_node_186 | 20 | n |  | TRUE
25 | bus_MV_154_0_node_28 | 20 | n |  | TRUE
26 | bus_MV_154_0_node_177 | 20 | n |  | TRUE
27 | bus_MV_154_0_node_47 | 20 | n |  | TRUE
28 | bus_MV_154_0_node_17 | 20 | n |  | TRUE
29 | bus_MV_154_0_node_18 | 20 | n |  | TRUE
30 | bus_MV_154_0_node_19 | 20 | n |  | TRUE
31 | bus_MV_154_0_node_153 | 20 | n |  | TRUE
32 | bus_MV_154_0_node_30 | 20 | n |  | TRUE
33 | bus_MV_154_0_node_35 | 20 | n |  | TRUE
34 | bus_MV_154_0_node_32 | 20 | n |  | TRUE
35 | bus_MV_154_0_node_34 | 20 | n |  | TRUE
36 | bus_MV_154_0_node_152 | 20 | n |  | TRUE
37 | bus_MV_154_0_node_33 | 20 | n |  | TRUE
38 | bus_MV_154_0_node_20 | 20 | n |  | TRUE
39 | bus_MV_154_0_node_22 | 20 | n |  | TRUE
40 | bus_MV_154_0_node_24 | 20 | n |  | TRUE
41 | bus_MV_154_0_node_23 | 20 | n |  | TRUE
42 | bus_MV_154_0_node_41 | 20 | n |  | TRUE
43 | bus_MV_154_0_node_40 | 20 | n |  | TRUE
44 | bus_MV_154_0_node_42 | 20 | n |  | TRUE
45 | bus_MV_154_0_node_43 | 20 | n |  | TRUE
46 | bus_MV_154_0_node_44 | 20 | n |  | TRUE
47 | bus_MV_154_0_node_29 | 20 | n |  | TRUE
48 | bus_MV_154_0_node_31 | 20 | n |  | TRUE
49 | bus_MV_154_0_node_38 | 20 | n |  | TRUE
50 | bus_MV_154_0_node_39 | 20 | n |  | TRUE
51 | bus_MV_154_0_node_50 | 20 | n |  | TRUE
52 | bus_MV_154_0_node_37 | 20 | n |  | TRUE
53 | bus_MV_154_0_node_36 | 20 | n |  | TRUE
54 | bus_MV_154_0_node_46 | 20 | n |  | TRUE
55 | bus_MV_154_0_node_56 | 20 | n |  | TRUE
56 | bus_MV_154_0_node_57 | 20 | n |  | TRUE
57 | bus_MV_154_0_node_55 | 20 | n |  | TRUE
58 | bus_MV_154_0_node_45 | 20 | n |  | TRUE
59 | bus_MV_154_0_node_187 | 20 | n |  | TRUE
60 | bus_MV_154_0_node_51 | 20 | n |  | TRUE
61 | bus_MV_154_0_node_52 | 20 | n |  | TRUE
62 | bus_MV_154_0_node_54 | 20 | n |  | TRUE
63 | bus_MV_154_0_node_58 | 20 | n |  | TRUE
64 | bus_MV_154_0_node_59 | 20 | n |  | TRUE
65 | bus_MV_154_0_node_60 | 20 | n |  | TRUE
66 | bus_MV_154_0_node_61 | 20 | n |  | TRUE
67 | bus_MV_154_0_node_62 | 20 | n |  | TRUE
68 | bus_MV_154_0_node_63 | 20 | n |  | TRUE
69 | bus_MV_154_0_node_64 | 20 | n |  | TRUE
70 | bus_MV_154_0_node_92 | 20 | n |  | TRUE
71 | bus_MV_154_0_node_180 | 20 | n |  | TRUE
72 | bus_MV_154_0_node_80 | 20 | n |  | TRUE
73 | bus_MV_154_0_node_173 | 20 | n |  | TRUE
74 | bus_MV_154_0_node_68 | 20 | n |  | TRUE
75 | bus_MV_154_0_node_176 | 20 | n |  | TRUE
76 | bus_MV_154_0_node_179 | 20 | n |  | TRUE
77 | bus_MV_154_0_node_69 | 20 | n |  | TRUE
78 | bus_MV_154_0_node_66 | 20 | n |  | TRUE
79 | bus_MV_154_0_node_67 | 20 | n |  | TRUE
80 | bus_MV_154_0_node_184 | 20 | n |  | TRUE
81 | bus_MV_154_0_node_183 | 20 | n |  | TRUE
82 | bus_MV_154_0_node_146 | 20 | n |  | TRUE
83 | bus_MV_154_0_node_65 | 20 | n |  | TRUE
84 | bus_MV_154_0_node_70 | 20 | n |  | TRUE
85 | bus_MV_154_0_node_72 | 20 | n |  | TRUE
86 | bus_MV_154_0_node_71 | 20 | n |  | TRUE
87 | bus_MV_154_0_node_87 | 20 | n |  | TRUE
88 | bus_MV_154_0_node_88 | 20 | n |  | TRUE
89 | bus_MV_154_0_node_73 | 20 | n |  | TRUE
90 | bus_MV_154_0_node_171 | 20 | n |  | TRUE
91 | bus_MV_154_0_node_132 | 20 | n |  | TRUE
92 | bus_MV_154_0_node_170 | 20 | n |  | TRUE
93 | bus_MV_154_0_node_74 | 20 | n |  | TRUE
94 | bus_MV_154_0_node_76 | 20 | n |  | TRUE
95 | bus_MV_154_0_node_75 | 20 | n |  | TRUE
96 | bus_MV_154_0_node_79 | 20 | n |  | TRUE
97 | bus_MV_154_0_node_77 | 20 | n |  | TRUE
98 | bus_MV_154_0_node_78 | 20 | n |  | TRUE
99 | bus_MV_154_0_node_101 | 20 | n |  | TRUE
100 | bus_MV_154_0_node_99 | 20 | n |  | TRUE
101 | bus_MV_154_0_node_119 | 20 | n |  | TRUE
102 | bus_MV_154_0_node_81 | 20 | n |  | TRUE
103 | bus_MV_154_0_node_158 | 20 | n |  | TRUE
104 | bus_MV_154_0_node_102 | 20 | n |  | TRUE
105 | bus_MV_154_0_node_100 | 20 | n |  | TRUE
106 | bus_MV_154_0_node_116 | 20 | n |  | TRUE
107 | bus_MV_154_0_node_82 | 20 | n |  | TRUE
108 | bus_MV_154_0_node_83 | 20 | n |  | TRUE
109 | bus_MV_154_0_node_84 | 20 | n |  | TRUE
110 | bus_MV_154_0_node_103 | 20 | n |  | TRUE
111 | bus_MV_154_0_node_86 | 20 | n |  | TRUE
112 | bus_MV_154_0_node_104 | 20 | n |  | TRUE
113 | bus_MV_154_0_node_175 | 20 | n |  | TRUE
114 | bus_MV_154_0_node_90 | 20 | n |  | TRUE
115 | bus_MV_154_0_node_188 | 20 | n |  | TRUE
116 | bus_MV_154_0_node_118 | 20 | n |  | TRUE
117 | bus_MV_154_0_node_117 | 20 | n |  | TRUE
118 | bus_MV_154_0_node_97 | 20 | n |  | TRUE
119 | bus_MV_154_0_node_91 | 20 | n |  | TRUE
120 | bus_MV_154_0_node_89 | 20 | n |  | TRUE
121 | bus_MV_154_0_node_94 | 20 | n |  | TRUE
122 | bus_MV_154_0_node_93 | 20 | n |  | TRUE
123 | bus_MV_154_0_node_190 | 20 | n |  | TRUE
124 | bus_MV_154_0_node_130 | 20 | n |  | TRUE
125 | bus_MV_154_0_node_189 | 20 | n |  | TRUE
126 | bus_MV_154_0_node_172 | 20 | n |  | TRUE
127 | bus_MV_154_0_node_95 | 20 | n |  | TRUE
128 | bus_MV_154_0_node_96 | 20 | n |  | TRUE
129 | bus_MV_154_0_node_98 | 20 | n |  | TRUE
130 | bus_MV_154_0_node_114 | 20 | n |  | TRUE
131 | bus_MV_154_0_node_107 | 20 | n |  | TRUE
132 | bus_MV_154_0_node_181 | 20 | n |  | TRUE
133 | bus_MV_154_0_node_105 | 20 | n |  | TRUE
134 | bus_MV_154_0_node_106 | 20 | n |  | TRUE
135 | bus_MV_154_0_node_108 | 20 | n |  | TRUE
136 | bus_MV_154_0_node_113 | 20 | n |  | TRUE
137 | bus_MV_154_0_node_115 | 20 | n |  | TRUE
138 | bus_MV_154_0_node_109 | 20 | n |  | TRUE
139 | bus_MV_154_0_node_112 | 20 | n |  | TRUE
140 | bus_MV_154_0_node_110 | 20 | n |  | TRUE
141 | bus_MV_154_0_node_111 | 20 | n |  | TRUE
142 | bus_MV_154_0_node_124 | 20 | n |  | TRUE
143 | bus_MV_154_0_node_157 | 20 | n |  | TRUE
144 | bus_MV_154_0_node_156 | 20 | n |  | TRUE
145 | bus_MV_154_0_node_155 | 20 | n |  | TRUE
146 | bus_MV_154_0_node_123 | 20 | n |  | TRUE
147 | bus_MV_154_0_node_125 | 20 | n |  | TRUE
148 | bus_MV_154_0_node_182 | 20 | n |  | TRUE
149 | bus_MV_154_0_node_122 | 20 | n |  | TRUE
150 | bus_MV_154_0_node_120 | 20 | n |  | TRUE
151 | bus_MV_154_0_node_121 | 20 | n |  | TRUE
152 | bus_MV_154_0_node_126 | 20 | n |  | TRUE
153 | bus_MV_154_0_node_128 | 20 | n |  | TRUE
154 | bus_MV_154_0_node_135 | 20 | n |  | TRUE
155 | bus_MV_154_0_node_159 | 20 | n |  | TRUE
156 | bus_MV_154_0_node_133 | 20 | n |  | TRUE
157 | bus_MV_154_0_node_131 | 20 | n |  | TRUE
158 | bus_MV_154_0_node_160 | 20 | n |  | TRUE
159 | bus_MV_154_0_node_134 | 20 | n |  | TRUE
160 | bus_MV_154_0_node_167 | 20 | n |  | TRUE
161 | bus_MV_154_0_node_140 | 20 | n |  | TRUE
162 | bus_MV_154_0_node_141 | 20 | n |  | TRUE
163 | bus_MV_154_0_node_136 | 20 | n |  | TRUE
164 | bus_MV_154_0_node_165 | 20 | n |  | TRUE
165 | bus_MV_154_0_node_169 | 20 | n |  | TRUE
166 | bus_MV_154_0_node_185 | 20 | n |  | TRUE
167 | bus_MV_154_0_node_137 | 20 | n |  | TRUE
168 | bus_MV_154_0_node_138 | 20 | n |  | TRUE
169 | bus_MV_154_0_node_139 | 20 | n |  | TRUE
170 | bus_MV_154_0_node_166 | 20 | n |  | TRUE
171 | bus_MV_154_0_node_149 | 20 | n |  | TRUE
172 | bus_MV_154_0_node_150 | 20 | n |  | TRUE
173 | bus_MV_154_0_node_168 | 20 | n |  | TRUE
174 | bus_MV_154_0_node_148 | 20 | n |  | TRUE
175 | bus_MV_154_0_node_142 | 20 | n |  | TRUE
176 | bus_MV_154_0_node_147 | 20 | n |  | TRUE
177 | bus_MV_154_0_node_144 | 20 | n |  | TRUE
178 | bus_MV_154_0_node_145 | 20 | n |  | TRUE
179 | bus_MV_154_0_node_151 | 20 | n |  | TRUE
180 | bus_MV_154_0_node_161 | 20 | n |  | TRUE
181 | bus_MV_154_0_node_162 | 20 | n |  | TRUE
182 | bus_MV_154_0_node_163 | 20 | n |  | TRUE
183 | bus_MV_154_0_node_164 | 20 | n |  | TRUE
184 | bus_HV_154_0_node_72 | 110 | n |  | TRUE

## load
| name | bus | p_mw | q_mvar | const_z_percent | const_i_percent | sn_mva | scaling | in_service | type
0 | MV_154_0_load_0 | 0 | 0.1115 | 0.054004 | 0 | 0 |  | 1 | TRUE | wye
1 | MV_154_0_load_178 | 5 | 0.15676 | 0.075925 | 0 | 0 |  | 1 | TRUE | wye
2 | MV_154_0_load_25 | 6 | 0.071792 | 0.034771 | 0 | 0 |  | 1 | TRUE | wye
3 | MV_154_0_load_8 | 8 | 0.077919 | 0.037738 | 0 | 0 |  | 1 | TRUE | wye
4 | MV_154_0_load_7 | 9 | 0.05633 | 0.027282 | 0 | 0 |  | 1 | TRUE | wye
5 | MV_154_0_load_9 | 11 | 0.1271 | 0.061557 | 0 | 0 |  | 1 | TRUE | wye
6 | MV_154_0_load_174 | 12 | 0.15237 | 0.073796 | 0 | 0 |  | 1 | TRUE | wye
7 | MV_154_0_load_48 | 14 | 0.067142 | 0.032518 | 0 | 0 |  | 1 | TRUE | wye
8 | MV_154_0_load_53 | 15 | 0.15897 | 0.076993 | 0 | 0 |  | 1 | TRUE | wye
9 | MV_154_0_load_10 | 16 | 0.10618 | 0.051427 | 0 | 0 |  | 1 | TRUE | wye
10 | MV_154_0_load_16 | 21 | 0.095614 | 0.046308 | 0 | 0 |  | 1 | TRUE | wye
11 | MV_154_0_load_154 | 22 | 0.073677 | 0.035683 | 0 | 0 |  | 1 | TRUE | wye
12 | MV_154_0_load_186 | 24 | 0.06247 | 0.030256 | 0 | 0 |  | 1 | TRUE | wye
13 | MV_154_0_load_177 | 26 | 0.15223 | 0.073727 | 0 | 0 |  | 1 | TRUE | wye
14 | MV_154_0_load_17 | 28 | 0.14942 | 0.072368 | 0 | 0 |  | 1 | TRUE | wye
15 | MV_154_0_load_153 | 31 | 0.11304 | 0.054747 | 0 | 0 |  | 1 | TRUE | wye
16 | MV_154_0_load_30 | 32 | 0.07631 | 0.036959 | 0 | 0 |  | 1 | TRUE | wye
17 | MV_154_0_load_152 | 36 | 0.070152 | 0.033976 | 0 | 0 |  | 1 | TRUE | wye
18 | MV_154_0_load_33 | 37 | 0.10029 | 0.048571 | 0 | 0 |  | 1 | TRUE | wye
19 | MV_154_0_load_20 | 38 | 0.15902 | 0.077017 | 0 | 0 |  | 1 | TRUE | wye
20 | MV_154_0_load_40 | 43 | 0.060164 | 0.029139 | 0 | 0 |  | 1 | TRUE | wye
21 | MV_154_0_load_42 | 44 | 0.14854 | 0.07194 | 0 | 0 |  | 1 | TRUE | wye
22 | MV_154_0_load_29 | 47 | 0.13738 | 0.066538 | 0 | 0 |  | 1 | TRUE | wye
23 | MV_154_0_load_50 | 51 | 0.11169 | 0.054092 | 0 | 0 |  | 1 | TRUE | wye
24 | MV_154_0_load_37 | 52 | 0.14247 | 0.068999 | 0 | 0 |  | 1 | TRUE | wye
25 | MV_154_0_load_46 | 54 | 0.14411 | 0.069794 | 0 | 0 |  | 1 | TRUE | wye
26 | MV_154_0_load_57 | 56 | 0.076542 | 0.037071 | 0 | 0 |  | 1 | TRUE | wye
27 | MV_154_0_load_45 | 58 | 0.16323 | 0.079055 | 0 | 0 |  | 1 | TRUE | wye
28 | MV_154_0_load_187 | 59 | 0.14693 | 0.071159 | 0 | 0 |  | 1 | TRUE | wye
29 | MV_154_0_load_54 | 62 | 0.072055 | 0.034898 | 0 | 0 |  | 1 | TRUE | wye
30 | MV_154_0_load_58 | 63 | 0.15366 | 0.07442 | 0 | 0 |  | 1 | TRUE | wye
31 | MV_154_0_load_61 | 66 | 0.060306 | 0.029207 | 0 | 0 |  | 1 | TRUE | wye
32 | MV_154_0_load_92 | 70 | 0.063366 | 0.03069 | 0 | 0 |  | 1 | TRUE | wye
33 | MV_154_0_load_180 | 71 | 0.10142 | 0.049118 | 0 | 0 |  | 1 | TRUE | wye
34 | MV_154_0_load_173 | 73 | 0.051216 | 0.024805 | 0 | 0 |  | 1 | TRUE | wye
35 | MV_154_0_load_176 | 75 | 0.14081 | 0.068199 | 0 | 0 |  | 1 | TRUE | wye
36 | MV_154_0_load_179 | 76 | 0.15053 | 0.072906 | 0 | 0 |  | 1 | TRUE | wye
37 | MV_154_0_load_69 | 77 | 0.15228 | 0.073752 | 0 | 0 |  | 1 | TRUE | wye
38 | MV_154_0_load_183 | 81 | 0.066027 | 0.031978 | 0 | 0 |  | 1 | TRUE | wye
39 | MV_154_0_load_65 | 83 | 0.15386 | 0.074518 | 0 | 0 |  | 1 | TRUE | wye
40 | MV_154_0_load_70 | 84 | 0.12941 | 0.062674 | 0 | 0 |  | 1 | TRUE | wye
41 | MV_154_0_load_87 | 87 | 0.098517 | 0.047714 | 0 | 0 |  | 1 | TRUE | wye
42 | MV_154_0_load_171 | 90 | 0.1444 | 0.069936 | 0 | 0 |  | 1 | TRUE | wye
43 | MV_154_0_load_74 | 93 | 0.13769 | 0.066688 | 0 | 0 |  | 1 | TRUE | wye
44 | MV_154_0_load_101 | 99 | 0.10795 | 0.052283 | 0 | 0 |  | 1 | TRUE | wye
45 | MV_154_0_load_119 | 101 | 0.07917 | 0.038344 | 0 | 0 |  | 1 | TRUE | wye
46 | MV_154_0_load_158 | 103 | 0.076304 | 0.036956 | 0 | 0 |  | 1 | TRUE | wye
47 | MV_154_0_load_100 | 105 | 0.15141 | 0.073332 | 0 | 0 |  | 1 | TRUE | wye
48 | MV_154_0_load_116 | 106 | 0.12151 | 0.058849 | 0 | 0 |  | 1 | TRUE | wye
49 | MV_154_0_load_82 | 107 | 0.1533 | 0.074248 | 0 | 0 |  | 1 | TRUE | wye
50 | MV_154_0_load_104 | 112 | 0.056594 | 0.02741 | 0 | 0 |  | 1 | TRUE | wye
51 | MV_154_0_load_188 | 115 | 0.12582 | 0.060936 | 0 | 0 |  | 1 | TRUE | wye
52 | MV_154_0_load_117 | 117 | 0.10795 | 0.052284 | 0 | 0 |  | 1 | TRUE | wye
53 | MV_154_0_load_97 | 118 | 0.1629 | 0.078896 | 0 | 0 |  | 1 | TRUE | wye
54 | MV_154_0_load_89 | 120 | 0.083344 | 0.040365 | 0 | 0 |  | 1 | TRUE | wye
55 | MV_154_0_load_93 | 122 | 0.12202 | 0.059096 | 0 | 0 |  | 1 | TRUE | wye
56 | MV_154_0_load_190 | 123 | 0.26598 | 0.12882 | 0 | 0 |  | 1 | TRUE | wye
57 | MV_154_0_load_189 | 125 | 0.14788 | 0.071623 | 0 | 0 |  | 1 | TRUE | wye
58 | MV_154_0_load_95 | 127 | 0.12695 | 0.061487 | 0 | 0 |  | 1 | TRUE | wye
59 | MV_154_0_load_98 | 129 | 0.092141 | 0.044626 | 0 | 0 |  | 1 | TRUE | wye
60 | MV_154_0_load_181 | 132 | 0.080831 | 0.039148 | 0 | 0 |  | 1 | TRUE | wye
61 | MV_154_0_load_105 | 133 | 0.075211 | 0.036426 | 0 | 0 |  | 1 | TRUE | wye
62 | MV_154_0_load_115 | 137 | 0.10861 | 0.052601 | 0 | 0 |  | 1 | TRUE | wye
63 | MV_154_0_load_124 | 142 | 0.1172 | 0.056763 | 0 | 0 |  | 1 | TRUE | wye
64 | MV_154_0_load_157 | 143 | 0.089487 | 0.04334 | 0 | 0 |  | 1 | TRUE | wye
65 | MV_154_0_load_155 | 145 | 0.069336 | 0.033581 | 0 | 0 |  | 1 | TRUE | wye
66 | MV_154_0_load_123 | 146 | 0.094871 | 0.045948 | 0 | 0 |  | 1 | TRUE | wye
67 | MV_154_0_load_182 | 148 | 0.10929 | 0.052932 | 0 | 0 |  | 1 | TRUE | wye
68 | MV_154_0_load_122 | 149 | 0.089641 | 0.043415 | 0 | 0 |  | 1 | TRUE | wye
69 | MV_154_0_load_120 | 150 | 0.099987 | 0.048426 | 0 | 0 |  | 1 | TRUE | wye
70 | MV_154_0_load_126 | 152 | 0.33805 | 0.16373 | 0 | 0 |  | 1 | TRUE | wye
71 | MV_154_0_load_135 | 154 | 0.37332 | 0.18081 | 0 | 0 |  | 1 | TRUE | wye
72 | MV_154_0_load_159 | 155 | 0.078291 | 0.037918 | 0 | 0 |  | 1 | TRUE | wye
73 | MV_154_0_load_160 | 158 | 0.95538 | 0.46271 | 0 | 0 |  | 1 | TRUE | wye
74 | MV_154_0_load_167 | 160 | 0.08702 | 0.042146 | 0 | 0 |  | 1 | TRUE | wye
75 | MV_154_0_load_136 | 163 | 0.24872 | 0.12046 | 0 | 0 |  | 1 | TRUE | wye
76 | MV_154_0_load_169 | 165 | 0.41242 | 0.19975 | 0 | 0 |  | 1 | TRUE | wye
77 | MV_154_0_load_185 | 166 | 0.39658 | 0.19207 | 0 | 0 |  | 1 | TRUE | wye
78 | MV_154_0_load_166 | 170 | 0.36776 | 0.17811 | 0 | 0 |  | 1 | TRUE | wye
79 | MV_154_0_load_150 | 172 | 0.16131 | 0.078127 | 0 | 0 |  | 1 | TRUE | wye
80 | MV_154_0_load_168 | 173 | 0.30284 | 0.14667 | 0 | 0 |  | 1 | TRUE | wye
81 | MV_154_0_load_142 | 175 | 0.13649 | 0.066106 | 0 | 0 |  | 1 | TRUE | wye
82 | MV_154_0_load_147 | 176 | 0.26944 | 0.13049 | 0 | 0 |  | 1 | TRUE | wye
83 | MV_154_0_load_145 | 178 | 0.10257 | 0.049679 | 0 | 0 |  | 1 | TRUE | wye
84 | MV_154_0_load_151 | 179 | 0.16238 | 0.078645 | 0 | 0 |  | 1 | TRUE | wye
85 | MV_154_0_load_161 | 180 | 0.89223 | 0.43213 | 0 | 0 |  | 1 | TRUE | wye
86 | MV_154_0_load_164 | 183 | 0.14214 | 0.06884 | 0 | 0 |  | 1 | TRUE | wye

## ext_grid
| name | bus | vm_pu | va_degree | slack_weight | in_service
0 |  | 85 | 1 | 0 | 1 | TRUE

## line
| name | std_type | from_bus | to_bus | length_km | r_ohm_per_km | x_ohm_per_km | c_nf_per_km | g_us_per_km | max_i_ka | df | parallel | type | in_service
0 | MV_154_0_line_0 |  | 0 | 1 | 0.034934 | 0.445 | 0.132 | 190 | 0 | 0.22 | 1 | 1 | cs | TRUE
1 | MV_154_0_line_1 |  | 1 | 2 | 0.51036 | 0.061 | 0.056 | 608 | 0 | 0.842 | 1 | 1 | cs | TRUE
2 | MV_154_0_line_2 |  | 1 | 3 | 0.53384 | 0.061 | 0.056 | 608 | 0 | 0.842 | 1 | 1 | cs | TRUE
3 | MV_154_0_line_3 |  | 2 | 7 | 0.42186 | 0.061 | 0.056 | 608 | 0 | 0.842 | 1 | 1 | cs | TRUE
4 | MV_154_0_line_4 |  | 2 | 8 | 0.075546 | 0.445 | 0.132 | 190 | 0 | 0.22 | 1 | 1 | cs | TRUE
5 | MV_154_0_line_5 |  | 3 | 10 | 0.39243 | 0.061 | 0.056 | 608 | 0 | 0.842 | 1 | 1 | cs | TRUE
6 | MV_154_0_line_6 |  | 3 | 11 | 0.073506 | 0.5939 | 0.372 | 9.5 | 0 | 0.21 | 1 | 1 | ol | TRUE
7 | MV_154_0_line_7 |  | 4 | 5 | 1.2871 | 0.1188 | 0.172 | 20.6 | 0 | 0.82 | 1 | 1 | ol | TRUE
8 | MV_154_0_line_8 |  | 4 | 6 | 0.00363 | 0.061 | 0.056 | 608 | 0 | 0.842 | 1 | 1 | cs | TRUE
9 | MV_154_0_line_9 |  | 5 | 10 | 0.032952 | 0.061 | 0.056 | 608 | 0 | 0.842 | 1 | 1 | cs | TRUE
10 | MV_154_0_line_10 |  | 6 | 23 | 0.031733 | 0.061 | 0.056 | 608 | 0 | 0.842 | 1 | 1 | cs | TRUE
11 | MV_154_0_line_11 |  | 6 | 24 | 1.0124 | 0.5939 | 0.372 | 9.5 | 0 | 0.21 | 1 | 1 | ol | TRUE
12 | MV_154_0_line_12 |  | 7 | 9 | 0.13211 | 0.1188 | 0.172 | 20.6 | 0 | 0.82 | 1 | 1 | ol | TRUE
13 | MV_154_0_line_13 |  | 9 | 12 | 1.9862 | 0.1188 | 0.172 | 20.6 | 0 | 0.82 | 1 | 1 | ol | TRUE
14 | MV_154_0_line_14 |  | 12 | 13 | 0.1511 | 0.1188 | 0.172 | 20.6 | 0 | 0.82 | 1 | 1 | ol | TRUE
15 | MV_154_0_line_15 |  | 13 | 113 | 0.21623 | 0.061 | 0.056 | 608 | 0 | 0.842 | 1 | 1 | cs | TRUE
16 | MV_154_0_line_16 |  | 13 | 109 | 0.37098 | 0.061 | 0.056 | 608 | 0 | 0.842 | 1 | 1 | cs | TRUE
17 | MV_154_0_line_17 |  | 14 | 15 | 1.0757 | 0.5939 | 0.372 | 9.5 | 0 | 0.21 | 1 | 1 | ol | TRUE
18 | MV_154_0_line_18 |  | 15 | 46 | 0.052843 | 0.445 | 0.132 | 190 | 0 | 0.22 | 1 | 1 | cs | TRUE
19 | MV_154_0_line_19 |  | 16 | 17 | 0.024391 | 0.061 | 0.056 | 608 | 0 | 0.842 | 1 | 1 | cs | TRUE
20 | MV_154_0_line_20 |  | 16 | 18 | 0.31924 | 0.1188 | 0.172 | 20.6 | 0 | 0.82 | 1 | 1 | ol | TRUE
21 | MV_154_0_line_21 |  | 17 | 19 | 1.0132 | 0.061 | 0.056 | 608 | 0 | 0.842 | 1 | 1 | cs | TRUE
22 | MV_154_0_line_22 |  | 18 | 22 | 0.070693 | 0.061 | 0.056 | 608 | 0 | 0.842 | 1 | 1 | cs | TRUE
23 | MV_154_0_line_23 |  | 18 | 20 | 0.015512 | 0.445 | 0.132 | 190 | 0 | 0.22 | 1 | 1 | cs | TRUE
24 | MV_154_0_line_24 |  | 19 | 26 | 0.009297 | 0.061 | 0.056 | 608 | 0 | 0.842 | 1 | 1 | cs | TRUE
25 | MV_154_0_line_25 |  | 20 | 21 | 0.027157 | 0.445 | 0.132 | 190 | 0 | 0.22 | 1 | 1 | cs | TRUE
26 | MV_154_0_line_26 |  | 22 | 25 | 0.034543 | 0.061 | 0.056 | 608 | 0 | 0.842 | 1 | 1 | cs | TRUE
27 | MV_154_0_line_27 |  | 23 | 25 | 0.077168 | 0.061 | 0.056 | 608 | 0 | 0.842 | 1 | 1 | cs | TRUE
28 | MV_154_0_line_28 |  | 24 | 42 | 0.031451 | 0.5939 | 0.372 | 9.5 | 0 | 0.21 | 1 | 1 | ol | TRUE
29 | MV_154_0_line_29 |  | 26 | 27 | 0.060218 | 0.061 | 0.056 | 608 | 0 | 0.842 | 1 | 1 | cs | TRUE
30 | MV_154_0_line_30 |  | 27 | 53 | 0.004593 | 0.061 | 0.056 | 608 | 0 | 0.842 | 1 | 1 | cs | TRUE
31 | MV_154_0_line_31 |  | 28 | 29 | 0.1059 | 0.5939 | 0.372 | 9.5 | 0 | 0.21 | 1 | 1 | ol | TRUE
32 | MV_154_0_line_32 |  | 29 | 30 | 0.1457 | 0.445 | 0.132 | 190 | 0 | 0.22 | 1 | 1 | cs | TRUE
33 | MV_154_0_line_33 |  | 30 | 34 | 0.025677 | 0.445 | 0.132 | 190 | 0 | 0.22 | 1 | 1 | cs | TRUE
34 | MV_154_0_line_34 |  | 31 | 32 | 0.055707 | 0.1188 | 0.172 | 20.6 | 0 | 0.82 | 1 | 1 | ol | TRUE
35 | MV_154_0_line_35 |  | 31 | 33 | 0.032658 | 0.061 | 0.056 | 608 | 0 | 0.842 | 1 | 1 | cs | TRUE
36 | MV_154_0_line_36 |  | 32 | 34 | 0.061138 | 0.061 | 0.056 | 608 | 0 | 0.842 | 1 | 1 | cs | TRUE
37 | MV_154_0_line_37 |  | 33 | 53 | 0.071402 | 0.061 | 0.056 | 608 | 0 | 0.842 | 1 | 1 | cs | TRUE
38 | MV_154_0_line_38 |  | 33 | 48 | 0.0093474 | 0.445 | 0.132 | 190 | 0 | 0.22 | 1 | 1 | cs | TRUE
39 | MV_154_0_line_39 |  | 34 | 37 | 0.15373 | 0.061 | 0.056 | 608 | 0 | 0.842 | 1 | 1 | cs | TRUE
40 | MV_154_0_line_40 |  | 34 | 35 | 0.0073984 | 0.445 | 0.132 | 190 | 0 | 0.22 | 1 | 1 | cs | TRUE
41 | MV_154_0_line_41 |  | 35 | 36 | 0.042379 | 0.445 | 0.132 | 190 | 0 | 0.22 | 1 | 1 | cs | TRUE
42 | MV_154_0_line_42 |  | 37 | 55 | 0.042278 | 0.061 | 0.056 | 608 | 0 | 0.842 | 1 | 1 | cs | TRUE
43 | MV_154_0_line_43 |  | 38 | 39 | 0.009603 | 0.445 | 0.132 | 190 | 0 | 0.22 | 1 | 1 | cs | TRUE
44 | MV_154_0_line_44 |  | 39 | 40 | 0.1017 | 0.445 | 0.132 | 190 | 0 | 0.22 | 1 | 1 | cs | TRUE
45 | MV_154_0_line_45 |  | 39 | 41 | 0.17186 | 0.5939 | 0.372 | 9.5 | 0 | 0.21 | 1 | 1 | ol | TRUE
46 | MV_154_0_line_46 |  | 40 | 44 | 0.016754 | 0.445 | 0.132 | 190 | 0 | 0.22 | 1 | 1 | cs | TRUE
47 | MV_154_0_line_47 |  | 41 | 42 | 0.311 | 0.445 | 0.132 | 190 | 0 | 0.22 | 1 | 1 | cs | TRUE
48 | MV_154_0_line_48 |  | 41 | 43 | 0.026779 | 0.445 | 0.132 | 190 | 0 | 0.22 | 1 | 1 | cs | TRUE
49 | MV_154_0_line_49 |  | 44 | 45 | 0.023307 | 0.445 | 0.132 | 190 | 0 | 0.22 | 1 | 1 | cs | TRUE
50 | MV_154_0_line_50 |  | 45 | 46 | 0.061951 | 0.445 | 0.132 | 190 | 0 | 0.22 | 1 | 1 | cs | TRUE
51 | MV_154_0_line_51 |  | 47 | 48 | 0.004185 | 0.445 | 0.132 | 190 | 0 | 0.22 | 1 | 1 | cs | TRUE
52 | MV_154_0_line_52 |  | 49 | 50 | 0.21302 | 0.445 | 0.132 | 190 | 0 | 0.22 | 1 | 1 | cs | TRUE
53 | MV_154_0_line_53 |  | 49 | 51 | 1.3845 | 0.306 | 0.35 | 10 | 0 | 0.35 | 1 | 1 | ol | TRUE
54 | MV_154_0_line_54 |  | 49 | 52 | 0.37127 | 0.445 | 0.132 | 190 | 0 | 0.22 | 1 | 1 | cs | TRUE
55 | MV_154_0_line_55 |  | 50 | 59 | 0.041029 | 0.445 | 0.132 | 190 | 0 | 0.22 | 1 | 1 | cs | TRUE
56 | MV_154_0_line_56 |  | 51 | 60 | 0.007356 | 0.161 | 0.117 | 273 | 0 | 0.362 | 1 | 1 | cs | TRUE
57 | MV_154_0_line_57 |  | 52 | 58 | 1.113 | 0.5939 | 0.372 | 9.5 | 0 | 0.21 | 1 | 1 | ol | TRUE
58 | MV_154_0_line_58 |  | 53 | 54 | 0.028191 | 0.445 | 0.132 | 190 | 0 | 0.22 | 1 | 1 | cs | TRUE
59 | MV_154_0_line_59 |  | 55 | 56 | 0.28678 | 0.5939 | 0.372 | 9.5 | 0 | 0.21 | 1 | 1 | ol | TRUE
60 | MV_154_0_line_60 |  | 55 | 57 | 0.30716 | 0.061 | 0.056 | 608 | 0 | 0.842 | 1 | 1 | cs | TRUE
61 | MV_154_0_line_61 |  | 57 | 62 | 0.11694 | 0.1188 | 0.172 | 20.6 | 0 | 0.82 | 1 | 1 | ol | TRUE
62 | MV_154_0_line_62 |  | 60 | 61 | 1.411 | 0.161 | 0.117 | 273 | 0 | 0.362 | 1 | 1 | cs | TRUE
63 | MV_154_0_line_63 |  | 61 | 62 | 0.00835 | 0.161 | 0.117 | 273 | 0 | 0.362 | 1 | 1 | cs | TRUE
64 | MV_154_0_line_64 |  | 63 | 64 | 0.029053 | 0.445 | 0.132 | 190 | 0 | 0.22 | 1 | 1 | cs | TRUE
65 | MV_154_0_line_65 |  | 63 | 65 | 0.086252 | 0.445 | 0.132 | 190 | 0 | 0.22 | 1 | 1 | cs | TRUE
66 | MV_154_0_line_66 |  | 64 | 66 | 0.1055 | 0.445 | 0.132 | 190 | 0 | 0.22 | 1 | 1 | cs | TRUE
67 | MV_154_0_line_67 |  | 64 | 67 | 0.3461 | 0.445 | 0.132 | 190 | 0 | 0.22 | 1 | 1 | cs | TRUE
68 | MV_154_0_line_68 |  | 65 | 68 | 0.195 | 0.445 | 0.132 | 190 | 0 | 0.22 | 1 | 1 | cs | TRUE
69 | MV_154_0_line_69 |  | 65 | 69 | 0.26452 | 0.445 | 0.132 | 190 | 0 | 0.22 | 1 | 1 | cs | TRUE
70 | MV_154_0_line_70 |  | 67 | 73 | 0.063524 | 0.445 | 0.132 | 190 | 0 | 0.22 | 1 | 1 | cs | TRUE
71 | MV_154_0_line_71 |  | 68 | 74 | 0.18781 | 0.445 | 0.132 | 190 | 0 | 0.22 | 1 | 1 | cs | TRUE
72 | MV_154_0_line_72 |  | 68 | 75 | 0.027714 | 0.5939 | 0.372 | 9.5 | 0 | 0.21 | 1 | 1 | ol | TRUE
73 | MV_154_0_line_73 |  | 69 | 76 | 0.03865 | 0.445 | 0.132 | 190 | 0 | 0.22 | 1 | 1 | cs | TRUE
74 | MV_154_0_line_74 |  | 70 | 71 | 0.86121 | 0.1188 | 0.172 | 20.6 | 0 | 0.82 | 1 | 1 | ol | TRUE
75 | MV_154_0_line_75 |  | 70 | 72 | 0.080446 | 0.1188 | 0.172 | 20.6 | 0 | 0.82 | 1 | 1 | ol | TRUE
76 | MV_154_0_line_76 |  | 71 | 79 | 0.044125 | 0.1188 | 0.172 | 20.6 | 0 | 0.82 | 1 | 1 | ol | TRUE
77 | MV_154_0_line_77 |  | 72 | 102 | 0.10302 | 0.445 | 0.132 | 190 | 0 | 0.22 | 1 | 1 | cs | TRUE
78 | MV_154_0_line_78 |  | 72 | 96 | 0.17503 | 0.061 | 0.056 | 608 | 0 | 0.842 | 1 | 1 | cs | TRUE
79 | MV_154_0_line_79 |  | 74 | 77 | 0.20662 | 0.5939 | 0.372 | 9.5 | 0 | 0.21 | 1 | 1 | ol | TRUE
80 | MV_154_0_line_80 |  | 74 | 78 | 0.5402 | 0.103 | 0.058 | 500 | 0 | 0.638 | 1 | 1 | cs | TRUE
81 | MV_154_0_line_81 |  | 74 | 79 | 0.96867 | 0.061 | 0.056 | 608 | 0 | 0.842 | 1 | 1 | cs | TRUE
82 | MV_154_0_line_82 |  | 78 | 83 | 0.072459 | 0.5939 | 0.372 | 9.5 | 0 | 0.21 | 1 | 1 | ol | TRUE
83 | MV_154_0_line_83 |  | 80 | 81 | 0.59235 | 0.445 | 0.132 | 190 | 0 | 0.22 | 1 | 1 | cs | TRUE
84 | MV_154_0_line_84 |  | 80 | 82 | 2.0978 | 0.5939 | 0.372 | 9.5 | 0 | 0.21 | 1 | 1 | ol | TRUE
85 | MV_154_0_line_85 |  | 82 | 178 | 0.10963 | 0.445 | 0.132 | 190 | 0 | 0.22 | 1 | 1 | cs | TRUE
86 | MV_154_0_line_86 |  | 84 | 85 | 0.005651 | 0.061 | 0.056 | 608 | 0 | 0.842 | 1 | 1 | cs | TRUE
87 | MV_154_0_line_87 |  | 84 | 86 | 0.059738 | 0.1188 | 0.172 | 20.6 | 0 | 0.82 | 1 | 1 | ol | TRUE
88 | MV_154_0_line_88 |  | 86 | 89 | 0.46796 | 0.061 | 0.056 | 608 | 0 | 0.842 | 1 | 1 | cs | TRUE
89 | MV_154_0_line_89 |  | 86 | 88 | 1.1299 | 0.1188 | 0.172 | 20.6 | 0 | 0.82 | 1 | 1 | ol | TRUE
90 | MV_154_0_line_90 |  | 87 | 88 | 0.25813 | 0.122 | 0.112 | 304 | 0 | 0.421 | 1 | 1 | cs | TRUE
91 | MV_154_0_line_91 |  | 88 | 91 | 1.0276 | 0.1188 | 0.172 | 20.6 | 0 | 0.82 | 1 | 1 | ol | TRUE
92 | MV_154_0_line_92 |  | 89 | 90 | 0.005583 | 0.061 | 0.056 | 608 | 0 | 0.842 | 1 | 1 | cs | TRUE
93 | MV_154_0_line_93 |  | 90 | 92 | 0.006378 | 0.061 | 0.056 | 608 | 0 | 0.842 | 1 | 1 | cs | TRUE
94 | MV_154_0_line_94 |  | 91 | 123 | 0.060734 | 0.445 | 0.132 | 190 | 0 | 0.22 | 1 | 1 | cs | TRUE
95 | MV_154_0_line_95 |  | 91 | 124 | 0.39642 | 0.061 | 0.056 | 608 | 0 | 0.842 | 1 | 1 | cs | TRUE
96 | MV_154_0_line_96 |  | 92 | 126 | 0.42462 | 0.061 | 0.056 | 608 | 0 | 0.842 | 1 | 1 | cs | TRUE
97 | MV_154_0_line_97 |  | 93 | 94 | 0.003799 | 0.061 | 0.056 | 608 | 0 | 0.842 | 1 | 1 | cs | TRUE
98 | MV_154_0_line_98 |  | 93 | 95 | 0.12087 | 0.1188 | 0.172 | 20.6 | 0 | 0.82 | 1 | 1 | ol | TRUE
99 | MV_154_0_line_99 |  | 94 | 96 | 0.06527 | 0.061 | 0.056 | 608 | 0 | 0.842 | 1 | 1 | cs | TRUE
100 | MV_154_0_line_100 |  | 95 | 97 | 0.10393 | 0.061 | 0.056 | 608 | 0 | 0.842 | 1 | 1 | cs | TRUE
101 | MV_154_0_line_101 |  | 95 | 98 | 0.20512 | 0.061 | 0.056 | 608 | 0 | 0.842 | 1 | 1 | cs | TRUE
102 | MV_154_0_line_102 |  | 96 | 101 | 0.081735 | 0.1188 | 0.172 | 20.6 | 0 | 0.82 | 1 | 1 | ol | TRUE
103 | MV_154_0_line_103 |  | 97 | 99 | 0.006875 | 0.061 | 0.056 | 608 | 0 | 0.842 | 1 | 1 | cs | TRUE
104 | MV_154_0_line_104 |  | 98 | 100 | 0.02624 | 0.061 | 0.056 | 608 | 0 | 0.842 | 1 | 1 | cs | TRUE
105 | MV_154_0_line_105 |  | 99 | 104 | 0.03009 | 0.061 | 0.056 | 608 | 0 | 0.842 | 1 | 1 | cs | TRUE
106 | MV_154_0_line_106 |  | 100 | 105 | 0.03606 | 0.061 | 0.056 | 608 | 0 | 0.842 | 1 | 1 | cs | TRUE
107 | MV_154_0_line_107 |  | 101 | 106 | 0.15596 | 0.1188 | 0.172 | 20.6 | 0 | 0.82 | 1 | 1 | ol | TRUE
108 | MV_154_0_line_108 |  | 102 | 103 | 0.039539 | 0.445 | 0.132 | 190 | 0 | 0.22 | 1 | 1 | cs | TRUE
109 | MV_154_0_line_109 |  | 104 | 110 | 0.099264 | 0.061 | 0.056 | 608 | 0 | 0.842 | 1 | 1 | cs | TRUE
110 | MV_154_0_line_110 |  | 105 | 130 | 0.074086 | 0.061 | 0.056 | 608 | 0 | 0.842 | 1 | 1 | cs | TRUE
111 | MV_154_0_line_111 |  | 105 | 129 | 0.03365 | 0.5939 | 0.372 | 9.5 | 0 | 0.21 | 1 | 1 | ol | TRUE
112 | MV_154_0_line_112 |  | 106 | 138 | 0.005107 | 0.061 | 0.056 | 608 | 0 | 0.842 | 1 | 1 | cs | TRUE
113 | MV_154_0_line_113 |  | 107 | 108 | 0.004037 | 0.445 | 0.132 | 190 | 0 | 0.22 | 1 | 1 | cs | TRUE
114 | MV_154_0_line_114 |  | 108 | 109 | 0.27379 | 0.103 | 0.058 | 500 | 0 | 0.638 | 1 | 1 | cs | TRUE
115 | MV_154_0_line_115 |  | 109 | 110 | 0.15354 | 0.061 | 0.056 | 608 | 0 | 0.842 | 1 | 1 | cs | TRUE
116 | MV_154_0_line_116 |  | 109 | 111 | 0.32472 | 0.061 | 0.056 | 608 | 0 | 0.842 | 1 | 1 | cs | TRUE
117 | MV_154_0_line_117 |  | 109 | 112 | 0.071101 | 0.061 | 0.056 | 608 | 0 | 0.842 | 1 | 1 | cs | TRUE
118 | MV_154_0_line_118 |  | 110 | 116 | 0.28364 | 0.445 | 0.132 | 190 | 0 | 0.22 | 1 | 1 | cs | TRUE
119 | MV_154_0_line_119 |  | 110 | 117 | 0.028462 | 0.061 | 0.056 | 608 | 0 | 0.842 | 1 | 1 | cs | TRUE
120 | MV_154_0_line_120 |  | 111 | 114 | 0.63715 | 0.061 | 0.056 | 608 | 0 | 0.842 | 1 | 1 | cs | TRUE
121 | MV_154_0_line_121 |  | 111 | 115 | 0.01336 | 0.5939 | 0.372 | 9.5 | 0 | 0.21 | 1 | 1 | ol | TRUE
122 | MV_154_0_line_122 |  | 113 | 118 | 0.037034 | 0.061 | 0.056 | 608 | 0 | 0.842 | 1 | 1 | cs | TRUE
123 | MV_154_0_line_123 |  | 114 | 119 | 0.42289 | 0.061 | 0.056 | 608 | 0 | 0.842 | 1 | 1 | cs | TRUE
124 | MV_154_0_line_124 |  | 114 | 120 | 0.030776 | 0.5939 | 0.372 | 9.5 | 0 | 0.21 | 1 | 1 | ol | TRUE
125 | MV_154_0_line_125 |  | 116 | 132 | 0.046164 | 0.5939 | 0.372 | 9.5 | 0 | 0.21 | 1 | 1 | ol | TRUE
126 | MV_154_0_line_126 |  | 118 | 128 | 0.01 | 0.061 | 0.056 | 608 | 0 | 0.842 | 1 | 1 | cs | TRUE
127 | MV_154_0_line_127 |  | 119 | 121 | 0.068143 | 0.061 | 0.056 | 608 | 0 | 0.842 | 1 | 1 | cs | TRUE
128 | MV_154_0_line_128 |  | 119 | 122 | 0.052679 | 0.5939 | 0.372 | 9.5 | 0 | 0.21 | 1 | 1 | ol | TRUE
129 | MV_154_0_line_129 |  | 121 | 125 | 0.003932 | 0.061 | 0.056 | 608 | 0 | 0.842 | 1 | 1 | cs | TRUE
130 | MV_154_0_line_130 |  | 124 | 157 | 0.032609 | 0.445 | 0.132 | 190 | 0 | 0.22 | 1 | 1 | cs | TRUE
131 | MV_154_0_line_131 |  | 124 | 154 | 0.050088 | 0.1188 | 0.172 | 20.6 | 0 | 0.82 | 1 | 1 | ol | TRUE
132 | MV_154_0_line_132 |  | 125 | 126 | 0.044615 | 0.061 | 0.056 | 608 | 0 | 0.842 | 1 | 1 | cs | TRUE
133 | MV_154_0_line_133 |  | 127 | 128 | 0.070981 | 0.061 | 0.056 | 608 | 0 | 0.842 | 1 | 1 | cs | TRUE
134 | MV_154_0_line_134 |  | 130 | 131 | 0.065546 | 0.061 | 0.056 | 608 | 0 | 0.842 | 1 | 1 | cs | TRUE
135 | MV_154_0_line_135 |  | 131 | 133 | 0.053766 | 0.061 | 0.056 | 608 | 0 | 0.842 | 1 | 1 | cs | TRUE
136 | MV_154_0_line_136 |  | 133 | 134 | 0.013729 | 0.061 | 0.056 | 608 | 0 | 0.842 | 1 | 1 | cs | TRUE
137 | MV_154_0_line_137 |  | 134 | 135 | 0.11792 | 0.061 | 0.056 | 608 | 0 | 0.842 | 1 | 1 | cs | TRUE
138 | MV_154_0_line_138 |  | 134 | 136 | 0.48518 | 0.061 | 0.056 | 608 | 0 | 0.842 | 1 | 1 | cs | TRUE
139 | MV_154_0_line_139 |  | 135 | 137 | 0.039573 | 0.5939 | 0.372 | 9.5 | 0 | 0.21 | 1 | 1 | ol | TRUE
140 | MV_154_0_line_140 |  | 136 | 146 | 0.048468 | 0.061 | 0.056 | 608 | 0 | 0.842 | 1 | 1 | cs | TRUE
141 | MV_154_0_line_141 |  | 138 | 139 | 0.45499 | 0.061 | 0.056 | 608 | 0 | 0.842 | 1 | 1 | cs | TRUE
142 | MV_154_0_line_142 |  | 139 | 144 | 0.12757 | 0.445 | 0.132 | 190 | 0 | 0.22 | 1 | 1 | cs | TRUE
143 | MV_154_0_line_143 |  | 139 | 145 | 0.0088765 | 0.445 | 0.132 | 190 | 0 | 0.22 | 1 | 1 | cs | TRUE
144 | MV_154_0_line_144 |  | 139 | 141 | 0.43562 | 0.061 | 0.056 | 608 | 0 | 0.842 | 1 | 1 | cs | TRUE
145 | MV_154_0_line_145 |  | 140 | 141 | 0.36859 | 0.061 | 0.056 | 608 | 0 | 0.842 | 1 | 1 | cs | TRUE
146 | MV_154_0_line_146 |  | 140 | 142 | 0.004709 | 0.061 | 0.056 | 608 | 0 | 0.842 | 1 | 1 | cs | TRUE
147 | MV_154_0_line_147 |  | 141 | 143 | 0.026959 | 0.445 | 0.132 | 190 | 0 | 0.22 | 1 | 1 | cs | TRUE
148 | MV_154_0_line_148 |  | 142 | 147 | 0.16923 | 0.061 | 0.056 | 608 | 0 | 0.842 | 1 | 1 | cs | TRUE
149 | MV_154_0_line_149 |  | 144 | 148 | 0.041687 | 0.445 | 0.132 | 190 | 0 | 0.22 | 1 | 1 | cs | TRUE
150 | MV_154_0_line_150 |  | 146 | 149 | 0.044061 | 0.061 | 0.056 | 608 | 0 | 0.842 | 1 | 1 | cs | TRUE
151 | MV_154_0_line_151 |  | 147 | 151 | 1.7602 | 0.1188 | 0.172 | 20.6 | 0 | 0.82 | 1 | 1 | ol | TRUE
152 | MV_154_0_line_152 |  | 150 | 151 | 0.074247 | 0.061 | 0.056 | 608 | 0 | 0.842 | 1 | 1 | cs | TRUE
153 | MV_154_0_line_153 |  | 152 | 153 | 0.023636 | 0.061 | 0.056 | 608 | 0 | 0.842 | 1 | 1 | cs | TRUE
154 | MV_154_0_line_154 |  | 152 | 154 | 0.35512 | 0.1188 | 0.172 | 20.6 | 0 | 0.82 | 1 | 1 | ol | TRUE
155 | MV_154_0_line_155 |  | 152 | 155 | 0.23101 | 0.1188 | 0.172 | 20.6 | 0 | 0.82 | 1 | 1 | ol | TRUE
156 | MV_154_0_line_156 |  | 153 | 156 | 0.16761 | 0.061 | 0.056 | 608 | 0 | 0.842 | 1 | 1 | cs | TRUE
157 | MV_154_0_line_157 |  | 156 | 159 | 0.11452 | 0.061 | 0.056 | 608 | 0 | 0.842 | 1 | 1 | cs | TRUE
158 | MV_154_0_line_158 |  | 156 | 160 | 0.043253 | 0.445 | 0.132 | 190 | 0 | 0.22 | 1 | 1 | cs | TRUE
159 | MV_154_0_line_159 |  | 157 | 158 | 0.098808 | 0.445 | 0.132 | 190 | 0 | 0.22 | 1 | 1 | cs | TRUE
160 | MV_154_0_line_160 |  | 159 | 161 | 0.15842 | 0.445 | 0.132 | 190 | 0 | 0.22 | 1 | 1 | cs | TRUE
161 | MV_154_0_line_161 |  | 159 | 162 | 0.13001 | 0.445 | 0.132 | 190 | 0 | 0.22 | 1 | 1 | cs | TRUE
162 | MV_154_0_line_162 |  | 159 | 163 | 0.005679 | 0.061 | 0.056 | 608 | 0 | 0.842 | 1 | 1 | cs | TRUE
163 | MV_154_0_line_163 |  | 160 | 164 | 0.015037 | 0.445 | 0.132 | 190 | 0 | 0.22 | 1 | 1 | cs | TRUE
164 | MV_154_0_line_164 |  | 161 | 165 | 0.020264 | 0.445 | 0.132 | 190 | 0 | 0.22 | 1 | 1 | cs | TRUE
165 | MV_154_0_line_165 |  | 162 | 166 | 0.038628 | 0.445 | 0.132 | 190 | 0 | 0.22 | 1 | 1 | cs | TRUE
166 | MV_154_0_line_166 |  | 163 | 167 | 0.003536 | 0.061 | 0.056 | 608 | 0 | 0.842 | 1 | 1 | cs | TRUE
167 | MV_154_0_line_167 |  | 164 | 182 | 0.0263 | 0.445 | 0.132 | 190 | 0 | 0.22 | 1 | 1 | cs | TRUE
168 | MV_154_0_line_168 |  | 167 | 168 | 0.23077 | 0.061 | 0.056 | 608 | 0 | 0.842 | 1 | 1 | cs | TRUE
169 | MV_154_0_line_169 |  | 168 | 169 | 0.37854 | 0.061 | 0.056 | 608 | 0 | 0.842 | 1 | 1 | cs | TRUE
170 | MV_154_0_line_170 |  | 168 | 170 | 0.01414 | 0.445 | 0.132 | 190 | 0 | 0.22 | 1 | 1 | cs | TRUE
171 | MV_154_0_line_171 |  | 169 | 171 | 0.27755 | 0.061 | 0.056 | 608 | 0 | 0.842 | 1 | 1 | cs | TRUE
172 | MV_154_0_line_172 |  | 169 | 172 | 0.018907 | 0.103 | 0.058 | 500 | 0 | 0.638 | 1 | 1 | cs | TRUE
173 | MV_154_0_line_173 |  | 171 | 173 | 0.042702 | 0.061 | 0.056 | 608 | 0 | 0.842 | 1 | 1 | cs | TRUE
174 | MV_154_0_line_174 |  | 171 | 174 | 0.50354 | 0.061 | 0.056 | 608 | 0 | 0.842 | 1 | 1 | cs | TRUE
175 | MV_154_0_line_175 |  | 173 | 179 | 0.22722 | 0.5939 | 0.372 | 9.5 | 0 | 0.21 | 1 | 1 | ol | TRUE
176 | MV_154_0_line_176 |  | 174 | 175 | 0.83555 | 0.119 | 0.32 | 11 | 0 | 0.645 | 1 | 1 | ol | TRUE
177 | MV_154_0_line_177 |  | 174 | 176 | 0.13481 | 0.5939 | 0.372 | 9.5 | 0 | 0.21 | 1 | 1 | ol | TRUE
178 | MV_154_0_line_178 |  | 176 | 177 | 0.089476 | 0.445 | 0.132 | 190 | 0 | 0.22 | 1 | 1 | cs | TRUE
179 | MV_154_0_line_179 |  | 177 | 178 | 2.0618 | 0.5939 | 0.372 | 9.5 | 0 | 0.21 | 1 | 1 | ol | TRUE
180 | MV_154_0_line_180 |  | 180 | 181 | 0.018374 | 0.445 | 0.132 | 190 | 0 | 0.22 | 1 | 1 | cs | TRUE
181 | MV_154_0_line_181 |  | 181 | 182 | 0.021574 | 0.445 | 0.132 | 190 | 0 | 0.22 | 1 | 1 | cs | TRUE
182 | MV_154_0_line_182 |  | 182 | 183 | 0.011722 | 0.445 | 0.132 | 190 | 0 | 0.22 | 1 | 1 | cs | TRUE

## trafo
| name | std_type | hv_bus | lv_bus | sn_mva | vn_hv_kv | vn_lv_kv | vk_percent | vkr_percent | pfe_kw | i0_percent | shift_degree | tap_side | tap_neutral | tap_min | tap_max | tap_step_percent | tap_step_degree | tap_pos | tap_phase_shifter | parallel | df | in_service
0 | MV_154_0_trafo_72 | 25 MVA 110/20 kV | 184 | 85 | 25 | 110 | 20 | 12 | 0.41 | 14 | 0.07 | 150 | hv | 0 | -9 | 9 | 1.5 | 0 | 0 | FALSE | 1 | 1 | TRUE

## bus_geodata
| x | y | coords
0 | 2726195.7024 | 1246343.1323
1 | 2726227.3105 | 1246350.3445
2 | 2726063.7726 | 1246591.4735
3 | 2726510.6955 | 1246501.4683
4 | 2727736.9218 | 1245715.9393
5 | 2726528.9692 | 1246160.2198
6 | 2727740.56 | 1245715.8065
7 | 2725966.5103 | 1246505.1549
8 | 2725998.4334 | 1246628.6614
9 | 2725844.5108 | 1246454.4658
10 | 2726496.904 | 1246153.4967
11 | 2726565.8842 | 1246452.915
12 | 2723858.3969 | 1246474.3168
13 | 2723709.6391 | 1246447.8006
14 | 2728197.918 | 1248285.2953
15 | 2728163.1564 | 1247210.1185
16 | 2727779.9251 | 1245205.2025
17 | 2727771.0566 | 1245182.5253
18 | 2727805.1782 | 1245523.4434
19 | 2727863.0368 | 1244227.9293
20 | 2727815.2676 | 1245523.4719
21 | 2727816.5735 | 1245548.4327
22 | 2727761.3911 | 1245578.3487
23 | 2727743.0103 | 1245684.1764
24 | 2728270.869 | 1246578.2095
25 | 2727750.5499 | 1245611.0422
26 | 2727866.9832 | 1244219.5071
27 | 2727901.0391 | 1244169.7873
28 | 2727716.2875 | 1244046.179
29 | 2727803.2814 | 1243985.7893
30 | 2727930.0954 | 1243948.201
31 | 2727929.0152 | 1244083.1676
32 | 2727931.2141 | 1244027.504
33 | 2727929.5366 | 1244115.6218
34 | 2727937.5554 | 1243967.901
35 | 2727930.5453 | 1243965.5367
36 | 2727921.6935 | 1244006.5364
37 | 2728031.8649 | 1243851.0793
38 | 2728198.3278 | 1247035.2267
39 | 2728207.3186 | 1247031.7848
40 | 2728237.7647 | 1247100.1025
41 | 2728280.317 | 1246876.1948
42 | 2728271.8132 | 1246609.6461
43 | 2728307.1697 | 1246875.6197
44 | 2728221.8921 | 1247105.564
45 | 2728198.9804 | 1247110.1838
46 | 2728189.6227 | 1247164.8179
47 | 2727938.6476 | 1244111.7038
48 | 2727934.4864 | 1244111.158
49 | 2730325.4483 | 1244358.8329
50 | 2730260.5032 | 1244539.775
51 | 2729616.565 | 1243169.5857
52 | 2730410.3622 | 1244669.2911
53 | 2727904.9479 | 1244172.2181
54 | 2727928.946 | 1244187.1261
55 | 2728061.3188 | 1243821.0114
56 | 2727849.3213 | 1243627.8849
57 | 2728250.482 | 1243608.6033
58 | 2729780.9309 | 1245587.2087
59 | 2730257.4324 | 1244579.4088
60 | 2729621.7455 | 1243164.3499
61 | 2728320.5277 | 1243505.3289
62 | 2728318.3872 | 1243513.4006
63 | 2721010.8461 | 1247064.0517
64 | 2721021.9187 | 1247090.8892
65 | 2720962.3468 | 1246992.9467
66 | 2721122.3449 | 1247093.6752
67 | 2721020.6041 | 1247432.3062
68 | 2721147.757 | 1246941.3101
69 | 2720809.022 | 1247005.2872
70 | 2722978.6843 | 1246893.5108
71 | 2722119.7704 | 1246830.7084
72 | 2723058.9554 | 1246898.8137
73 | 2720999.7124 | 1247492.3084
74 | 2721334.9429 | 1246926.0018
75 | 2721152.9201 | 1246968.5386
76 | 2720803.0903 | 1247043.4763
77 | 2721525.1237 | 1247006.7754
78 | 2721718.8145 | 1247106.9658
79 | 2722079.474 | 1246812.7302
80 | 2720467.2193 | 1243426.5722
81 | 2720023.1051 | 1243260.2788
82 | 2721898.2211 | 1241892.5605
83 | 2721751.7687 | 1247171.497
84 | 2724162.6228 | 1244885.0924
85 | 2724168.2889 | 1244885.2334
86 | 2724161.6286 | 1244944.8223
87 | 2723275.1144 | 1244077.1679
88 | 2723515.8054 | 1244017.7123
89 | 2723958.2804 | 1245169.5938
90 | 2723952.7065 | 1245170.1222
91 | 2724476.2434 | 1243652.2746
92 | 2723956.8069 | 1245175.001
93 | 2723231.8129 | 1246892.3866
94 | 2723234.9881 | 1246894.4877
95 | 2723277.1681 | 1246780.345
96 | 2723207.1617 | 1246949.2339
97 | 2723319.3994 | 1246699.0316
98 | 2723389.5134 | 1246821.3719
99 | 2723318.0663 | 1246692.287
100 | 2723405.7775 | 1246841.8944
101 | 2723270.9516 | 1247000.3364
102 | 2723070.7683 | 1246873.2149
103 | 2723106.0819 | 1246869.2716
104 | 2723296.0579 | 1246671.8009
105 | 2723434.8396 | 1246820.4365
106 | 2723426.7496 | 1246993.3376
107 | 2723529.8002 | 1246624.6025
108 | 2723527.9197 | 1246628.1775
109 | 2723390.8606 | 1246560.7225
110 | 2723248.731 | 1246585.0434
111 | 2723509.5051 | 1246304.7633
112 | 2723355.711 | 1246498.8609
113 | 2723724.8759 | 1246233.0467
114 | 2723691.5907 | 1245764.7321
115 | 2723521.5669 | 1246310.5082
116 | 2723153.9447 | 1246334.7951
117 | 2723226.8376 | 1246600.7796
118 | 2723720.247 | 1246196.3189
119 | 2723966.5294 | 1245584.2851
120 | 2723665.5497 | 1245748.3307
121 | 2724008.3012 | 1245530.4681
122 | 2723928.6212 | 1245547.7063
123 | 2724522.6387 | 1243691.6036
124 | 2724511.7016 | 1243399.1711
125 | 2724010.5604 | 1245527.2459
126 | 2723974.845 | 1245500.3654
127 | 2723794.8886 | 1246187.9359
128 | 2723725.6597 | 1246187.9024
129 | 2723419.0389 | 1246790.7268
130 | 2723491.7542 | 1246772.8698
131 | 2723528.3519 | 1246796.6522
132 | 2723137.1936 | 1246291.7774
133 | 2723539.0106 | 1246849.3525
134 | 2723540.8427 | 1246862.9578
135 | 2723489.6986 | 1246929.8718
136 | 2723623.4334 | 1247059.8579
137 | 2723478.3378 | 1246967.7787
138 | 2723427.9154 | 1246998.3106
139 | 2723296.9257 | 1247188.937
140 | 2723622.765 | 1247524.2625
141 | 2723570.9578 | 1247429.0236
142 | 2723618.1712 | 1247525.3566
143 | 2723545.7506 | 1247438.5843
144 | 2723225.0084 | 1247234.8257
145 | 2723305.8001 | 1247188.7436
146 | 2723671.003 | 1247069.1457
147 | 2723678.4674 | 1247683.2711
148 | 2723264.2074 | 1247249.3305
149 | 2723714.2475 | 1247077.5891
150 | 2724926.7421 | 1248987.7064
151 | 2724852.9715 | 1248994.3136
152 | 2724484.1282 | 1242997.6421
153 | 2724492.8828 | 1242975.7294
154 | 2724493.1572 | 1243352.6426
155 | 2724342.7476 | 1243180.3376
156 | 2724557.5357 | 1242847.3443
157 | 2724534.5615 | 1243414.8085
158 | 2724471.6487 | 1243486.1477
159 | 2724640.7025 | 1242784.0259
160 | 2724596.8117 | 1242861.2472
161 | 2724762.4134 | 1242788.1981
162 | 2724629.3752 | 1242688.3517
163 | 2724635.4561 | 1242781.8138
164 | 2724610.179 | 1242868.1337
165 | 2724781.0007 | 1242796.3958
166 | 2724636.1402 | 1242650.3394
167 | 2724632.22 | 1242780.3669
168 | 2724492.2338 | 1242712.4157
169 | 2724345.4685 | 1242472.5031
170 | 2724480.3584 | 1242719.9599
171 | 2724444.2572 | 1242302.6973
172 | 2724347.7373 | 1242453.7348
173 | 2724474.8453 | 1242332.4903
174 | 2724121.9973 | 1241980.3777
175 | 2723984.7197 | 1241156.1835
176 | 2724044.2302 | 1241870.2594
177 | 2723988.9531 | 1241800.5792
178 | 2721927.1942 | 1241788.3799
179 | 2724651.5408 | 1242189.6408
180 | 2724667.0784 | 1242902.2341
181 | 2724651.1588 | 1242893.0599
182 | 2724632.4221 | 1242882.2683
183 | 2724626.3511 | 1242892.3049
184 | 2724168.2889 | 1244885.2334

## line_std_types
| c_nf_per_km | r_ohm_per_km | x_ohm_per_km | max_i_ka | type | q_mm2 | alpha | voltage_rating
NAYY 4x50 SE | 210 | 0.642 | 0.083 | 0.142 | cs | 50 | 0.00403 | LV
NAYY 4x120 SE | 264 | 0.225 | 0.08 | 0.242 | cs | 120 | 0.00403 | LV
NAYY 4x150 SE | 261 | 0.208 | 0.08 | 0.27 | cs | 150 | 0.00403 | LV
NA2XS2Y 1x95 RM/25 12/20 kV | 216 | 0.313 | 0.132 | 0.252 | cs | 95 | 0.00403 | MV
NA2XS2Y 1x185 RM/25 12/20 kV | 273 | 0.161 | 0.117 | 0.362 | cs | 185 | 0.00403 | MV
NA2XS2Y 1x240 RM/25 12/20 kV | 304 | 0.122 | 0.112 | 0.421 | cs | 240 | 0.00403 | MV
NA2XS2Y 1x95 RM/25 6/10 kV | 315 | 0.313 | 0.123 | 0.249 | cs | 95 | 0.00403 | MV
NA2XS2Y 1x185 RM/25 6/10 kV | 406 | 0.161 | 0.11 | 0.358 | cs | 185 | 0.00403 | MV
NA2XS2Y 1x240 RM/25 6/10 kV | 456 | 0.122 | 0.105 | 0.416 | cs | 240 | 0.00403 | MV
NA2XS2Y 1x150 RM/25 12/20 kV | 250 | 0.206 | 0.116 | 0.319 | cs | 150 | 0.00403 | MV
NA2XS2Y 1x120 RM/25 12/20 kV | 230 | 0.253 | 0.119 | 0.283 | cs | 120 | 0.00403 | MV
NA2XS2Y 1x70 RM/25 12/20 kV | 190 | 0.443 | 0.132 | 0.22 | cs | 70 | 0.00403 | MV
NA2XS2Y 1x150 RM/25 6/10 kV | 360 | 0.206 | 0.11 | 0.315 | cs | 150 | 0.00403 | MV
NA2XS2Y 1x120 RM/25 6/10 kV | 340 | 0.253 | 0.113 | 0.28 | cs | 120 | 0.00403 | MV
NA2XS2Y 1x70 RM/25 6/10 kV | 280 | 0.443 | 0.123 | 0.217 | cs | 70 | 0.00403 | MV
N2XS(FL)2Y 1x120 RM/35 64/110 kV | 112 | 0.153 | 0.166 | 0.366 | cs | 120 | 0.00393 | HV
N2XS(FL)2Y 1x185 RM/35 64/110 kV | 125 | 0.099 | 0.156 | 0.457 | cs | 185 | 0.00393 | HV
N2XS(FL)2Y 1x240 RM/35 64/110 kV | 135 | 0.075 | 0.149 | 0.526 | cs | 240 | 0.00393 | HV
N2XS(FL)2Y 1x300 RM/35 64/110 kV | 144 | 0.06 | 0.144 | 0.588 | cs | 300 | 0.00393 | HV
15-AL1/3-ST1A 0.4 | 11 | 1.8769 | 0.35 | 0.105 | ol | 16 | 0.00403 | LV
24-AL1/4-ST1A 0.4 | 11.25 | 1.2012 | 0.335 | 0.14 | ol | 24 | 0.00403 | LV
48-AL1/8-ST1A 0.4 | 12.2 | 0.5939 | 0.3 | 0.21 | ol | 48 | 0.00403 | LV
94-AL1/15-ST1A 0.4 | 13.2 | 0.306 | 0.29 | 0.35 | ol | 94 | 0.00403 | LV
34-AL1/6-ST1A 10.0 | 9.7 | 0.8342 | 0.36 | 0.17 | ol | 34 | 0.00403 | MV
48-AL1/8-ST1A 10.0 | 10.1 | 0.5939 | 0.35 | 0.21 | ol | 48 | 0.00403 | MV
70-AL1/11-ST1A 10.0 | 10.4 | 0.4132 | 0.339 | 0.29 | ol | 70 | 0.00403 | MV
94-AL1/15-ST1A 10.0 | 10.75 | 0.306 | 0.33 | 0.35 | ol | 94 | 0.00403 | MV
122-AL1/20-ST1A 10.0 | 11.1 | 0.2376 | 0.323 | 0.41 | ol | 122 | 0.00403 | MV
149-AL1/24-ST1A 10.0 | 11.25 | 0.194 | 0.315 | 0.47 | ol | 149 | 0.00403 | MV
34-AL1/6-ST1A 20.0 | 9.15 | 0.8342 | 0.382 | 0.17 | ol | 34 | 0.00403 | MV
48-AL1/8-ST1A 20.0 | 9.5 | 0.5939 | 0.372 | 0.21 | ol | 48 | 0.00403 | MV
70-AL1/11-ST1A 20.0 | 9.7 | 0.4132 | 0.36 | 0.29 | ol | 70 | 0.00403 | MV
94-AL1/15-ST1A 20.0 | 10 | 0.306 | 0.35 | 0.35 | ol | 94 | 0.00403 | MV
122-AL1/20-ST1A 20.0 | 10.3 | 0.2376 | 0.344 | 0.41 | ol | 122 | 0.00403 | MV
149-AL1/24-ST1A 20.0 | 10.5 | 0.194 | 0.337 | 0.47 | ol | 149 | 0.00403 | MV
184-AL1/30-ST1A 20.0 | 10.75 | 0.1571 | 0.33 | 0.535 | ol | 184 | 0.00403 | MV
243-AL1/39-ST1A 20.0 | 11 | 0.1188 | 0.32 | 0.645 | ol | 243 | 0.00403 | MV
48-AL1/8-ST1A 110.0 | 8 | 0.5939 | 0.46 | 0.21 | ol | 48 | 0.00403 | HV
70-AL1/11-ST1A 110.0 | 8.4 | 0.4132 | 0.45 | 0.29 | ol | 70 | 0.00403 | HV
94-AL1/15-ST1A 110.0 | 8.65 | 0.306 | 0.44 | 0.35 | ol | 94 | 0.00403 | HV
122-AL1/20-ST1A 110.0 | 8.5 | 0.2376 | 0.43 | 0.41 | ol | 122 | 0.00403 | HV
149-AL1/24-ST1A 110.0 | 8.75 | 0.194 | 0.41 | 0.47 | ol | 149 | 0.00403 | HV
184-AL1/30-ST1A 110.0 | 8.8 | 0.1571 | 0.4 | 0.535 | ol | 184 | 0.00403 | HV
243-AL1/39-ST1A 110.0 | 9 | 0.1188 | 0.39 | 0.645 | ol | 243 | 0.00403 | HV
305-AL1/39-ST1A 110.0 | 9.2 | 0.0949 | 0.38 | 0.74 | ol | 305 | 0.00403 | HV
490-AL1/64-ST1A 110.0 | 9.75 | 0.059 | 0.37 | 0.96 | ol | 490 | 0.00403 | HV
679-AL1/86-ST1A 110.0 | 9.95 | 0.042 | 0.36 | 1.15 | ol | 679 | 0.00403 | HV
490-AL1/64-ST1A 220.0 | 10 | 0.059 | 0.285 | 0.96 | ol | 490 | 0.00403 | HV
679-AL1/86-ST1A 220.0 | 11.7 | 0.042 | 0.275 | 1.15 | ol | 679 | 0.00403 | HV
490-AL1/64-ST1A 380.0 | 11 | 0.059 | 0.253 | 0.96 | ol | 490 | 0.00403 | HV
679-AL1/86-ST1A 380.0 | 14.6 | 0.042 | 0.25 | 1.15 | ol | 679 | 0.00403 | HV

## trafo_std_types
| i0_percent | pfe_kw | vkr_percent | sn_mva | vn_lv_kv | vn_hv_kv | vk_percent | shift_degree | vector_group | tap_side | tap_neutral | tap_min | tap_max | tap_step_degree | tap_step_percent | tap_phase_shifter
160 MVA 380/110 kV | 0.06 | 60 | 0.25 | 160 | 110 | 380 | 12.2 | 0 | Yy0 | hv | 0 | -9 | 9 | 0 | 1.5 | FALSE
100 MVA 220/110 kV | 0.06 | 55 | 0.26 | 100 | 110 | 220 | 12 | 0 | Yy0 | hv | 0 | -9 | 9 | 0 | 1.5 | FALSE
63 MVA 110/20 kV | 0.04 | 22 | 0.32 | 63 | 20 | 110 | 18 | 150 | YNd5 | hv | 0 | -9 | 9 | 0 | 1.5 | FALSE
40 MVA 110/20 kV | 0.05 | 18 | 0.34 | 40 | 20 | 110 | 16.2 | 150 | YNd5 | hv | 0 | -9 | 9 | 0 | 1.5 | FALSE
25 MVA 110/20 kV | 0.07 | 14 | 0.41 | 25 | 20 | 110 | 12 | 150 | YNd5 | hv | 0 | -9 | 9 | 0 | 1.5 | FALSE
63 MVA 110/10 kV | 0.04 | 22 | 0.32 | 63 | 10 | 110 | 18 | 150 | YNd5 | hv | 0 | -9 | 9 | 0 | 1.5 | FALSE
40 MVA 110/10 kV | 0.05 | 18 | 0.34 | 40 | 10 | 110 | 16.2 | 150 | YNd5 | hv | 0 | -9 | 9 | 0 | 1.5 | FALSE
25 MVA 110/10 kV | 0.07 | 14 | 0.41 | 25 | 10 | 110 | 12 | 150 | YNd5 | hv | 0 | -9 | 9 | 0 | 1.5 | FALSE
0.25 MVA 20/0.4 kV | 0.32 | 0.8 | 1.44 | 0.25 | 0.4 | 20 | 6 | 150 | Yzn5 | hv | 0 | -2 | 2 | 0 | 2.5 | FALSE
0.4 MVA 20/0.4 kV | 0.3375 | 1.35 | 1.425 | 0.4 | 0.4 | 20 | 6 | 150 | Dyn5 | hv | 0 | -2 | 2 | 0 | 2.5 | FALSE
0.63 MVA 20/0.4 kV | 0.2619 | 1.65 | 1.206 | 0.63 | 0.4 | 20 | 6 | 150 | Dyn5 | hv | 0 | -2 | 2 | 0 | 2.5 | FALSE
0.25 MVA 10/0.4 kV | 0.24 | 0.6 | 1.2 | 0.25 | 0.4 | 10 | 4 | 150 | Dyn5 | hv | 0 | -2 | 2 | 0 | 2.5 | FALSE
0.4 MVA 10/0.4 kV | 0.2375 | 0.95 | 1.325 | 0.4 | 0.4 | 10 | 4 | 150 | Dyn5 | hv | 0 | -2 | 2 | 0 | 2.5 | FALSE
0.63 MVA 10/0.4 kV | 0.1873 | 1.18 | 1.0794 | 0.63 | 0.4 | 10 | 4 | 150 | Dyn5 | hv | 0 | -2 | 2 | 0 | 2.5 | FALSE

## trafo3w_std_types
| sn_hv_mva | sn_mv_mva | sn_lv_mva | vn_hv_kv | vn_mv_kv | vn_lv_kv | vk_hv_percent | vk_mv_percent | vk_lv_percent | vkr_hv_percent | vkr_mv_percent | vkr_lv_percent | pfe_kw | i0_percent | shift_mv_degree | shift_lv_degree | vector_group | tap_side | tap_neutral | tap_min | tap_max | tap_step_percent
63/25/38 MVA 110/20/10 kV | 63 | 25 | 38 | 110 | 20 | 10 | 10.4 | 10.4 | 10.4 | 0.28 | 0.32 | 0.35 | 35 | 0.89 | 0 | 0 | YN0yn0yn0 | hv | 0 | -10 | 10 | 1.2
63/25/38 MVA 110/10/10 kV | 63 | 25 | 38 | 110 | 10 | 10 | 10.4 | 10.4 | 10.4 | 0.28 | 0.32 | 0.35 | 35 | 0.89 | 0 | 0 | YN0yn0yn0 | hv | 0 | -10 | 10 | 1.2

## fuse_std_types
| fuse_type | i_rated_a | t_avg | t_min | t_total | x_avg | x_min | x_total
HV 100A | HV 100A | 100 | 0 | [10.0, 3.64, 0.854, 0.281, 0.1, 0.0531, 0.022, 0.01] | [10.0, 4.267, 1.21, 0.403, 0.1, 0.058, 0.022, 0.01] | 0 | [300.0, 350.0, 450.0, 550.0, 700.0, 850.0, 1200.0, 1752.0] | [600.0, 700.0, 900.0, 1150.0, 1665.0, 2000.0, 3000.0, 4313.0]
HV 10A | HV 10A | 10 | 0 | [10.0, 1675.0, 0.344, 0.156, 0.1, 0.0417, 0.0171, 0.01] | [10.0, 1.3, 0.3, 0.155, 0.1, 0.0555, 0.023, 0.01] | 0 | [30.0, 32.0, 35.0, 37.0, 39.0, 50.0, 70.0, 88.0] | [60.0, 70.0, 80.0, 87.0, 94.0, 110.0, 150.0, 216.0]
HV 125A | HV 125A | 125 | 0 | [10.0, 1.82, 0.344, 0.1, 0.0467, 0.0269, 0.01] | [10.0, 2.478, 0.426, 0.1, 0.0427, 0.0211, 0.01] | 0 | [375.0, 500.0, 700.0, 925.0, 1200.0, 1500.0, 2341.0] | [750.0, 1000.0, 1500.0, 2200.0, 3000.0, 4000.0, 5765.0]
HV 160A | HV 160A | 160 | 0 | [10.0, 4.15, 1.03, 0.198, 0.1, 0.051, 0.0172, 0.01] | [10.0, 2.3, 0.734, 0.274, 0.1, 0.046, 0.0177, 0.01] | 0 | [480.0, 550.0, 700.0, 1000.0, 1260.0, 1600.0, 2500.0, 3227.0] | [960.0, 1300.0, 1700.0, 2200.0, 2996.0, 4000.0, 6000.0, 7946.0]
HV 16A | HV 16A | 16 | 0 | [10.0, 0.352, 0.164, 0.1, 0.0649, 0.0342, 0.01] | [10.0, 2.34, 0.722, 0.181, 0.1, 0.055, 0.0296, 0.01] | 0 | [48.0, 60.0, 65.0, 71.0, 80.0, 100.0, 162.0] | [96.0, 110.0, 125.0, 150.0, 168.0, 200.0, 250.0, 398.0]
HV 200A | HV 200A | 200 | 0 | [10.0, 4.267, 1.21, 0.403, 0.1, 0.058, 0.022, 0.01] | [10.0, 3.73, 1.654, 0.328, 0.1, 0.0531, 0.019, 0.01] | 0 | [600.0, 700.0, 900.0, 1150.0, 1665.0, 2000.0, 3000.0, 4313.0] | [1200.0, 1500.0, 1800.0, 2700.0, 3960.0, 5000.0, 7500.0, 10620.0]
HV 20A | HV 20A | 20 | 0 | [10.0, 1.3, 0.3, 0.155, 0.1, 0.0555, 0.023, 0.01] | [10.0, 1.3, 0.161, 0.1, 0.0611, 0.0399, 0.0141, 0.01] | 0 | [60.0, 70.0, 80.0, 87.0, 94.0, 110.0, 150.0, 216.0] | [120.0, 150.0, 200.0, 223.0, 260.0, 300.0, 450.0, 532.0]
HV 25A | HV 25A | 25 | 0 | [10.0, 2.512, 0.833, 0.299, 0.1, 0.0372, 0.0223, 0.01] | [10.0, 3.125, 0.597, 0.198, 0.1, 0.0378, 0.022, 0.01] | 0 | [75.0, 82.0, 90.0, 100.0, 124.0, 170.0, 200.0, 289.0] | [150.0, 170.0, 210.0, 250.0, 294.0, 400.0, 500.0, 711.0]
HV 31.5A | HV 31.5A | 31.5 | 0 | [10.0, 2.34, 0.722, 0.181, 0.1, 0.055, 0.0296, 0.01] | [10.0, 2.84, 0.368, 0.164, 0.1, 0.0621, 0.0378, 0.0195, 0.01] | 0 | [95.0, 110.0, 125.0, 150.0, 165.0, 200.0, 250.0, 390.0] | [189.0, 220.0, 300.0, 350.0, 393.0, 450.0, 530.0, 700.0, 960.0]
HV 40A | HV 40A | 40 | 0 | [10.0, 1.3, 0.161, 0.1, 0.0611, 0.0399, 0.0141, 0.01] | [10.0, 2.05, 0.369, 0.198, 0.1, 0.051, 0.0298, 0.01] | 0 | [120.0, 150.0, 200.0, 223.0, 260.0, 300.0, 450.0, 532.0] | [240.0, 300.0, 400.0, 450.0, 530.0, 650.0, 800.0, 1311.0]
HV 50A | HV 50A | 50 | 0 | [10.0, 3.215, 0.597, 0.198, 0.1, 0.0378, 0.022, 0.01] | [10.0, 3.64, 0.854, 0.281, 0.1, 0.0531, 0.022, 0.01] | 0 | [150.0, 170.0, 210.0, 250.0, 294.0, 400.0, 500.0, 711.0] | [300.0, 350.0, 450.0, 550.0, 700.0, 850.0, 1200.0, 1752.0]
HV 6.3A | HV 6.3A | 6.3 | 0 | [10.0, 1.39, 0.344, 0.168, 0.1, 0.056, 0.0263, 0.01] | [10.0, 1.711, 0.516, 0.198, 0.1, 0.0634, 0.0303, 0.01] | 0 | [19.0, 19.5, 20.4, 20.8, 22.0, 25.0, 32.0, 48.0] | [38.0, 40.0, 43.0, 48.0, 53.0, 60.0, 75.0, 118.0]
HV 63A | HV 63A | 63 | 0 | [10.0, 2.84, 0.368, 0.164, 0.1, 0.0621, 0.0378, 0.0195, 0.01] | [10.0, 1.82, 0.344, 0.1, 0.0467, 0.0269, 0.01] | 0 | [189.0, 220.0, 300.0, 350.0, 393.0, 450.0, 530.0, 700.0, 961.0] | [378.0, 500.0, 700.0, 934.0, 1200.0, 1500.0, 2366.0]
HV 80A | HV 80A | 80 | 0 | [10.0, 2.05, 0.369, 0.198, 0.1, 0.051, 0.0298, 0.01] | [10.0, 4.15, 1.03, 0.198, 0.1, 0.051, 0.0172, 0.01] | 0 | [240.0, 300.0, 400.0, 450.0, 530.0, 650.0, 800.0, 1311.0] | [480.0, 550.0, 700.0, 1000.0, 1260.0, 1600.0, 2500.0, 3227.0]
Siemens NH-1-100 | Siemens NH-1-100 | 100 | [5400.0, 2000.0, 400.0, 20.0, 1.0, 0.2, 0.012, 0.004] | 0 | 0 | [150.0, 190.0, 250.0, 430.0, 900.0, 1250.0, 2700.0, 3600.0] | 0 | 0
Siemens NH-1-125 | Siemens NH-1-125 | 125 | [4800.0, 120.0, 7.0, 0.1, 0.004] | 0 | 0 | [180.0, 400.0, 740.0, 2000.0, 4250.0] | 0 | 0
Siemens NH-1-16 | Siemens NH-1-16 | 16 | [4000.0, 400.0, 2.0, 0.1, 0.04, 0.01] | 0 | 0 | [26.0, 35.0, 75.0, 150.0, 200.0, 300.0] | 0 | 0
Siemens NH-1-160 | Siemens NH-1-160 | 160 | [4800.0, 120.0, 7.0, 0.1, 0.004] | 0 | 0 | [210.0, 500.0, 900.0, 2300.0, 5000.0] | 0 | 0
Siemens NH-1-25 | Siemens NH-1-25 | 25 | [4000.0, 1000.0, 10.0, 0.2, 0.02, 0.01] | 0 | 0 | [40.0, 50.0, 100.0, 210.0, 400.0, 500.0] | 0 | 0
Siemens NH-1-50 | Siemens NH-1-50 | 50 | [4000.0, 40.0, 4.0, 1.0, 0.02, 0.01] | 0 | 0 | [86.0, 200.0, 300.0, 400.0, 1000.0, 1280.0] | 0 | 0
Siemens NH-1-63 | Siemens NH-1-63 | 63 | [4000.0, 100.0, 10.0, 2.0, 0.04, 0.01] | 0 | 0 | [100.0, 200.0, 300.0, 400.0, 1000.0, 1500.0] | 0 | 0
Siemens NH-1-80 | Siemens NH-1-80 | 80 | [4800.0, 120.0, 7.0, 0.1, 0.01] | 0 | 0 | [150.58, 250.0, 450.0, 1150.0, 2470.0] | 0 | 0
Siemens NH-2-1000 | Siemens NH-2-1000 | 1000 | [4800.0, 120.0, 7.0, 0.1, 0.004] | 0 | 0 | [1900.0, 3500.0, 8400.0, 24000.0, 52000.0] | 0 | 0
Siemens NH-2-200 | Siemens NH-2-200 | 200 | [4800.0, 120.0, 7.0, 0.1, 0.004] | 0 | 0 | [280.0, 650.0, 1200.0, 3000.0, 7000.0] | 0 | 0
Siemens NH-2-224 | Siemens NH-2-224 | 224 | [4800.0, 120.0, 7.0, 0.2, 0.04, 0.004] | 0 | 0 | [400.0, 750.0, 1453.0, 3025.0, 4315.0, 7600.0] | 0 | 0
Siemens NH-2-250 | Siemens NH-2-250 | 250 | [4800.0, 120.0, 7.0, 0.1, 0.004] | 0 | 0 | [450.0, 800.0, 1650.0, 4000.0, 8500.0] | 0 | 0
Siemens NH-2-315 | Siemens NH-2-315 | 315 | [4800.0, 120.0, 7.0, 0.1, 0.004] | 0 | 0 | [550.0, 920.0, 1900.0, 5000.0, 11000.0] | 0 | 0
Siemens NH-2-355 | Siemens NH-2-355 | 355 | [4800.0, 120.0, 6.0, 0.1, 0.004] | 0 | 0 | [650.0, 1116.27, 2350.0, 5840.0, 12790.0] | 0 | 0
Siemens NH-2-400 | Siemens NH-2-400 | 400 | [4800.0, 120.0, 7.0, 0.1, 0.004] | 0 | 0 | [720.0, 1350.0, 2800.0, 6500.0, 15000.0] | 0 | 0
Siemens NH-2-425 | Siemens NH-2-425 | 425 | [4800.0, 120.0, 7.0, 0.1, 0.004] | 0 | 0 | [850.0, 1500.0, 3050.0, 7500.0, 16500.0] | 0 | 0
Siemens NH-2-630 | Siemens NH-2-630 | 630 | [4800.0, 120.0, 7.0, 0.1, 0.004] | 0 | 0 | [1200.0, 2000.0, 4800.0, 12000.0, 26000.0] | 0 | 0

## res_bus
| vm_pu | va_degree | p_mw | q_mvar
0 | 0.99202 | -0.25512 | 0.1115 | 0.054004
1 | 0.99202 | -0.25517 | 0 | 0
2 | 0.99234 | -0.24765 | 0 | 0
3 | 0.99169 | -0.26262 | 0 | 0
4 | 0.98983 | -0.33084 | 0 | 0
5 | 0.99144 | -0.26821 | 0.15676 | 0.075925
6 | 0.98983 | -0.33088 | 0.071792 | 0.034771
7 | 0.99262 | -0.24118 | 0 | 0
8 | 0.99234 | -0.24759 | 0.077919 | 0.037738
9 | 0.99281 | -0.2334 | 0.05633 | 0.027282
10 | 0.99146 | -0.26778 | 0 | 0
11 | 0.99168 | -0.26273 | 0.1271 | 0.061557
12 | 0.99571 | -0.11485 | 0.15237 | 0.073796
13 | 0.99594 | -0.10547 | 0 | 0
14 | 0.98785 | -0.34011 | 0.067142 | 0.032518
15 | 0.98799 | -0.33916 | 0.15897 | 0.076993
16 | 0.98948 | -0.34344 | 0.10618 | 0.051427
17 | 0.98947 | -0.34364 | 0 | 0
18 | 0.98974 | -0.33287 | 0 | 0
19 | 0.98912 | -0.35163 | 0 | 0
20 | 0.98974 | -0.33286 | 0 | 0
21 | 0.98974 | -0.33282 | 0.095614 | 0.046308
22 | 0.98977 | -0.33223 | 0.073677 | 0.035683
23 | 0.98981 | -0.33118 | 0 | 0
24 | 0.98854 | -0.34052 | 0.06247 | 0.030256
25 | 0.98978 | -0.33191 | 0 | 0
26 | 0.98912 | -0.3517 | 0.15223 | 0.073727
27 | 0.9891 | -0.35212 | 0 | 0
28 | 0.98897 | -0.35415 | 0.14942 | 0.072368
29 | 0.989 | -0.35395 | 0 | 0
30 | 0.98902 | -0.3542 | 0 | 0
31 | 0.98907 | -0.35279 | 0.11304 | 0.054747
32 | 0.98904 | -0.35394 | 0.07631 | 0.036959
33 | 0.98908 | -0.3526 | 0 | 0
34 | 0.98903 | -0.35424 | 0 | 0
35 | 0.98903 | -0.35424 | 0 | 0
36 | 0.98902 | -0.3542 | 0.070152 | 0.033976
37 | 0.989 | -0.35486 | 0.10029 | 0.048571
38 | 0.98809 | -0.34 | 0.15902 | 0.077017
39 | 0.98809 | -0.34002 | 0 | 0
40 | 0.98804 | -0.33959 | 0 | 0
41 | 0.98827 | -0.33877 | 0 | 0
42 | 0.9885 | -0.34079 | 0 | 0
43 | 0.98826 | -0.33875 | 0.060164 | 0.029139
44 | 0.98803 | -0.33952 | 0.14854 | 0.07194
45 | 0.98802 | -0.33946 | 0 | 0
46 | 0.98801 | -0.3393 | 0 | 0
47 | 0.98908 | -0.35258 | 0.13738 | 0.066538
48 | 0.98908 | -0.35259 | 0 | 0
49 | 0.98776 | -0.38296 | 0 | 0
50 | 0.98772 | -0.38262 | 0 | 0
51 | 0.9885 | -0.36336 | 0.11169 | 0.054092
52 | 0.98762 | -0.3817 | 0.14247 | 0.068999
53 | 0.9891 | -0.35215 | 0 | 0
54 | 0.98909 | -0.3521 | 0.14411 | 0.069794
55 | 0.989 | -0.35501 | 0 | 0
56 | 0.98895 | -0.35529 | 0.076542 | 0.037071
57 | 0.98896 | -0.35598 | 0 | 0
58 | 0.98726 | -0.38401 | 0.16323 | 0.079055
59 | 0.98771 | -0.38255 | 0.14693 | 0.071159
60 | 0.9885 | -0.36333 | 0 | 0
61 | 0.98892 | -0.3574 | 0 | 0
62 | 0.98892 | -0.35736 | 0.072055 | 0.034898
63 | 0.99498 | -0.13079 | 0.15366 | 0.07442
64 | 0.99498 | -0.13077 | 0 | 0
65 | 0.99501 | -0.13098 | 0 | 0
66 | 0.99497 | -0.1307 | 0.060306 | 0.029207
67 | 0.99496 | -0.13068 | 0 | 0
68 | 0.99511 | -0.13166 | 0 | 0
69 | 0.99496 | -0.13057 | 0 | 0
70 | 0.9958 | -0.11197 | 0.063366 | 0.03069
71 | 0.99543 | -0.12777 | 0.10142 | 0.049118
72 | 0.99584 | -0.11041 | 0 | 0
73 | 0.99495 | -0.13064 | 0.051216 | 0.024805
74 | 0.99525 | -0.13257 | 0 | 0
75 | 0.99511 | -0.13171 | 0.14081 | 0.068199
76 | 0.99495 | -0.1305 | 0.15053 | 0.072906
77 | 0.99518 | -0.13296 | 0.15228 | 0.073752
78 | 0.99522 | -0.1328 | 0 | 0
79 | 0.99542 | -0.1285 | 0 | 0
80 | 0.99057 | -0.29221 | 0 | 0
81 | 0.99052 | -0.292 | 0.066027 | 0.031978
82 | 0.99081 | -0.28776 | 0 | 0
83 | 0.9952 | -0.13294 | 0.15386 | 0.074518
84 | 0.99998 | -0.00034711 | 0.12941 | 0.062674
85 | 1 | 0 | -13.3776 | -5.2487
86 | 0.99962 | -0.014569 | 0 | 0
87 | 0.99634 | -0.12801 | 0.098517 | 0.047714
88 | 0.99635 | -0.12779 | 0 | 0
89 | 0.99893 | -0.031814 | 0 | 0
90 | 0.99892 | -0.032019 | 0.1444 | 0.069936
91 | 0.99342 | -0.22951 | 0 | 0
92 | 0.99891 | -0.03225 | 0 | 0
93 | 0.9959 | -0.10879 | 0.13769 | 0.066688
94 | 0.9959 | -0.10883 | 0 | 0
95 | 0.99601 | -0.10434 | 0 | 0
96 | 0.99588 | -0.10944 | 0 | 0
97 | 0.99606 | -0.10299 | 0 | 0
98 | 0.99598 | -0.10497 | 0 | 0
99 | 0.99606 | -0.1029 | 0.10795 | 0.052283
100 | 0.99598 | -0.10505 | 0 | 0
101 | 0.99586 | -0.11054 | 0.07917 | 0.038344
102 | 0.99583 | -0.11033 | 0 | 0
103 | 0.99583 | -0.11029 | 0.076304 | 0.036956
104 | 0.99608 | -0.10249 | 0 | 0
105 | 0.99597 | -0.10515 | 0.15141 | 0.073332
106 | 0.99582 | -0.11243 | 0.12151 | 0.058849
107 | 0.99621 | -0.099006 | 0.1533 | 0.074248
108 | 0.99621 | -0.099013 | 0 | 0
109 | 0.99622 | -0.098929 | 0 | 0
110 | 0.99613 | -0.10115 | 0 | 0
111 | 0.99666 | -0.088105 | 0 | 0
112 | 0.99622 | -0.098946 | 0.056594 | 0.02741
113 | 0.99593 | -0.10574 | 0 | 0
114 | 0.99754 | -0.066383 | 0 | 0
115 | 0.99666 | -0.088125 | 0.12582 | 0.060936
116 | 0.9961 | -0.10093 | 0 | 0
117 | 0.99613 | -0.10116 | 0.10795 | 0.052284
118 | 0.99593 | -0.10579 | 0.1629 | 0.078896
119 | 0.99813 | -0.051703 | 0 | 0
120 | 0.99753 | -0.066414 | 0.083344 | 0.040365
121 | 0.99823 | -0.049297 | 0 | 0
122 | 0.99812 | -0.051782 | 0.12202 | 0.059096
123 | 0.9934 | -0.22932 | 0.26598 | 0.12882
124 | 0.99295 | -0.23854 | 0 | 0
125 | 0.99823 | -0.049158 | 0.14788 | 0.071623
126 | 0.9983 | -0.047556 | 0 | 0
127 | 0.99592 | -0.10583 | 0.12695 | 0.061487
128 | 0.99593 | -0.10579 | 0 | 0
129 | 0.99597 | -0.10519 | 0.092141 | 0.044626
130 | 0.99597 | -0.1053 | 0 | 0
131 | 0.99596 | -0.10543 | 0 | 0
132 | 0.9961 | -0.10098 | 0.080831 | 0.039148
133 | 0.99596 | -0.10553 | 0.075211 | 0.036426
134 | 0.99596 | -0.10555 | 0 | 0
135 | 0.99596 | -0.1056 | 0 | 0
136 | 0.99594 | -0.106 | 0 | 0
137 | 0.99595 | -0.10566 | 0.10861 | 0.052601
138 | 0.99582 | -0.11245 | 0 | 0
139 | 0.99577 | -0.11372 | 0 | 0
140 | 0.99573 | -0.11492 | 0 | 0
141 | 0.99575 | -0.11449 | 0 | 0
142 | 0.99573 | -0.11492 | 0.1172 | 0.056763
143 | 0.99575 | -0.11446 | 0.089487 | 0.04334
144 | 0.99576 | -0.11357 | 0 | 0
145 | 0.99577 | -0.11371 | 0.069336 | 0.033581
146 | 0.99594 | -0.10604 | 0.094871 | 0.045948
147 | 0.99573 | -0.11501 | 0 | 0
148 | 0.99575 | -0.11352 | 0.10929 | 0.052932
149 | 0.99594 | -0.10605 | 0.089641 | 0.043415
150 | 0.99564 | -0.11819 | 0.099987 | 0.048426
151 | 0.99565 | -0.11816 | 0 | 0
152 | 0.99211 | -0.26813 | 0.33805 | 0.16373
153 | 0.99209 | -0.26851 | 0 | 0
154 | 0.99284 | -0.24246 | 0.37332 | 0.18081
155 | 0.9921 | -0.26843 | 0.078291 | 0.037918
156 | 0.99195 | -0.27117 | 0 | 0
157 | 0.99291 | -0.23816 | 0 | 0
158 | 0.99279 | -0.23703 | 0.95538 | 0.46271
159 | 0.99189 | -0.27247 | 0 | 0
160 | 0.99189 | -0.27058 | 0.08702 | 0.042146
161 | 0.99181 | -0.2717 | 0 | 0
162 | 0.99182 | -0.27187 | 0 | 0
163 | 0.99189 | -0.27252 | 0.24872 | 0.12046
164 | 0.99187 | -0.2704 | 0 | 0
165 | 0.9918 | -0.2716 | 0.41242 | 0.19975
166 | 0.9918 | -0.27168 | 0.39658 | 0.19207
167 | 0.99189 | -0.27255 | 0 | 0
168 | 0.99181 | -0.2742 | 0 | 0
169 | 0.99172 | -0.27629 | 0 | 0
170 | 0.9918 | -0.27414 | 0.36776 | 0.17811
171 | 0.99165 | -0.27759 | 0 | 0
172 | 0.99171 | -0.2763 | 0.16131 | 0.078127
173 | 0.99165 | -0.27767 | 0.30284 | 0.14667
174 | 0.99159 | -0.2789 | 0 | 0
175 | 0.99151 | -0.28327 | 0.13649 | 0.066106
176 | 0.99148 | -0.2799 | 0.26944 | 0.13049
177 | 0.99146 | -0.27985 | 0 | 0
178 | 0.99082 | -0.28772 | 0.10257 | 0.049679
179 | 0.99158 | -0.27813 | 0.16238 | 0.078645
180 | 0.99179 | -0.26964 | 0.89223 | 0.43213
181 | 0.99181 | -0.26983 | 0 | 0
182 | 0.99184 | -0.27007 | 0 | 0
183 | 0.99184 | -0.27005 | 0.14214 | 0.06884
184 | 0.99997 | 149.9981 | 0 | 0

## res_line
| p_from_mw | q_from_mvar | p_to_mw | q_to_mvar | pl_mw | ql_mvar | i_from_ka | i_to_ka | i_ka | vm_from_pu | va_from_degree | vm_to_pu | va_to_degree | loading_percent
0 | -0.1115 | -0.054004 | 0.1115 | 0.053183 | 6.0445e-07 | -0.00082065 | 0.0036053 | 0.0035949 | 0.0036053 | 0.99202 | -0.25512 | 0.99202 | -0.25517 | 1.6388
1 | -3.0623 | -1.1712 | 3.0631 | 1.1336 | 0.0008466 | -0.037609 | 0.095406 | 0.095013 | 0.095406 | 0.99202 | -0.25517 | 0.99234 | -0.24765 | 11.3309
2 | 2.9508 | 1.118 | -2.9499 | -1.1574 | 0.00082744 | -0.039366 | 0.091823 | 0.092244 | 0.092244 | 0.99202 | -0.25517 | 0.99169 | -0.26262 | 10.9553
3 | -3.141 | -1.1696 | 3.1418 | 1.1385 | 0.0007315 | -0.031077 | 0.097502 | 0.097184 | 0.097502 | 0.99234 | -0.24765 | 0.99262 | -0.24118 | 11.5798
4 | 0.07792 | 0.035962 | -0.077919 | -0.037738 | 6.3407e-07 | -0.001776 | 0.0024965 | 0.0025185 | 0.0025185 | 0.99234 | -0.24765 | 0.99234 | -0.24759 | 1.1448
5 | 2.8228 | 1.0959 | -2.8223 | -1.1249 | 0.00055996 | -0.028966 | 0.088146 | 0.08846 | 0.08846 | 0.99169 | -0.26262 | 0.99146 | -0.26778 | 10.506
6 | 0.1271 | 0.061473 | -0.1271 | -0.061557 | 2.2127e-06 | -8.4913e-05 | 0.0041099 | 0.004111 | 0.004111 | 0.99169 | -0.26262 | 0.99168 | -0.26273 | 1.9576
7 | -2.6623 | -1.05 | 2.6655 | 1.0514 | 0.0031942 | 0.0013549 | 0.083464 | 0.083429 | 0.083464 | 0.98983 | -0.33084 | 0.99144 | -0.26821 | 10.1785
8 | 2.6623 | 1.05 | -2.6623 | -1.0503 | 4.6277e-06 | -0.00026748 | 0.083464 | 0.083467 | 0.083467 | 0.98983 | -0.33084 | 0.98983 | -0.33088 | 9.9129
9 | -2.8222 | -1.1273 | 2.8223 | 1.1249 | 4.7202e-05 | -0.0024315 | 0.088487 | 0.08846 | 0.088487 | 0.99144 | -0.26821 | 0.99146 | -0.26778 | 10.5092
10 | 1.9331 | 0.7138 | -1.933 | -0.71616 | 2.0982e-05 | -0.0023561 | 0.060097 | 0.060121 | 0.060121 | 0.98983 | -0.33088 | 0.98981 | -0.33118 | 7.1403
11 | 0.65741 | 0.30174 | -0.65661 | -0.30242 | 0.00080332 | -0.00067944 | 0.021096 | 0.02111 | 0.02111 | 0.98983 | -0.33088 | 0.98854 | -0.34052 | 10.0526
12 | -3.1418 | -1.1385 | 3.1422 | 1.1388 | 0.00044468 | 0.00030679 | 0.097184 | 0.09718 | 0.097184 | 0.99262 | -0.24118 | 0.99281 | -0.2334 | 11.8517
13 | -3.1985 | -1.1661 | 3.2055 | 1.171 | 0.0069332 | 0.0049551 | 0.098991 | 0.09894 | 0.098991 | 0.99281 | -0.2334 | 0.99571 | -0.11485 | 12.072
14 | -3.3578 | -1.2448 | 3.3584 | 1.2453 | 0.00058049 | 0.00045254 | 0.10382 | 0.10382 | 0.10382 | 0.99571 | -0.11485 | 0.99594 | -0.10547 | 12.6616
15 | 0.28986 | 0.11506 | -0.28986 | -0.13144 | 3.2982e-06 | -0.016384 | 0.0090393 | 0.0092251 | 0.0092251 | 0.99594 | -0.10547 | 0.99593 | -0.10574 | 1.0956
16 | -3.6483 | -1.3603 | 3.6491 | 1.333 | 0.00086253 | -0.027331 | 0.11286 | 0.11258 | 0.11286 | 0.99594 | -0.10547 | 0.99622 | -0.098929 | 13.4036
17 | -0.067142 | -0.032518 | 0.067151 | 0.03127 | 9.0431e-06 | -0.0012477 | 0.0021801 | 0.0021643 | 0.0021801 | 0.98785 | -0.34011 | 0.98799 | -0.33916 | 1.0381
18 | -0.22612 | -0.10826 | 0.22612 | 0.10703 | 3.7773e-06 | -0.0012305 | 0.0073251 | 0.0073097 | 0.0073251 | 0.98799 | -0.33916 | 0.98801 | -0.3393 | 3.3296
19 | 1.6571 | 0.5976 | -1.6571 | -0.59941 | 1.1793e-05 | -0.0018137 | 0.051393 | 0.051411 | 0.051411 | 0.98948 | -0.34344 | 0.98947 | -0.34364 | 6.1058
20 | -1.7633 | -0.64902 | 1.7636 | 0.64871 | 0.00034184 | -0.00031441 | 0.054817 | 0.054809 | 0.054817 | 0.98948 | -0.34344 | 0.98974 | -0.33287 | 6.685
21 | 1.6571 | 0.59941 | -1.6566 | -0.67472 | 0.00049745 | -0.075306 | 0.051411 | 0.052204 | 0.052204 | 0.98947 | -0.34364 | 0.98912 | -0.35163 | 6.2
22 | -1.8592 | -0.69402 | 1.8593 | 0.68877 | 4.3304e-05 | -0.0052514 | 0.057883 | 0.057829 | 0.057883 | 0.98974 | -0.33287 | 0.98977 | -0.33223 | 6.8745
23 | 0.095615 | 0.04531 | -0.095614 | -0.045673 | 1.9751e-07 | -0.00036276 | 0.0030861 | 0.0030906 | 0.0030906 | 0.98974 | -0.33287 | 0.98974 | -0.33286 | 1.4048
24 | 1.6566 | 0.67472 | -1.6566 | -0.67541 | 4.6373e-06 | -0.0006907 | 0.052204 | 0.052212 | 0.052212 | 0.98912 | -0.35163 | 0.98912 | -0.3517 | 6.2009
25 | 0.095614 | 0.045673 | -0.095614 | -0.046308 | 3.472e-07 | -0.00063506 | 0.0030906 | 0.0030986 | 0.0030986 | 0.98974 | -0.33286 | 0.98974 | -0.33282 | 1.4085
26 | -1.933 | -0.72445 | 1.933 | 0.72189 | 2.2904e-05 | -0.0025645 | 0.060206 | 0.06018 | 0.060206 | 0.98977 | -0.33223 | 0.98978 | -0.33191 | 7.1504
27 | 1.933 | 0.71616 | -1.933 | -0.72189 | 5.1093e-05 | -0.0057293 | 0.060121 | 0.06018 | 0.06018 | 0.98981 | -0.33118 | 0.98978 | -0.33191 | 7.1473
28 | 0.59414 | 0.27216 | -0.59412 | -0.27219 | 2.0408e-05 | -2.3906e-05 | 0.019084 | 0.019084 | 0.019084 | 0.98854 | -0.34052 | 0.9885 | -0.34079 | 9.0878
29 | 1.5044 | 0.60168 | -1.5043 | -0.60616 | 2.4666e-05 | -0.0044786 | 0.047286 | 0.047335 | 0.047335 | 0.98912 | -0.3517 | 0.9891 | -0.35212 | 5.6218
30 | 1.5043 | 0.60616 | -1.5043 | -0.6065 | 1.8834e-06 | -0.00034158 | 0.047335 | 0.047339 | 0.047339 | 0.9891 | -0.35212 | 0.9891 | -0.35215 | 5.6222
31 | -0.14942 | -0.072368 | 0.14943 | 0.072247 | 4.4299e-06 | -0.00012088 | 0.0048462 | 0.0048446 | 0.0048462 | 0.98897 | -0.35415 | 0.989 | -0.35395 | 2.3077
32 | -0.14943 | -0.072247 | 0.14943 | 0.068846 | 4.5248e-06 | -0.0034013 | 0.0048446 | 0.0048022 | 0.0048446 | 0.989 | -0.35395 | 0.98902 | -0.3542 | 2.2021
33 | -0.14943 | -0.068846 | 0.14943 | 0.068247 | 7.8932e-07 | -0.00059946 | 0.0048022 | 0.0047949 | 0.0048022 | 0.98902 | -0.3542 | 0.98903 | -0.35424 | 2.1828
34 | 1.1098 | 0.42414 | -1.1098 | -0.42425 | 2.3873e-05 | -0.0001065 | 0.034676 | 0.034677 | 0.034677 | 0.98907 | -0.35279 | 0.98904 | -0.35394 | 4.2289
35 | -1.2228 | -0.47889 | 1.2228 | 0.47646 | 8.7742e-06 | -0.0024329 | 0.038329 | 0.038303 | 0.038329 | 0.98907 | -0.35279 | 0.98908 | -0.3526 | 4.5522
36 | 1.0334 | 0.38729 | -1.0334 | -0.39185 | 1.1626e-05 | -0.0045586 | 0.032212 | 0.032259 | 0.032259 | 0.98904 | -0.35394 | 0.98903 | -0.35424 | 3.8312
37 | -1.3602 | -0.54268 | 1.3602 | 0.53737 | 2.3839e-05 | -0.0053151 | 0.042742 | 0.042685 | 0.042742 | 0.98908 | -0.3526 | 0.9891 | -0.35215 | 5.0763
38 | 0.13738 | 0.066222 | -0.13738 | -0.06644 | 2.4739e-07 | -0.00021826 | 0.0044512 | 0.004454 | 0.004454 | 0.98908 | -0.3526 | 0.98908 | -0.35259 | 2.0245
39 | 0.81385 | 0.29079 | -0.81383 | -0.30226 | 1.7982e-05 | -0.011472 | 0.025225 | 0.02534 | 0.02534 | 0.98903 | -0.35424 | 0.989 | -0.35486 | 3.0095
40 | 0.070152 | 0.032814 | -0.070152 | -0.032986 | 5.0515e-08 | -0.00017277 | 0.0022605 | 0.0022626 | 0.0022626 | 0.98903 | -0.35424 | 0.98903 | -0.35424 | 1.0285
41 | 0.070152 | 0.032986 | -0.070152 | -0.033976 | 2.9123e-07 | -0.00098966 | 0.0022626 | 0.0022751 | 0.0022751 | 0.98903 | -0.35424 | 0.98902 | -0.3542 | 1.0341
42 | 0.71354 | 0.25369 | -0.71354 | -0.25685 | 3.7856e-06 | -0.0031561 | 0.022104 | 0.022136 | 0.022136 | 0.989 | -0.35486 | 0.989 | -0.35501 | 2.6289
43 | -0.15902 | -0.077017 | 0.15902 | 0.076793 | 3.4143e-07 | -0.00022375 | 0.0051621 | 0.0051592 | 0.0051621 | 0.98809 | -0.34 | 0.98809 | -0.34002 | 2.3464
44 | 0.37469 | 0.17423 | -0.37467 | -0.1766 | 1.9836e-05 | -0.0023648 | 0.012072 | 0.012102 | 0.012102 | 0.98809 | -0.34002 | 0.98804 | -0.33959 | 5.5008
45 | -0.53371 | -0.25103 | 0.5338 | 0.25088 | 9.0905e-05 | -0.00014341 | 0.017231 | 0.017229 | 0.017231 | 0.98809 | -0.34002 | 0.98827 | -0.33877 | 8.2053
46 | 0.37467 | 0.1766 | -0.37467 | -0.17699 | 3.277e-06 | -0.00038953 | 0.012102 | 0.012107 | 0.012107 | 0.98804 | -0.33959 | 0.98803 | -0.33952 | 5.503
47 | -0.59397 | -0.2794 | 0.59412 | 0.27219 | 0.00015192 | -0.0072088 | 0.019174 | 0.019084 | 0.019174 | 0.98827 | -0.33877 | 0.9885 | -0.34079 | 8.7152
48 | 0.060164 | 0.028514 | -0.060164 | -0.029139 | 1.3576e-07 | -0.00062442 | 0.0019448 | 0.0019527 | 0.0019527 | 0.98827 | -0.33877 | 0.98826 | -0.33875 | 0.88758
49 | 0.22613 | 0.10505 | -0.22613 | -0.10559 | 1.6528e-06 | -0.00054275 | 0.007285 | 0.0072917 | 0.0072917 | 0.98803 | -0.33952 | 0.98802 | -0.33946 | 3.3144
50 | 0.22613 | 0.10559 | -0.22612 | -0.10703 | 4.4081e-06 | -0.0014426 | 0.0072917 | 0.0073097 | 0.0073097 | 0.98802 | -0.33946 | 0.98801 | -0.3393 | 3.3226
51 | -0.13738 | -0.066538 | 0.13738 | 0.06644 | 1.1087e-07 | -9.7718e-05 | 0.0044552 | 0.004454 | 0.0044552 | 0.98908 | -0.35258 | 0.98908 | -0.35259 | 2.0251
52 | 0.14693 | 0.065244 | -0.14693 | -0.070204 | 6.3579e-06 | -0.0049602 | 0.0046984 | 0.0047591 | 0.0047591 | 0.98776 | -0.38296 | 0.98772 | -0.38262 | 2.1632
53 | -0.45273 | -0.2034 | 0.453 | 0.20201 | 0.00026704 | -0.0013933 | 0.014505 | 0.014485 | 0.014505 | 0.98776 | -0.38296 | 0.9885 | -0.36336 | 4.1443
54 | 0.3058 | 0.13816 | -0.30575 | -0.14679 | 4.8181e-05 | -0.0086332 | 0.0098068 | 0.0099135 | 0.0099135 | 0.98776 | -0.38296 | 0.98762 | -0.3817 | 4.5062
55 | 0.14693 | 0.070204 | -0.14693 | -0.071159 | 1.2437e-06 | -0.00095533 | 0.0047591 | 0.0047712 | 0.0047712 | 0.98772 | -0.38262 | 0.98771 | -0.38255 | 2.1687
56 | -0.56468 | -0.2561 | 0.56468 | 0.25586 | 1.1648e-06 | -0.00024574 | 0.018107 | 0.018104 | 0.018107 | 0.9885 | -0.36336 | 0.9885 | -0.36333 | 5.0021
57 | 0.16328 | 0.077794 | -0.16323 | -0.079055 | 5.5595e-05 | -0.0012607 | 0.0052867 | 0.0053031 | 0.0053031 | 0.98762 | -0.3817 | 0.98726 | -0.38401 | 2.5253
58 | 0.14411 | 0.069136 | -0.14411 | -0.069794 | 8.2042e-07 | -0.00065825 | 0.0046648 | 0.0046732 | 0.0046732 | 0.9891 | -0.35215 | 0.98909 | -0.3521 | 2.1242
59 | 0.076545 | 0.036738 | -0.076542 | -0.037071 | 3.1435e-06 | -0.00033288 | 0.0024783 | 0.0024825 | 0.0024825 | 0.989 | -0.35501 | 0.98895 | -0.35529 | 1.1821
60 | 0.637 | 0.22011 | -0.63697 | -0.24304 | 2.2e-05 | -0.022933 | 0.019672 | 0.019901 | 0.019901 | 0.989 | -0.35501 | 0.98896 | -0.35598 | 2.3635
61 | 0.63697 | 0.24304 | -0.63696 | -0.24331 | 1.6508e-05 | -0.00027216 | 0.019901 | 0.019904 | 0.019904 | 0.98896 | -0.35598 | 0.98892 | -0.35736 | 2.4273
62 | -0.56468 | -0.25586 | 0.5649 | 0.2087 | 0.00021667 | -0.04716 | 0.018104 | 0.017579 | 0.018104 | 0.9885 | -0.36333 | 0.98892 | -0.3574 | 5.0012
63 | -0.5649 | -0.2087 | 0.5649 | 0.20842 | 1.2461e-06 | -0.00027924 | 0.017579 | 0.017577 | 0.017579 | 0.98892 | -0.3574 | 0.98892 | -0.35736 | 4.8562
64 | 0.11152 | 0.04115 | -0.11152 | -0.041837 | 4.6227e-07 | -0.00068659 | 0.0034489 | 0.0034558 | 0.0034558 | 0.99498 | -0.13079 | 0.99498 | -0.13077 | 1.5708
65 | -0.26518 | -0.11557 | 0.26519 | 0.11353 | 8.0878e-06 | -0.0020364 | 0.0083926 | 0.0083692 | 0.0083926 | 0.99498 | -0.13079 | 0.99501 | -0.13098 | 3.8148
66 | 0.060306 | 0.026714 | -0.060306 | -0.029207 | 5.2387e-07 | -0.0024936 | 0.0019137 | 0.0019441 | 0.0019441 | 0.99498 | -0.13077 | 0.99497 | -0.1307 | 0.88368
67 | 0.051217 | 0.015123 | -0.051216 | -0.023303 | 1.1638e-06 | -0.0081803 | 0.0015494 | 0.0016326 | 0.0016326 | 0.99498 | -0.13077 | 0.99496 | -0.13068 | 0.74207
68 | -0.41573 | -0.17928 | 0.41578 | 0.17468 | 4.4732e-05 | -0.0045966 | 0.013135 | 0.013083 | 0.013135 | 0.99501 | -0.13098 | 0.99511 | -0.13166 | 5.9704
69 | 0.15054 | 0.065743 | -0.15053 | -0.071993 | 8.1459e-06 | -0.0062501 | 0.0047658 | 0.0048413 | 0.0048413 | 0.99501 | -0.13098 | 0.99496 | -0.13057 | 2.2006
70 | 0.051216 | 0.023303 | -0.051216 | -0.024805 | 2.2856e-07 | -0.0015014 | 0.0016326 | 0.0016511 | 0.0016511 | 0.99496 | -0.13068 | 0.99495 | -0.13064 | 0.75049
71 | -0.55659 | -0.24285 | 0.55667 | 0.23843 | 7.7582e-05 | -0.0044181 | 0.017616 | 0.017565 | 0.017616 | 0.99511 | -0.13166 | 0.99525 | -0.13257 | 8.0074
72 | 0.14081 | 0.068167 | -0.14081 | -0.068199 | 1.0171e-06 | -3.2125e-05 | 0.0045384 | 0.0045388 | 0.0045388 | 0.99511 | -0.13166 | 0.99511 | -0.13171 | 2.1613
73 | 0.15053 | 0.071993 | -0.15053 | -0.072906 | 1.2122e-06 | -0.00091317 | 0.0048413 | 0.0048528 | 0.0048528 | 0.99496 | -0.13057 | 0.99495 | -0.1305 | 2.2058
74 | 0.96464 | 0.32675 | -0.96437 | -0.32857 | 0.00026775 | -0.0018222 | 0.029525 | 0.029546 | 0.029546 | 0.9958 | -0.11197 | 0.99543 | -0.12777 | 3.6031
75 | -1.028 | -0.35744 | 1.028 | 0.35728 | 2.854e-05 | -0.00016519 | 0.031551 | 0.031549 | 0.031551 | 0.9958 | -0.11197 | 0.99584 | -0.11041 | 3.8477
76 | 0.86296 | 0.27946 | -0.86295 | -0.27955 | 1.0882e-05 | -9.7427e-05 | 0.026305 | 0.026306 | 0.026306 | 0.99543 | -0.12777 | 0.99542 | -0.1285 | 3.2081
77 | 0.076306 | 0.033581 | -0.076305 | -0.03602 | 8.1289e-07 | -0.0024391 | 0.0024167 | 0.002446 | 0.002446 | 0.99584 | -0.11041 | 0.99583 | -0.11033 | 1.1118
78 | -1.1043 | -0.39086 | 1.1044 | 0.37763 | 3.6799e-05 | -0.013229 | 0.033959 | 0.033832 | 0.033959 | 0.99584 | -0.11041 | 0.99588 | -0.10944 | 4.0331
79 | 0.15229 | 0.073513 | -0.15228 | -0.073752 | 8.8623e-06 | -0.00023876 | 0.0049049 | 0.004908 | 0.004908 | 0.99525 | -0.13257 | 0.99518 | -0.13296 | 2.3371
80 | 0.15387 | 0.040817 | -0.15386 | -0.074434 | 3.7912e-06 | -0.033617 | 0.0046173 | 0.0049578 | 0.0049578 | 0.99525 | -0.13257 | 0.99522 | -0.1328 | 0.77708
81 | -0.86282 | -0.35276 | 0.86295 | 0.27955 | 0.00012593 | -0.073205 | 0.027037 | 0.026306 | 0.027037 | 0.99525 | -0.13257 | 0.99542 | -0.1285 | 3.2111
82 | 0.15386 | 0.074434 | -0.15386 | -0.074518 | 3.1739e-06 | -8.3687e-05 | 0.0049578 | 0.0049589 | 0.0049589 | 0.99522 | -0.1328 | 0.9952 | -0.13294 | 2.3614
83 | 0.066031 | 0.018103 | -0.066027 | -0.031978 | 3.3493e-06 | -0.013876 | 0.0019953 | 0.0021381 | 0.0021381 | 0.99057 | -0.29221 | 0.99052 | -0.292 | 0.97186
84 | -0.066031 | -0.018103 | 0.066045 | 0.015654 | 1.4744e-05 | -0.0024488 | 0.0019953 | 0.0019776 | 0.0019953 | 0.99057 | -0.29221 | 0.99081 | -0.28776 | 0.95014
85 | -0.066045 | -0.015654 | 0.066046 | 0.013084 | 5.6754e-07 | -0.0025694 | 0.0019776 | 0.0019616 | 0.0019776 | 0.99081 | -0.28776 | 0.99082 | -0.28772 | 0.89889
86 | -13.3635 | -5.2384 | 13.3636 | 5.2382 | 0.00017755 | -0.00026875 | 0.41436 | 0.41435 | 0.41436 | 0.99998 | -0.00034711 | 1 | 0 | 49.211
87 | 13.2341 | 5.1758 | -13.2305 | -5.1707 | 0.0035828 | 0.0050326 | 0.41022 | 0.41022 | 0.41022 | 0.99998 | -0.00034711 | 0.99962 | -0.014569 | 50.0269
88 | 7.3402 | 2.5093 | -7.3359 | -2.541 | 0.0043041 | -0.03175 | 0.22402 | 0.22436 | 0.22436 | 0.99962 | -0.014569 | 0.99893 | -0.031814 | 26.6455
89 | 5.8902 | 2.6615 | -5.8762 | -2.6441 | 0.014033 | 0.017404 | 0.18666 | 0.18669 | 0.18669 | 0.99962 | -0.014569 | 0.99635 | -0.12779 | 22.7677
90 | -0.098517 | -0.047714 | 0.098518 | 0.037926 | 9.1516e-07 | -0.0097882 | 0.0031715 | 0.0030586 | 0.0031715 | 0.99634 | -0.12801 | 0.99635 | -0.12779 | 0.75334
91 | 5.7777 | 2.6061 | -5.7653 | -2.5909 | 0.012353 | 0.015252 | 0.18364 | 0.18367 | 0.18367 | 0.99635 | -0.12779 | 0.99342 | -0.22951 | 22.3991
92 | 7.3359 | 2.541 | -7.3359 | -2.5414 | 5.1428e-05 | -0.00037843 | 0.22436 | 0.22436 | 0.22436 | 0.99893 | -0.031814 | 0.99892 | -0.032019 | 26.646
93 | 7.1915 | 2.4715 | -7.1914 | -2.4719 | 5.6367e-05 | -0.0004345 | 0.21976 | 0.21976 | 0.21976 | 0.99892 | -0.032019 | 0.99891 | -0.03225 | 26.0997
94 | 0.26599 | 0.12739 | -0.26598 | -0.12882 | 5.9673e-06 | -0.0014293 | 0.0085699 | 0.008588 | 0.008588 | 0.99342 | -0.22951 | 0.9934 | -0.22932 | 3.9036
95 | 5.4994 | 2.4635 | -5.4971 | -2.4913 | 0.0022289 | -0.02783 | 0.17511 | 0.17546 | 0.17546 | 0.99342 | -0.22951 | 0.99295 | -0.23854 | 20.8387
96 | 7.1914 | 2.4719 | -7.1877 | -2.5008 | 0.003758 | -0.028902 | 0.21976 | 0.22007 | 0.22007 | 0.99891 | -0.03225 | 0.9983 | -0.047556 | 26.136
97 | 1.7905 | 0.58018 | -1.7905 | -0.58047 | 2.0692e-06 | -0.00028598 | 0.054556 | 0.054558 | 0.054558 | 0.9959 | -0.10879 | 0.9959 | -0.10883 | 6.4796
98 | -1.9282 | -0.64687 | 1.9283 | 0.64678 | 0.00014971 | -9.3632e-05 | 0.058951 | 0.058949 | 0.058951 | 0.9959 | -0.10879 | 0.99601 | -0.10434 | 7.1892
99 | 1.7905 | 0.58047 | -1.7904 | -0.58538 | 3.5583e-05 | -0.0049133 | 0.054558 | 0.054603 | 0.054603 | 0.9959 | -0.10883 | 0.99588 | -0.10944 | 6.4849
100 | -2.5402 | -0.85438 | 2.5403 | 0.8466 | 0.00011465 | -0.0077726 | 0.077677 | 0.077604 | 0.077677 | 0.99601 | -0.10434 | 0.99606 | -0.10299 | 9.2252
101 | 0.61191 | 0.2076 | -0.6119 | -0.22314 | 1.3269e-05 | -0.015534 | 0.018728 | 0.018878 | 0.018878 | 0.99601 | -0.10434 | 0.99598 | -0.10497 | 2.242
102 | 0.68605 | 0.20775 | -0.68604 | -0.20794 | 1.2578e-05 | -0.00019163 | 0.020778 | 0.02078 | 0.02078 | 0.99588 | -0.10944 | 0.99586 | -0.11054 | 2.5341
103 | -2.5403 | -0.8466 | 2.5403 | 0.84609 | 7.5764e-06 | -0.00051419 | 0.077604 | 0.077599 | 0.077604 | 0.99606 | -0.10299 | 0.99606 | -0.1029 | 9.2166
104 | 0.6119 | 0.22314 | -0.6119 | -0.22512 | 1.713e-06 | -0.0019872 | 0.018878 | 0.018897 | 0.018897 | 0.99598 | -0.10497 | 0.99598 | -0.10505 | 2.2444
105 | -2.6483 | -0.89837 | 2.6483 | 0.89613 | 3.6161e-05 | -0.0022478 | 0.081048 | 0.081026 | 0.081048 | 0.99606 | -0.1029 | 0.99608 | -0.10249 | 9.6256
106 | 0.6119 | 0.22512 | -0.61189 | -0.22785 | 2.36e-06 | -0.0027308 | 0.018897 | 0.018925 | 0.018925 | 0.99598 | -0.10505 | 0.99597 | -0.10515 | 2.2476
107 | 0.60687 | 0.1696 | -0.60685 | -0.16997 | 1.8547e-05 | -0.00037351 | 0.018266 | 0.018269 | 0.018269 | 0.99586 | -0.11054 | 0.99582 | -0.11243 | 2.2279
108 | 0.076305 | 0.03602 | -0.076304 | -0.036956 | 3.1732e-07 | -0.00093609 | 0.002446 | 0.0024577 | 0.0024577 | 0.99583 | -0.11033 | 0.99583 | -0.11029 | 1.1171
109 | -2.6483 | -0.89613 | 2.6484 | 0.88871 | 0.00011916 | -0.0074158 | 0.081026 | 0.080957 | 0.081026 | 0.99608 | -0.10249 | 0.99613 | -0.10115 | 9.6231
110 | 0.36834 | 0.10994 | -0.36834 | -0.11555 | 1.69e-06 | -0.0056134 | 0.011141 | 0.011189 | 0.011189 | 0.99597 | -0.10515 | 0.99597 | -0.1053 | 1.3289
111 | 0.092141 | 0.044586 | -0.092141 | -0.044626 | 5.2783e-07 | -3.9518e-05 | 0.0029669 | 0.0029674 | 0.0029674 | 0.99597 | -0.10515 | 0.99597 | -0.10519 | 1.413
112 | 0.48534 | 0.11112 | -0.48534 | -0.11151 | 1.9471e-07 | -0.00038676 | 0.014433 | 0.014436 | 0.014436 | 0.99582 | -0.11243 | 0.99582 | -0.11245 | 1.7145
113 | -0.1533 | -0.074248 | 0.1533 | 0.074153 | 1.3123e-07 | -9.5619e-05 | 0.004936 | 0.0049347 | 0.004936 | 0.99621 | -0.099006 | 0.99621 | -0.099013 | 2.2436
114 | -0.1533 | -0.074153 | 0.15331 | 0.057081 | 1.9754e-06 | -0.017071 | 0.0049347 | 0.0047403 | 0.0049347 | 0.99621 | -0.099013 | 0.99622 | -0.098929 | 0.77347
115 | 2.8374 | 0.95976 | -2.8372 | -0.97121 | 0.00021195 | -0.011447 | 0.086797 | 0.086906 | 0.086906 | 0.99622 | -0.098929 | 0.99613 | -0.10115 | 10.3213
116 | -6.6965 | -2.3719 | 6.699 | 2.3496 | 0.0025153 | -0.022324 | 0.20586 | 0.20562 | 0.20586 | 0.99622 | -0.098929 | 0.99666 | -0.088105 | 24.4486
117 | 0.056594 | 0.022018 | -0.056594 | -0.02741 | 4.167e-08 | -0.0053913 | 0.0017597 | 0.0018221 | 0.0018221 | 0.99622 | -0.098929 | 0.99622 | -0.098946 | 0.2164
118 | 0.080834 | 0.032375 | -0.080831 | -0.039094 | 2.4839e-06 | -0.006719 | 0.0025234 | 0.0026021 | 0.0026021 | 0.99613 | -0.10115 | 0.9961 | -0.10093 | 1.1828
119 | 0.10795 | 0.050126 | -0.10795 | -0.052284 | 6.2445e-08 | -0.0021578 | 0.0034492 | 0.003476 | 0.003476 | 0.99613 | -0.10115 | 0.99613 | -0.10116 | 0.41283
120 | -6.8248 | -2.4105 | 6.8299 | 2.3668 | 0.0051132 | -0.043704 | 0.20964 | 0.20918 | 0.20964 | 0.99666 | -0.088105 | 0.99754 | -0.066383 | 24.8982
121 | 0.12582 | 0.060921 | -0.12582 | -0.060936 | 3.9025e-07 | -1.5599e-05 | 0.0040489 | 0.0040491 | 0.0040491 | 0.99666 | -0.088105 | 0.99666 | -0.088125 | 1.9282
122 | 0.28986 | 0.13144 | -0.28985 | -0.13425 | 5.7887e-07 | -0.002806 | 0.0092251 | 0.009259 | 0.009259 | 0.99593 | -0.10574 | 0.99593 | -0.10579 | 1.0996
123 | -6.9133 | -2.4071 | 6.9168 | 2.3781 | 0.003468 | -0.028987 | 0.21184 | 0.21154 | 0.21184 | 0.99754 | -0.066383 | 0.99813 | -0.051703 | 25.1593
124 | 0.083344 | 0.040329 | -0.083344 | -0.040365 | 3.9372e-07 | -3.6313e-05 | 0.0026794 | 0.0026799 | 0.0026799 | 0.99754 | -0.066383 | 0.99753 | -0.066414 | 1.2761
125 | 0.080831 | 0.039094 | -0.080831 | -0.039148 | 5.5706e-07 | -5.4333e-05 | 0.0026021 | 0.0026028 | 0.0026028 | 0.9961 | -0.10093 | 0.9961 | -0.10098 | 1.2394
126 | 0.12695 | 0.05535 | -0.12695 | -0.056108 | 2.9545e-08 | -0.0007578 | 0.0040144 | 0.0040232 | 0.0040232 | 0.99593 | -0.10579 | 0.99593 | -0.10579 | 0.47782
127 | -7.0388 | -2.4371 | 7.0393 | 2.4325 | 0.00057861 | -0.0046562 | 0.21543 | 0.21538 | 0.21543 | 0.99813 | -0.051703 | 0.99823 | -0.049297 | 25.5855
128 | 0.12202 | 0.059034 | -0.12202 | -0.059096 | 1.4428e-06 | -6.1748e-05 | 0.0039203 | 0.0039211 | 0.0039211 | 0.99813 | -0.051703 | 0.99812 | -0.051782 | 1.8672
129 | -7.0393 | -2.4325 | 7.0394 | 2.4322 | 3.3379e-05 | -0.00026871 | 0.21538 | 0.21538 | 0.21538 | 0.99823 | -0.049297 | 0.99823 | -0.049158 | 25.5797
130 | 0.95555 | 0.45967 | -0.95551 | -0.46042 | 4.1383e-05 | -0.00075532 | 0.030827 | 0.030837 | 0.030837 | 0.99295 | -0.23854 | 0.99291 | -0.23816 | 14.0168
131 | 4.5416 | 2.0317 | -4.5412 | -2.0312 | 0.00037349 | 0.00041292 | 0.14464 | 0.14465 | 0.14465 | 0.99295 | -0.23854 | 0.99284 | -0.24246 | 17.6397
132 | -7.1873 | -2.5038 | 7.1877 | 2.5008 | 0.00039546 | -0.0030339 | 0.2201 | 0.22007 | 0.2201 | 0.99823 | -0.049158 | 0.9983 | -0.047556 | 26.1399
133 | -0.12695 | -0.061487 | 0.12695 | 0.056108 | 2.1362e-07 | -0.0053789 | 0.0040887 | 0.0040232 | 0.0040887 | 0.99592 | -0.10583 | 0.99593 | -0.10579 | 0.4856
134 | 0.36834 | 0.11555 | -0.36834 | -0.12052 | 1.5075e-06 | -0.0049662 | 0.011189 | 0.011233 | 0.011233 | 0.99597 | -0.1053 | 0.99596 | -0.10543 | 1.3341
135 | 0.36834 | 0.12052 | -0.36834 | -0.12459 | 1.2456e-06 | -0.0040737 | 0.011233 | 0.01127 | 0.01127 | 0.99596 | -0.10543 | 0.99596 | -0.10553 | 1.3385
136 | 0.29313 | 0.088163 | -0.29312 | -0.089203 | 1.9798e-07 | -0.0010403 | 0.0088721 | 0.0088808 | 0.0088808 | 0.99596 | -0.10553 | 0.99596 | -0.10555 | 1.0547
137 | 0.10861 | 0.043619 | -0.10861 | -0.052555 | 2.5576e-07 | -0.0089363 | 0.0033924 | 0.0034972 | 0.0034972 | 0.99596 | -0.10555 | 0.99596 | -0.1056 | 0.41534
138 | 0.18452 | 0.045584 | -0.18451 | -0.082351 | 2.8448e-06 | -0.036767 | 0.0055089 | 0.0058566 | 0.0058566 | 0.99596 | -0.10555 | 0.99594 | -0.106 | 0.69556
139 | 0.10861 | 0.052555 | -0.10861 | -0.052601 | 8.6247e-07 | -4.632e-05 | 0.0034972 | 0.0034978 | 0.0034978 | 0.99596 | -0.1056 | 0.99595 | -0.10566 | 1.6656
140 | 0.18451 | 0.082351 | -0.18451 | -0.086024 | 3.065e-07 | -0.0036728 | 0.0058566 | 0.0059008 | 0.0059008 | 0.99594 | -0.106 | 0.99594 | -0.10604 | 0.70081
141 | 0.48534 | 0.11151 | -0.48532 | -0.14597 | 1.7642e-05 | -0.034455 | 0.014436 | 0.014692 | 0.014692 | 0.99582 | -0.11245 | 0.99577 | -0.11372 | 1.7449
142 | 0.10929 | 0.048925 | -0.10929 | -0.051945 | 2.0737e-06 | -0.0030195 | 0.0034714 | 0.0035081 | 0.0035081 | 0.99577 | -0.11372 | 0.99576 | -0.11357 | 1.5946
143 | 0.069336 | 0.033371 | -0.069336 | -0.033581 | 5.9045e-08 | -0.00021013 | 0.0022308 | 0.0022334 | 0.0022334 | 0.99577 | -0.11372 | 0.99577 | -0.11371 | 1.0152
144 | 0.30669 | 0.063669 | -0.30668 | -0.096664 | 6.7323e-06 | -0.032995 | 0.0090806 | 0.0093222 | 0.0093222 | 0.99577 | -0.11372 | 0.99575 | -0.11449 | 1.1071
145 | -0.21719 | -0.081881 | 0.2172 | 0.053962 | 2.9359e-06 | -0.027919 | 0.0067293 | 0.0064881 | 0.0067293 | 0.99573 | -0.11492 | 0.99575 | -0.11449 | 0.79921
146 | 0.21719 | 0.081881 | -0.21719 | -0.082238 | 3.8995e-08 | -0.00035668 | 0.0067293 | 0.006733 | 0.006733 | 0.99573 | -0.11492 | 0.99573 | -0.11492 | 0.79964
147 | 0.089487 | 0.042702 | -0.089487 | -0.04334 | 2.9822e-07 | -0.00063813 | 0.0028745 | 0.0028826 | 0.0028826 | 0.99575 | -0.11449 | 0.99575 | -0.11446 | 1.3103
148 | 0.099993 | 0.025474 | -0.099993 | -0.038294 | 2.8672e-07 | -0.01282 | 0.0029915 | 0.0031042 | 0.0031042 | 0.99573 | -0.11492 | 0.99573 | -0.11501 | 0.36867
149 | 0.10929 | 0.051945 | -0.10929 | -0.052932 | 6.8729e-07 | -0.00098668 | 0.0035081 | 0.0035204 | 0.0035204 | 0.99576 | -0.11357 | 0.99575 | -0.11352 | 1.6002
150 | 0.089641 | 0.040076 | -0.089641 | -0.043415 | 6.6239e-08 | -0.0033391 | 0.0028461 | 0.002887 | 0.002887 | 0.99594 | -0.10604 | 0.99594 | -0.10605 | 0.34287
151 | 0.099993 | 0.038294 | -0.099987 | -0.042802 | 6.1391e-06 | -0.0045085 | 0.0031042 | 0.0031535 | 0.0031535 | 0.99573 | -0.11501 | 0.99565 | -0.11816 | 0.38457
152 | -0.099987 | -0.048426 | 0.099987 | 0.042802 | 1.3795e-07 | -0.0056233 | 0.0032211 | 0.0031535 | 0.0032211 | 0.99564 | -0.11819 | 0.99565 | -0.11816 | 0.38255
153 | 3.7493 | 1.6471 | -3.7493 | -1.6488 | 6.1424e-05 | -0.0017211 | 0.11916 | 0.11918 | 0.11918 | 0.99211 | -0.26813 | 0.99209 | -0.26851 | 14.1541
154 | -4.1657 | -1.8481 | 4.1679 | 1.8504 | 0.0022252 | 0.0023162 | 0.1326 | 0.13259 | 0.1326 | 0.99211 | -0.26813 | 0.99284 | -0.24246 | 16.171
155 | 0.078291 | 0.03733 | -0.078291 | -0.037918 | 5.2594e-07 | -0.00058785 | 0.0025238 | 0.0025312 | 0.0025312 | 0.99211 | -0.26813 | 0.9921 | -0.26843 | 0.30868
156 | 3.7493 | 1.6488 | -3.7488 | -1.661 | 0.00043619 | -0.012202 | 0.11918 | 0.11933 | 0.11933 | 0.99209 | -0.26851 | 0.99195 | -0.27117 | 14.1717
157 | 2.6272 | 1.121 | -2.6271 | -1.1295 | 0.00014498 | -0.0084756 | 0.083126 | 0.083225 | 0.083225 | 0.99195 | -0.27117 | 0.99189 | -0.27247 | 9.8842
158 | 1.1216 | 0.53997 | -1.1215 | -0.54096 | 7.5802e-05 | -0.00099362 | 0.036225 | 0.036238 | 0.036238 | 0.99195 | -0.27117 | 0.99189 | -0.27058 | 16.4719
159 | 0.95551 | 0.46042 | -0.95538 | -0.46271 | 0.00012555 | -0.0022883 | 0.030837 | 0.030866 | 0.030866 | 0.99291 | -0.23816 | 0.99279 | -0.23703 | 14.0302
160 | 0.41247 | 0.19556 | -0.41243 | -0.19927 | 3.7458e-05 | -0.00371 | 0.013285 | 0.013332 | 0.013332 | 0.99189 | -0.27247 | 0.99181 | -0.2717 | 6.0599
161 | 0.39662 | 0.18812 | -0.39659 | -0.19117 | 2.8414e-05 | -0.0030454 | 0.012776 | 0.012814 | 0.012814 | 0.99189 | -0.27247 | 0.99182 | -0.27187 | 5.8246
162 | 1.818 | 0.74581 | -1.818 | -0.74623 | 3.3993e-06 | -0.00042377 | 0.05719 | 0.057195 | 0.057195 | 0.99189 | -0.27247 | 0.99189 | -0.27252 | 6.7927
163 | 1.0345 | 0.49882 | -1.0345 | -0.49916 | 2.2429e-05 | -0.00034656 | 0.033424 | 0.033429 | 0.033429 | 0.99189 | -0.27058 | 0.99187 | -0.2704 | 15.1948
164 | 0.41243 | 0.19927 | -0.41242 | -0.19975 | 4.8105e-06 | -0.0004745 | 0.013332 | 0.013338 | 0.013338 | 0.99181 | -0.2717 | 0.9918 | -0.2716 | 6.0627
165 | 0.39659 | 0.19117 | -0.39658 | -0.19207 | 8.4751e-06 | -0.00090474 | 0.012814 | 0.012826 | 0.012826 | 0.99182 | -0.27187 | 0.9918 | -0.27168 | 5.8298
166 | 1.5693 | 0.62577 | -1.5693 | -0.62603 | 1.5646e-06 | -0.00026436 | 0.049169 | 0.049172 | 0.049172 | 0.99189 | -0.27252 | 0.99189 | -0.27255 | 5.8399
167 | 1.0345 | 0.49916 | -1.0344 | -0.49977 | 3.9244e-05 | -0.00060611 | 0.033429 | 0.033436 | 0.033436 | 0.99187 | -0.2704 | 0.99184 | -0.27007 | 15.1984
168 | 1.5693 | 0.62603 | -1.5692 | -0.64329 | 0.0001025 | -0.017251 | 0.049172 | 0.049362 | 0.049362 | 0.99189 | -0.27255 | 0.99181 | -0.2742 | 5.8624
169 | 1.2014 | 0.46551 | -1.2013 | -0.49386 | 9.8214e-05 | -0.028357 | 0.037502 | 0.037809 | 0.037809 | 0.99181 | -0.2742 | 0.99172 | -0.27629 | 4.4904
170 | 0.36776 | 0.17778 | -0.36776 | -0.17811 | 2.6692e-06 | -0.00033131 | 0.011889 | 0.011893 | 0.011893 | 0.99181 | -0.2742 | 0.9918 | -0.27414 | 5.406
171 | 1.04 | 0.4169 | -1.04 | -0.43771 | 5.441e-05 | -0.020805 | 0.032615 | 0.032846 | 0.032846 | 0.99172 | -0.27629 | 0.99165 | -0.27759 | 3.901
172 | 0.16131 | 0.076959 | -0.16131 | -0.078127 | 1.5858e-07 | -0.0011683 | 0.0052026 | 0.0052173 | 0.0052173 | 0.99172 | -0.27629 | 0.99171 | -0.2763 | 0.81776
173 | 0.46523 | 0.22185 | -0.46523 | -0.22506 | 1.764e-06 | -0.0032067 | 0.015004 | 0.015045 | 0.015045 | 0.99165 | -0.27759 | 0.99165 | -0.27767 | 1.7868
174 | 0.57474 | 0.21586 | -0.57471 | -0.25366 | 3.0098e-05 | -0.037803 | 0.017872 | 0.018288 | 0.018288 | 0.99165 | -0.27759 | 0.99159 | -0.2789 | 2.172
175 | 0.16239 | 0.078386 | -0.16238 | -0.078645 | 1.1162e-05 | -0.00025973 | 0.0052493 | 0.0052527 | 0.0052527 | 0.99165 | -0.27767 | 0.99158 | -0.27813 | 2.5013
176 | 0.1365 | 0.064986 | -0.13649 | -0.066106 | 5.7967e-06 | -0.00112 | 0.0044012 | 0.0044155 | 0.0044155 | 0.99159 | -0.2789 | 0.99151 | -0.28327 | 0.68457
177 | 0.43821 | 0.18867 | -0.43816 | -0.1888 | 4.6343e-05 | -0.0001292 | 0.013889 | 0.013891 | 0.013891 | 0.99159 | -0.2789 | 0.99148 | -0.2799 | 6.6149
178 | 0.16872 | 0.058309 | -0.16872 | -0.060408 | 3.2394e-06 | -0.0020991 | 0.0051976 | 0.0052179 | 0.0052179 | 0.99148 | -0.2799 | 0.99146 | -0.27985 | 2.3718
179 | 0.16872 | 0.060408 | -0.16862 | -0.062763 | 0.00010047 | -0.002355 | 0.0052179 | 0.005242 | 0.005242 | 0.99146 | -0.27985 | 0.99082 | -0.28772 | 2.4962
180 | -0.89223 | -0.43213 | 0.89225 | 0.4317 | 2.042e-05 | -0.00042548 | 0.028855 | 0.02885 | 0.028855 | 0.99179 | -0.26964 | 0.99181 | -0.26983 | 13.116
181 | -0.89225 | -0.4317 | 0.89228 | 0.4312 | 2.3966e-05 | -0.00049961 | 0.02885 | 0.028843 | 0.02885 | 0.99181 | -0.26983 | 0.99184 | -0.27007 | 13.1135
182 | 0.14214 | 0.068565 | -0.14214 | -0.06884 | 3.3039e-07 | -0.00027523 | 0.0045931 | 0.0045966 | 0.0045966 | 0.99184 | -0.27007 | 0.99184 | -0.27005 | 2.0894

## res_trafo
| p_hv_mw | q_hv_mvar | p_lv_mw | q_lv_mvar | pl_mw | ql_mvar | i_hv_ka | i_lv_ka | vm_hv_pu | va_hv_degree | vm_lv_pu | va_lv_degree | loading_percent
0 | 2.6518e-14 | 1.7507e-14 | 0.013999 | 0.0105 | 0.013999 | 0.0105 | 1.6678e-16 | 0.00050517 | 0.99997 | 149.9981 | 1 | 0 | 0.069998

## res_ext_grid
| p_mw | q_mvar
0 | 13.3776 | 5.2487

## res_load
| p_mw | q_mvar
0 | 0.1115 | 0.054004
1 | 0.15676 | 0.075925
2 | 0.071792 | 0.034771
3 | 0.077919 | 0.037738
4 | 0.05633 | 0.027282
5 | 0.1271 | 0.061557
6 | 0.15237 | 0.073796
7 | 0.067142 | 0.032518
8 | 0.15897 | 0.076993
9 | 0.10618 | 0.051427
10 | 0.095614 | 0.046308
11 | 0.073677 | 0.035683
12 | 0.06247 | 0.030256
13 | 0.15223 | 0.073727
14 | 0.14942 | 0.072368
15 | 0.11304 | 0.054747
16 | 0.07631 | 0.036959
17 | 0.070152 | 0.033976
18 | 0.10029 | 0.048571
19 | 0.15902 | 0.077017
20 | 0.060164 | 0.029139
21 | 0.14854 | 0.07194
22 | 0.13738 | 0.066538
23 | 0.11169 | 0.054092
24 | 0.14247 | 0.068999
25 | 0.14411 | 0.069794
26 | 0.076542 | 0.037071
27 | 0.16323 | 0.079055
28 | 0.14693 | 0.071159
29 | 0.072055 | 0.034898
30 | 0.15366 | 0.07442
31 | 0.060306 | 0.029207
32 | 0.063366 | 0.03069
33 | 0.10142 | 0.049118
34 | 0.051216 | 0.024805
35 | 0.14081 | 0.068199
36 | 0.15053 | 0.072906
37 | 0.15228 | 0.073752
38 | 0.066027 | 0.031978
39 | 0.15386 | 0.074518
40 | 0.12941 | 0.062674
41 | 0.098517 | 0.047714
42 | 0.1444 | 0.069936
43 | 0.13769 | 0.066688
44 | 0.10795 | 0.052283
45 | 0.07917 | 0.038344
46 | 0.076304 | 0.036956
47 | 0.15141 | 0.073332
48 | 0.12151 | 0.058849
49 | 0.1533 | 0.074248
50 | 0.056594 | 0.02741
51 | 0.12582 | 0.060936
52 | 0.10795 | 0.052284
53 | 0.1629 | 0.078896
54 | 0.083344 | 0.040365
55 | 0.12202 | 0.059096
56 | 0.26598 | 0.12882
57 | 0.14788 | 0.071623
58 | 0.12695 | 0.061487
59 | 0.092141 | 0.044626
60 | 0.080831 | 0.039148
61 | 0.075211 | 0.036426
62 | 0.10861 | 0.052601
63 | 0.1172 | 0.056763
64 | 0.089487 | 0.04334
65 | 0.069336 | 0.033581
66 | 0.094871 | 0.045948
67 | 0.10929 | 0.052932
68 | 0.089641 | 0.043415
69 | 0.099987 | 0.048426
70 | 0.33805 | 0.16373
71 | 0.37332 | 0.18081
72 | 0.078291 | 0.037918
73 | 0.95538 | 0.46271
74 | 0.08702 | 0.042146
75 | 0.24872 | 0.12046
76 | 0.41242 | 0.19975
77 | 0.39658 | 0.19207
78 | 0.36776 | 0.17811
79 | 0.16131 | 0.078127
80 | 0.30284 | 0.14667
81 | 0.13649 | 0.066106
82 | 0.26944 | 0.13049
83 | 0.10257 | 0.049679
84 | 0.16238 | 0.078645
85 | 0.89223 | 0.43213
86 | 0.14214 | 0.06884

## dtypes
| element | column | dtype
0 | bus | name | object
1 | bus | vn_kv | float64
2 | bus | type | object
3 | bus | zone | object
4 | bus | in_service | bool
5 | load | name | object
6 | load | bus | uint32
7 | load | p_mw | float64
8 | load | q_mvar | float64
9 | load | const_z_percent | float64
10 | load | const_i_percent | float64
11 | load | sn_mva | float64
12 | load | scaling | float64
13 | load | in_service | bool
14 | load | type | object
15 | ext_grid | name | object
16 | ext_grid | bus | uint32
17 | ext_grid | vm_pu | float64
18 | ext_grid | va_degree | float64
19 | ext_grid | slack_weight | float64
20 | ext_grid | in_service | bool
21 | line | name | object
22 | line | std_type | object
23 | line | from_bus | uint32
24 | line | to_bus | uint32
25 | line | length_km | float64
26 | line | r_ohm_per_km | float64
27 | line | x_ohm_per_km | float64
28 | line | c_nf_per_km | float64
29 | line | g_us_per_km | float64
30 | line | max_i_ka | float64
31 | line | df | float64
32 | line | parallel | uint32
33 | line | type | object
34 | line | in_service | bool
35 | trafo | name | object
36 | trafo | std_type | object
37 | trafo | hv_bus | uint32
38 | trafo | lv_bus | uint32
39 | trafo | sn_mva | float64
40 | trafo | vn_hv_kv | float64
41 | trafo | vn_lv_kv | float64
42 | trafo | vk_percent | float64
43 | trafo | vkr_percent | float64
44 | trafo | pfe_kw | float64
45 | trafo | i0_percent | float64
46 | trafo | shift_degree | float64
47 | trafo | tap_side | object
48 | trafo | tap_neutral | int32
49 | trafo | tap_min | int32
50 | trafo | tap_max | int32
51 | trafo | tap_step_percent | float64
52 | trafo | tap_step_degree | float64
53 | trafo | tap_pos | int32
54 | trafo | tap_phase_shifter | bool
55 | trafo | parallel | uint32
56 | trafo | df | float64
57 | trafo | in_service | bool
58 | bus_geodata | x | float64
59 | bus_geodata | y | float64
60 | bus_geodata | coords | object
61 | res_bus | vm_pu | float64
62 | res_bus | va_degree | float64
63 | res_bus | p_mw | float64
64 | res_bus | q_mvar | float64
65 | res_line | p_from_mw | float64
66 | res_line | q_from_mvar | float64
67 | res_line | p_to_mw | float64
68 | res_line | q_to_mvar | float64
69 | res_line | pl_mw | float64
70 | res_line | ql_mvar | float64
71 | res_line | i_from_ka | float64
72 | res_line | i_to_ka | float64
73 | res_line | i_ka | float64
74 | res_line | vm_from_pu | float64
75 | res_line | va_from_degree | float64
76 | res_line | vm_to_pu | float64
77 | res_line | va_to_degree | float64
78 | res_line | loading_percent | float64
79 | res_trafo | p_hv_mw | float64
80 | res_trafo | q_hv_mvar | float64
81 | res_trafo | p_lv_mw | float64
82 | res_trafo | q_lv_mvar | float64
83 | res_trafo | pl_mw | float64
84 | res_trafo | ql_mvar | float64
85 | res_trafo | i_hv_ka | float64
86 | res_trafo | i_lv_ka | float64
87 | res_trafo | vm_hv_pu | float64
88 | res_trafo | va_hv_degree | float64
89 | res_trafo | vm_lv_pu | float64
90 | res_trafo | va_lv_degree | float64
91 | res_trafo | loading_percent | float64
92 | res_ext_grid | p_mw | float64
93 | res_ext_grid | q_mvar | float64
94 | res_load | p_mw | float64
95 | res_load | q_mvar | float64

## parameters
| version | format_version | converged | OPF_converged | name | f_hz | sn_mva
0 | 2.14.6 | 2.14.0 | TRUE | FALSE |  | 50 | 1