## bus
| name | vn_kv | type | zone | in_service
0 | bus_MV_161_0_node_0 | 20 | n |  | TRUE
1 | bus_MV_161_0_node_1 | 20 | n |  | TRUE
2 | bus_MV_161_0_node_2 | 20 | n |  | TRUE
3 | bus_MV_161_0_node_3 | 20 | n |  | TRUE
4 | bus_MV_161_0_node_4 | 20 | n |  | TRUE
5 | bus_MV_161_0_node_6 | 20 | n |  | TRUE
6 | bus_MV_161_0_node_23 | 20 | n |  | TRUE
7 | bus_MV_161_0_node_5 | 20 | n |  | TRUE
8 | bus_MV_161_0_node_9 | 20 | n |  | TRUE
9 | bus_MV_161_0_node_10 | 20 | n |  | TRUE
10 | bus_MV_161_0_node_17 | 20 | n |  | TRUE
11 | bus_MV_161_0_node_8 | 20 | n |  | TRUE
12 | bus_MV_161_0_node_25 | 20 | n |  | TRUE
13 | bus_MV_161_0_node_27 | 20 | n |  | TRUE
14 | bus_MV_161_0_node_22 | 20 | n |  | TRUE
15 | bus_MV_161_0_node_21 | 20 | n |  | TRUE
16 | bus_MV_161_0_node_11 | 20 | n |  | TRUE
17 | bus_MV_161_0_node_33 | 20 | n |  | TRUE
18 | bus_MV_161_0_node_15 | 20 | n |  | TRUE
19 | bus_MV_161_0_node_16 | 20 | n |  | TRUE
20 | bus_MV_161_0_node_26 | 20 | n |  | TRUE
21 | bus_MV_161_0_node_24 | 20 | n |  | TRUE
22 | bus_MV_161_0_node_28 | 20 | n |  | TRUE
23 | bus_MV_161_0_node_12 | 20 | n |  | TRUE
24 | bus_MV_161_0_node_13 | 20 | n |  | TRUE
25 | bus_MV_161_0_node_14 | 20 | n |  | TRUE
26 | bus_MV_161_0_node_30 | 20 | n |  | TRUE
27 | bus_MV_161_0_node_31 | 20 | n |  | TRUE
28 | bus_MV_161_0_node_236 | 20 | n |  | TRUE
29 | bus_MV_161_0_node_32 | 20 | n |  | TRUE
30 | bus_MV_161_0_node_34 | 20 | n |  | TRUE
31 | bus_MV_161_0_node_29 | 20 | n |  | TRUE
32 | bus_MV_161_0_node_18 | 20 | n |  | TRUE
33 | bus_MV_161_0_node_19 | 20 | n |  | TRUE
34 | bus_MV_161_0_node_20 | 20 | n |  | TRUE
35 | bus_MV_161_0_node_47 | 20 | n |  | TRUE
36 | bus_MV_161_0_node_41 | 20 | n |  | TRUE
37 | bus_MV_161_0_node_40 | 20 | n |  | TRUE
38 | bus_MV_161_0_node_217 | 20 | n |  | TRUE
39 | bus_MV_161_0_node_37 | 20 | n |  | TRUE
40 | bus_MV_161_0_node_46 | 20 | n |  | TRUE
41 | bus_MV_161_0_node_36 | 20 | n |  | TRUE
42 | bus_MV_161_0_node_44 | 20 | n |  | TRUE
43 | bus_MV_161_0_node_42 | 20 | n |  | TRUE
44 | bus_MV_161_0_node_43 | 20 | n |  | TRUE
45 | bus_MV_161_0_node_45 | 20 | n |  | TRUE
46 | bus_MV_161_0_node_230 | 20 | n |  | TRUE
47 | bus_MV_161_0_node_232 | 20 | n |  | TRUE
48 | bus_MV_161_0_node_175 | 20 | n |  | TRUE
49 | bus_MV_161_0_node_152 | 20 | n |  | TRUE
50 | bus_MV_161_0_node_153 | 20 | n |  | TRUE
51 | bus_MV_161_0_node_154 | 20 | n |  | TRUE
52 | bus_MV_161_0_node_155 | 20 | n |  | TRUE
53 | bus_MV_161_0_node_156 | 20 | n |  | TRUE
54 | bus_MV_161_0_node_98 | 20 | n |  | TRUE
55 | bus_MV_161_0_node_177 | 20 | n |  | TRUE
56 | bus_MV_161_0_node_178 | 20 | n |  | TRUE
57 | bus_MV_161_0_node_183 | 20 | n |  | TRUE
58 | bus_MV_161_0_node_184 | 20 | n |  | TRUE
59 | bus_MV_161_0_node_181 | 20 | n |  | TRUE
60 | bus_MV_161_0_node_231 | 20 | n |  | TRUE
61 | bus_MV_161_0_node_182 | 20 | n |  | TRUE
62 | bus_MV_161_0_node_233 | 20 | n |  | TRUE
63 | bus_MV_161_0_node_131 | 20 | n |  | TRUE
64 | bus_MV_161_0_node_204 | 20 | n |  | TRUE
65 | bus_MV_161_0_node_246 | 20 | n |  | TRUE
66 | bus_MV_161_0_node_195 | 20 | n |  | TRUE
67 | bus_MV_161_0_node_102 | 20 | n |  | TRUE
68 | bus_MV_161_0_node_103 | 20 | n |  | TRUE
69 | bus_MV_161_0_node_95 | 20 | n |  | TRUE
70 | bus_MV_161_0_node_97 | 20 | n |  | TRUE
71 | bus_MV_161_0_node_99 | 20 | n |  | TRUE
72 | bus_MV_161_0_node_96 | 20 | n |  | TRUE
73 | bus_MV_161_0_node_101 | 20 | n |  | TRUE
74 | bus_MV_161_0_node_114 | 20 | n |  | TRUE
75 | bus_MV_161_0_node_112 | 20 | n |  | TRUE
76 | bus_MV_161_0_node_104 | 20 | n |  | TRUE
77 | bus_MV_161_0_node_150 | 20 | n |  | TRUE
78 | bus_MV_161_0_node_157 | 20 | n |  | TRUE
79 | bus_MV_161_0_node_148 | 20 | n |  | TRUE
80 | bus_MV_161_0_node_105 | 20 | n |  | TRUE
81 | bus_MV_161_0_node_107 | 20 | n |  | TRUE
82 | bus_MV_161_0_node_106 | 20 | n |  | TRUE
83 | bus_MV_161_0_node_180 | 20 | n |  | TRUE
84 | bus_MV_161_0_node_113 | 20 | n |  | TRUE
85 | bus_MV_161_0_node_108 | 20 | n |  | TRUE
86 | bus_MV_161_0_node_115 | 20 | n |  | TRUE
87 | bus_MV_161_0_node_111 | 20 | n |  | TRUE
88 | bus_MV_161_0_node_179 | 20 | n |  | TRUE
89 | bus_MV_161_0_node_216 | 20 | n |  | TRUE
90 | bus_MV_161_0_node_109 | 20 | n |  | TRUE
91 | bus_MV_161_0_node_239 | 20 | n |  | TRUE
92 | bus_MV_161_0_node_160 | 20 | n |  | TRUE
93 | bus_MV_161_0_node_207 | 20 | n |  | TRUE
94 | bus_MV_161_0_node_121 | 20 | n |  | TRUE
95 | bus_MV_161_0_node_120 | 20 | n |  | TRUE
96 | bus_MV_161_0_node_116 | 20 | n |  | TRUE
97 | bus_MV_161_0_node_117 | 20 | n |  | TRUE
98 | bus_MV_161_0_node_118 | 20 | n |  | TRUE
99 | bus_MV_161_0_node_119 | 20 | n |  | TRUE
100 | bus_MV_161_0_node_165 | 20 | n |  | TRUE
101 | bus_MV_161_0_node_166 | 20 | n |  | TRUE
102 | bus_MV_161_0_node_122 | 20 | n |  | TRUE
103 | bus_MV_161_0_node_123 | 20 | n |  | TRUE
104 | bus_MV_161_0_node_124 | 20 | n |  | TRUE
105 | bus_MV_161_0_node_167 | 20 | n |  | TRUE
106 | bus_MV_161_0_node_174 | 20 | n |  | TRUE
107 | bus_MV_161_0_node_125 | 20 | n |  | TRUE
108 | bus_MV_161_0_node_169 | 20 | n |  | TRUE
109 | bus_MV_161_0_node_173 | 20 | n |  | TRUE
110 | bus_MV_161_0_node_126 | 20 | n |  | TRUE
111 | bus_MV_161_0_node_250 | 20 | n |  | TRUE
112 | bus_MV_161_0_node_225 | 20 | n |  | TRUE
113 | bus_MV_161_0_node_158 | 20 | n |  | TRUE
114 | bus_MV_161_0_node_159 | 20 | n |  | TRUE
115 | bus_MV_161_0_node_127 | 20 | n |  | TRUE
116 | bus_MV_161_0_node_128 | 20 | n |  | TRUE
117 | bus_MV_161_0_node_133 | 20 | n |  | TRUE
118 | bus_MV_161_0_node_134 | 20 | n |  | TRUE
119 | bus_MV_161_0_node_135 | 20 | n |  | TRUE
120 | bus_MV_161_0_node_141 | 20 | n |  | TRUE
121 | bus_MV_161_0_node_147 | 20 | n |  | TRUE
122 | bus_MV_161_0_node_139 | 20 | n |  | TRUE
123 | bus_MV_161_0_node_136 | 20 | n |  | TRUE
124 | bus_MV_161_0_node_146 | 20 | n |  | TRUE
125 | bus_MV_161_0_node_145 | 20 | n |  | TRUE
126 | bus_MV_161_0_node_137 | 20 | n |  | TRUE
127 | bus_MV_161_0_node_138 | 20 | n |  | TRUE
128 | bus_MV_161_0_node_140 | 20 | n |  | TRUE
129 | bus_MV_161_0_node_247 | 20 | n |  | TRUE
130 | bus_MV_161_0_node_142 | 20 | n |  | TRUE
131 | bus_MV_161_0_node_143 | 20 | n |  | TRUE
132 | bus_MV_161_0_node_188 | 20 | n |  | TRUE
133 | bus_MV_161_0_node_189 | 20 | n |  | TRUE
134 | bus_MV_161_0_node_229 | 20 | n |  | TRUE
135 | bus_MV_161_0_node_192 | 20 | n |  | TRUE
136 | bus_MV_161_0_node_190 | 20 | n |  | TRUE
137 | bus_MV_161_0_node_191 | 20 | n |  | TRUE
138 | bus_MV_161_0_node_227 | 20 | n |  | TRUE
139 | bus_MV_161_0_node_187 | 20 | n |  | TRUE
140 | bus_MV_161_0_node_149 | 20 | n |  | TRUE
141 | bus_MV_161_0_node_151 | 20 | n |  | TRUE
142 | bus_MV_161_0_node_172 | 20 | n |  | TRUE
143 | bus_MV_161_0_node_242 | 20 | n |  | TRUE
144 | bus_MV_161_0_node_171 | 20 | n |  | TRUE
145 | bus_MV_161_0_node_240 | 20 | n |  | TRUE
146 | bus_MV_161_0_node_241 | 20 | n |  | TRUE
147 | bus_MV_161_0_node_161 | 20 | n |  | TRUE
148 | bus_MV_161_0_node_162 | 20 | n |  | TRUE
149 | bus_MV_161_0_node_163 | 20 | n |  | TRUE
150 | bus_MV_161_0_node_164 | 20 | n |  | TRUE
151 | bus_MV_161_0_node_168 | 20 | n |  | TRUE
152 | bus_MV_161_0_node_170 | 20 | n |  | TRUE
153 | bus_MV_161_0_node_185 | 20 | n |  | TRUE
154 | bus_MV_161_0_node_186 | 20 | n |  | TRUE
155 | bus_MV_161_0_node_228 | 20 | n |  | TRUE
156 | bus_MV_161_0_node_211 | 20 | n |  | TRUE
157 | bus_MV_161_0_node_248 | 20 | n |  | TRUE
158 | bus_MV_161_0_node_194 | 20 | n |  | TRUE
159 | bus_MV_161_0_node_196 | 20 | n |  | TRUE
160 | bus_MV_161_0_node_198 | 20 | n |  | TRUE
161 | bus_MV_161_0_node_197 | 20 | n |  | TRUE
162 | bus_MV_161_0_node_209 | 20 | n |  | TRUE
163 | bus_MV_161_0_node_210 | 20 | n |  | TRUE
164 | bus_MV_161_0_node_202 | 20 | n |  | TRUE
165 | bus_MV_161_0_node_199 | 20 | n |  | TRUE
166 | bus_MV_161_0_node_200 | 20 | n |  | TRUE
167 | bus_MV_161_0_node_245 | 20 | n |  | TRUE
168 | bus_MV_161_0_node_208 | 20 | n |  | TRUE
169 | bus_MV_161_0_node_213 | 20 | n |  | TRUE
170 | bus_MV_161_0_node_205 | 20 | n |  | TRUE
171 | bus_MV_161_0_node_206 | 20 | n |  | TRUE
172 | bus_MV_161_0_node_212 | 20 | n |  | TRUE
173 | bus_HV_161_0_node_101 | 110 | n |  | TRUE

## load
| name | bus | p_mw | q_mvar | const_z_percent | const_i_percent | sn_mva | scaling | in_service | type
0 | MV_161_0_load_0 | 0 | 0.13995 | 0.067782 | 0 | 0 |  | 1 | TRUE | wye
1 | MV_161_0_load_23 | 6 | 0.10051 | 0.048678 | 0 | 0 |  | 1 | TRUE | wye
2 | MV_161_0_load_9 | 8 | 0.10517 | 0.050935 | 0 | 0 |  | 1 | TRUE | wye
3 | MV_161_0_load_10 | 9 | 0.13488 | 0.065327 | 0 | 0 |  | 1 | TRUE | wye
4 | MV_161_0_load_17 | 10 | 0.14584 | 0.070632 | 0 | 0 |  | 1 | TRUE | wye
5 | MV_161_0_load_27 | 13 | 0.14835 | 0.071849 | 0 | 0 |  | 1 | TRUE | wye
6 | MV_161_0_load_21 | 15 | 0.078615 | 0.038075 | 0 | 0 |  | 1 | TRUE | wye
7 | MV_161_0_load_15 | 18 | 0.11054 | 0.053538 | 0 | 0 |  | 1 | TRUE | wye
8 | MV_161_0_load_16 | 19 | 0.090589 | 0.043874 | 0 | 0 |  | 1 | TRUE | wye
9 | MV_161_0_load_26 | 20 | 0.11811 | 0.057202 | 0 | 0 |  | 1 | TRUE | wye
10 | MV_161_0_load_24 | 21 | 0.14086 | 0.068222 | 0 | 0 |  | 1 | TRUE | wye
11 | MV_161_0_load_28 | 22 | 0.081734 | 0.039586 | 0 | 0 |  | 1 | TRUE | wye
12 | MV_161_0_load_13 | 24 | 0.092073 | 0.044593 | 0 | 0 |  | 1 | TRUE | wye
13 | MV_161_0_load_14 | 25 | 0.1515 | 0.073373 | 0 | 0 |  | 1 | TRUE | wye
14 | MV_161_0_load_30 | 26 | 0.15687 | 0.075974 | 0 | 0 |  | 1 | TRUE | wye
15 | MV_161_0_load_236 | 28 | 0.12816 | 0.062072 | 0 | 0 |  | 1 | TRUE | wye
16 | MV_161_0_load_32 | 29 | 0.15834 | 0.076689 | 0 | 0 |  | 1 | TRUE | wye
17 | MV_161_0_load_18 | 32 | 0.12607 | 0.061061 | 0 | 0 |  | 1 | TRUE | wye
18 | MV_161_0_load_47 | 35 | 0.14229 | 0.068915 | 0 | 0 |  | 1 | TRUE | wye
19 | MV_161_0_load_41 | 36 | 0.1389 | 0.067274 | 0 | 0 |  | 1 | TRUE | wye
20 | MV_161_0_load_40 | 37 | 0.094485 | 0.045761 | 0 | 0 |  | 1 | TRUE | wye
21 | MV_161_0_load_217 | 38 | 0.13076 | 0.063332 | 0 | 0 |  | 1 | TRUE | wye
22 | MV_161_0_load_36 | 41 | 0.10427 | 0.050501 | 0 | 0 |  | 1 | TRUE | wye
23 | MV_161_0_load_42 | 43 | 0.11719 | 0.056757 | 0 | 0 |  | 1 | TRUE | wye
24 | MV_161_0_load_230 | 46 | 0.13542 | 0.065587 | 0 | 0 |  | 1 | TRUE | wye
25 | MV_161_0_load_232 | 47 | 0.15467 | 0.074909 | 0 | 0 |  | 1 | TRUE | wye
26 | MV_161_0_load_175 | 48 | 0.15535 | 0.07524 | 0 | 0 |  | 1 | TRUE | wye
27 | MV_161_0_load_152 | 49 | 0.15145 | 0.073351 | 0 | 0 |  | 1 | TRUE | wye
28 | MV_161_0_load_156 | 53 | 0.11438 | 0.055396 | 0 | 0 |  | 1 | TRUE | wye
29 | MV_161_0_load_181 | 59 | 0.11732 | 0.056823 | 0 | 0 |  | 1 | TRUE | wye
30 | MV_161_0_load_231 | 60 | 0.060071 | 0.029094 | 0 | 0 |  | 1 | TRUE | wye
31 | MV_161_0_load_182 | 61 | 0.093956 | 0.045505 | 0 | 0 |  | 1 | TRUE | wye
32 | MV_161_0_load_233 | 62 | 0.11033 | 0.053436 | 0 | 0 |  | 1 | TRUE | wye
33 | MV_161_0_load_131 | 63 | 0.13427 | 0.065028 | 0 | 0 |  | 1 | TRUE | wye
34 | MV_161_0_load_204 | 64 | 0.086642 | 0.041963 | 0 | 0 |  | 1 | TRUE | wye
35 | MV_161_0_load_246 | 65 | 0.11956 | 0.057904 | 0 | 0 |  | 1 | TRUE | wye
36 | MV_161_0_load_102 | 67 | 0.096532 | 0.046752 | 0 | 0 |  | 1 | TRUE | wye
37 | MV_161_0_load_95 | 69 | 0.079552 | 0.038529 | 0 | 0 |  | 1 | TRUE | wye
38 | MV_161_0_load_97 | 70 | 0.15375 | 0.074465 | 0 | 0 |  | 1 | TRUE | wye
39 | MV_161_0_load_101 | 73 | 0.26121 | 0.12651 | 0 | 0 |  | 1 | TRUE | wye
40 | MV_161_0_load_112 | 75 | 0.14499 | 0.070223 | 0 | 0 |  | 1 | TRUE | wye
41 | MV_161_0_load_157 | 78 | 0.14611 | 0.070764 | 0 | 0 |  | 1 | TRUE | wye
42 | MV_161_0_load_148 | 79 | 0.12614 | 0.061091 | 0 | 0 |  | 1 | TRUE | wye
43 | MV_161_0_load_105 | 80 | 0.13325 | 0.064534 | 0 | 0 |  | 1 | TRUE | wye
44 | MV_161_0_load_106 | 82 | 0.1044 | 0.050565 | 0 | 0 |  | 1 | TRUE | wye
45 | MV_161_0_load_180 | 83 | 0.16476 | 0.079795 | 0 | 0 |  | 1 | TRUE | wye
46 | MV_161_0_load_113 | 84 | 0.10595 | 0.051312 | 0 | 0 |  | 1 | TRUE | wye
47 | MV_161_0_load_111 | 87 | 0.12452 | 0.06031 | 0 | 0 |  | 1 | TRUE | wye
48 | MV_161_0_load_216 | 89 | 0.077243 | 0.03741 | 0 | 0 |  | 1 | TRUE | wye
49 | MV_161_0_load_109 | 90 | 0.16406 | 0.07946 | 0 | 0 |  | 1 | TRUE | wye
50 | MV_161_0_load_239 | 91 | 0.14823 | 0.071791 | 0 | 0 |  | 1 | TRUE | wye
51 | MV_161_0_load_120 | 95 | 0.10501 | 0.050859 | 0 | 0 |  | 1 | TRUE | wye
52 | MV_161_0_load_116 | 96 | 0.13838 | 0.067018 | 0 | 0 |  | 1 | TRUE | wye
53 | MV_161_0_load_117 | 97 | 0.12568 | 0.060869 | 0 | 0 |  | 1 | TRUE | wye
54 | MV_161_0_load_165 | 100 | 0.093988 | 0.045521 | 0 | 0 |  | 1 | TRUE | wye
55 | MV_161_0_load_174 | 106 | 0.10758 | 0.052102 | 0 | 0 |  | 1 | TRUE | wye
56 | MV_161_0_load_125 | 107 | 0.13455 | 0.065164 | 0 | 0 |  | 1 | TRUE | wye
57 | MV_161_0_load_126 | 110 | 0.059032 | 0.02859 | 0 | 0 |  | 1 | TRUE | wye
58 | MV_161_0_load_250 | 111 | 0.075707 | 0.036666 | 0 | 0 |  | 1 | TRUE | wye
59 | MV_161_0_load_225 | 112 | 0.11422 | 0.05532 | 0 | 0 |  | 1 | TRUE | wye
60 | MV_161_0_load_158 | 113 | 0.087993 | 0.042617 | 0 | 0 |  | 1 | TRUE | wye
61 | MV_161_0_load_127 | 115 | 0.068613 | 0.033231 | 0 | 0 |  | 1 | TRUE | wye
62 | MV_161_0_load_133 | 117 | 0.085191 | 0.04126 | 0 | 0 |  | 1 | TRUE | wye
63 | MV_161_0_load_135 | 119 | 0.14743 | 0.071402 | 0 | 0 |  | 1 | TRUE | wye
64 | MV_161_0_load_147 | 121 | 0.090855 | 0.044003 | 0 | 0 |  | 1 | TRUE | wye
65 | MV_161_0_load_145 | 125 | 0.10439 | 0.050557 | 0 | 0 |  | 1 | TRUE | wye
66 | MV_161_0_load_137 | 126 | 0.12572 | 0.060889 | 0 | 0 |  | 1 | TRUE | wye
67 | MV_161_0_load_247 | 129 | 0.16395 | 0.079403 | 0 | 0 |  | 1 | TRUE | wye
68 | MV_161_0_load_142 | 130 | 0.059879 | 0.029001 | 0 | 0 |  | 1 | TRUE | wye
69 | MV_161_0_load_192 | 135 | 0.16215 | 0.078535 | 0 | 0 |  | 1 | TRUE | wye
70 | MV_161_0_load_191 | 137 | 0.084276 | 0.040817 | 0 | 0 |  | 1 | TRUE | wye
71 | MV_161_0_load_242 | 143 | 0.14197 | 0.068758 | 0 | 0 |  | 1 | TRUE | wye
72 | MV_161_0_load_171 | 144 | 0.14341 | 0.069459 | 0 | 0 |  | 1 | TRUE | wye
73 | MV_161_0_load_240 | 145 | 0.13749 | 0.066592 | 0 | 0 |  | 1 | TRUE | wye
74 | MV_161_0_load_162 | 148 | 0.13207 | 0.063966 | 0 | 0 |  | 1 | TRUE | wye
75 | MV_161_0_load_168 | 151 | 0.13576 | 0.065752 | 0 | 0 |  | 1 | TRUE | wye
76 | MV_161_0_load_185 | 153 | 0.15923 | 0.077117 | 0 | 0 |  | 1 | TRUE | wye
77 | MV_161_0_load_186 | 154 | 0.056803 | 0.027511 | 0 | 0 |  | 1 | TRUE | wye
78 | MV_161_0_load_228 | 155 | 0.16043 | 0.0777 | 0 | 0 |  | 1 | TRUE | wye
79 | MV_161_0_load_211 | 156 | 0.11212 | 0.054303 | 0 | 0 |  | 1 | TRUE | wye
80 | MV_161_0_load_248 | 157 | 0.12567 | 0.060865 | 0 | 0 |  | 1 | TRUE | wye
81 | MV_161_0_load_194 | 158 | 0.12948 | 0.06271 | 0 | 0 |  | 1 | TRUE | wye
82 | MV_161_0_load_198 | 160 | 0.14861 | 0.071974 | 0 | 0 |  | 1 | TRUE | wye
83 | MV_161_0_load_209 | 162 | 0.064986 | 0.031474 | 0 | 0 |  | 1 | TRUE | wye
84 | MV_161_0_load_199 | 165 | 0.070242 | 0.03402 | 0 | 0 |  | 1 | TRUE | wye
85 | MV_161_0_load_245 | 167 | 0.11267 | 0.054567 | 0 | 0 |  | 1 | TRUE | wye
86 | MV_161_0_load_205 | 170 | 0.070826 | 0.034303 | 0 | 0 |  | 1 | TRUE | wye

## ext_grid
| name | bus | vm_pu | va_degree | slack_weight | in_service
0 |  | 73 | 1 | 0 | 1 | TRUE

## line
| name | std_type | from_bus | to_bus | length_km | r_ohm_per_km | x_ohm_per_km | c_nf_per_km | g_us_per_km | max_i_ka | df | parallel | type | in_service
0 | MV_161_0_line_0 |  | 0 | 1 | 0.003987 | 0.445 | 0.132 | 190 | 0 | 0.22 | 1 | 1 | cs | TRUE
1 | MV_161_0_line_1 |  | 0 | 2 | 0.053868 | 0.445 | 0.132 | 190 | 0 | 0.22 | 1 | 1 | cs | TRUE
2 | MV_161_0_line_2 |  | 1 | 3 | 0.094391 | 0.445 | 0.132 | 190 | 0 | 0.22 | 1 | 1 | cs | TRUE
3 | MV_161_0_line_3 |  | 1 | 4 | 0.13848 | 0.445 | 0.132 | 190 | 0 | 0.22 | 1 | 1 | cs | TRUE
4 | MV_161_0_line_4 |  | 2 | 5 | 0.17028 | 0.445 | 0.132 | 190 | 0 | 0.22 | 1 | 1 | cs | TRUE
5 | MV_161_0_line_5 |  | 3 | 6 | 0.08185 | 0.5939 | 0.372 | 9.5 | 0 | 0.21 | 1 | 1 | ol | TRUE
6 | MV_161_0_line_6 |  | 4 | 7 | 0.1107 | 0.445 | 0.132 | 190 | 0 | 0.22 | 1 | 1 | cs | TRUE
7 | MV_161_0_line_7 |  | 4 | 8 | 0.050131 | 0.445 | 0.132 | 190 | 0 | 0.22 | 1 | 1 | cs | TRUE
8 | MV_161_0_line_8 |  | 5 | 10 | 0.063734 | 0.5939 | 0.372 | 9.5 | 0 | 0.21 | 1 | 1 | ol | TRUE
9 | MV_161_0_line_9 |  | 6 | 14 | 0.097078 | 0.445 | 0.132 | 190 | 0 | 0.22 | 1 | 1 | cs | TRUE
10 | MV_161_0_line_10 |  | 7 | 9 | 0.052421 | 0.445 | 0.132 | 190 | 0 | 0.22 | 1 | 1 | cs | TRUE
11 | MV_161_0_line_11 |  | 8 | 16 | 0.1672 | 0.5939 | 0.372 | 9.5 | 0 | 0.21 | 1 | 1 | ol | TRUE
12 | MV_161_0_line_12 |  | 8 | 17 | 1.6073 | 0.306 | 0.35 | 10 | 0 | 0.35 | 1 | 1 | ol | TRUE
13 | MV_161_0_line_13 |  | 11 | 12 | 0.058118 | 0.445 | 0.132 | 190 | 0 | 0.22 | 1 | 1 | cs | TRUE
14 | MV_161_0_line_14 |  | 11 | 13 | 0.052841 | 0.5939 | 0.372 | 9.5 | 0 | 0.21 | 1 | 1 | ol | TRUE
15 | MV_161_0_line_15 |  | 12 | 20 | 0.12732 | 0.445 | 0.132 | 190 | 0 | 0.22 | 1 | 1 | cs | TRUE
16 | MV_161_0_line_16 |  | 12 | 21 | 0.009879 | 0.445 | 0.132 | 190 | 0 | 0.22 | 1 | 1 | cs | TRUE
17 | MV_161_0_line_17 |  | 13 | 22 | 0.14005 | 0.5939 | 0.372 | 9.5 | 0 | 0.21 | 1 | 1 | ol | TRUE
18 | MV_161_0_line_18 |  | 14 | 15 | 0.13439 | 0.445 | 0.132 | 190 | 0 | 0.22 | 1 | 1 | cs | TRUE
19 | MV_161_0_line_19 |  | 15 | 20 | 0.13772 | 0.5939 | 0.372 | 9.5 | 0 | 0.21 | 1 | 1 | ol | TRUE
20 | MV_161_0_line_20 |  | 16 | 23 | 0.075064 | 0.445 | 0.132 | 190 | 0 | 0.22 | 1 | 1 | cs | TRUE
21 | MV_161_0_line_21 |  | 17 | 30 | 1.1613 | 0.161 | 0.117 | 273 | 0 | 0.362 | 1 | 1 | cs | TRUE
22 | MV_161_0_line_22 |  | 17 | 29 | 0.15825 | 0.5939 | 0.372 | 9.5 | 0 | 0.21 | 1 | 1 | ol | TRUE
23 | MV_161_0_line_23 |  | 18 | 19 | 0.052666 | 0.445 | 0.132 | 190 | 0 | 0.22 | 1 | 1 | cs | TRUE
24 | MV_161_0_line_24 |  | 19 | 31 | 0.16726 | 0.5939 | 0.372 | 9.5 | 0 | 0.21 | 1 | 1 | ol | TRUE
25 | MV_161_0_line_25 |  | 22 | 31 | 0.040206 | 0.445 | 0.132 | 190 | 0 | 0.22 | 1 | 1 | cs | TRUE
26 | MV_161_0_line_26 |  | 23 | 24 | 0.029373 | 0.445 | 0.132 | 190 | 0 | 0.22 | 1 | 1 | cs | TRUE
27 | MV_161_0_line_27 |  | 23 | 25 | 0.027113 | 0.445 | 0.132 | 190 | 0 | 0.22 | 1 | 1 | cs | TRUE
28 | MV_161_0_line_28 |  | 26 | 27 | 0.042159 | 0.445 | 0.132 | 190 | 0 | 0.22 | 1 | 1 | cs | TRUE
29 | MV_161_0_line_29 |  | 26 | 28 | 0.26288 | 0.5939 | 0.372 | 9.5 | 0 | 0.21 | 1 | 1 | ol | TRUE
30 | MV_161_0_line_30 |  | 27 | 29 | 0.11932 | 0.445 | 0.132 | 190 | 0 | 0.22 | 1 | 1 | cs | TRUE
31 | MV_161_0_line_31 |  | 30 | 35 | 0.086375 | 0.161 | 0.117 | 273 | 0 | 0.362 | 1 | 1 | cs | TRUE
32 | MV_161_0_line_32 |  | 31 | 34 | 0.094091 | 0.445 | 0.132 | 190 | 0 | 0.22 | 1 | 1 | cs | TRUE
33 | MV_161_0_line_33 |  | 32 | 33 | 0.087452 | 0.445 | 0.132 | 190 | 0 | 0.22 | 1 | 1 | cs | TRUE
34 | MV_161_0_line_34 |  | 33 | 34 | 0.078502 | 0.445 | 0.132 | 190 | 0 | 0.22 | 1 | 1 | cs | TRUE
35 | MV_161_0_line_35 |  | 35 | 36 | 0.25304 | 0.2376 | 0.344 | 10.3 | 0 | 0.41 | 1 | 1 | ol | TRUE
36 | MV_161_0_line_36 |  | 36 | 37 | 0.075737 | 0.122 | 0.112 | 304 | 0 | 0.421 | 1 | 1 | cs | TRUE
37 | MV_161_0_line_37 |  | 37 | 38 | 0.25262 | 0.2376 | 0.344 | 10.3 | 0 | 0.41 | 1 | 1 | ol | TRUE
38 | MV_161_0_line_38 |  | 38 | 39 | 0.11405 | 0.5939 | 0.372 | 9.5 | 0 | 0.21 | 1 | 1 | ol | TRUE
39 | MV_161_0_line_39 |  | 38 | 40 | 0.12091 | 0.122 | 0.112 | 304 | 0 | 0.421 | 1 | 1 | cs | TRUE
40 | MV_161_0_line_40 |  | 39 | 41 | 0.10675 | 0.5939 | 0.372 | 9.5 | 0 | 0.21 | 1 | 1 | ol | TRUE
41 | MV_161_0_line_41 |  | 40 | 42 | 1.1894 | 0.122 | 0.112 | 304 | 0 | 0.421 | 1 | 1 | cs | TRUE
42 | MV_161_0_line_42 |  | 42 | 46 | 0.82676 | 0.5939 | 0.372 | 9.5 | 0 | 0.21 | 1 | 1 | ol | TRUE
43 | MV_161_0_line_43 |  | 42 | 43 | 0.047709 | 0.122 | 0.112 | 304 | 0 | 0.421 | 1 | 1 | cs | TRUE
44 | MV_161_0_line_44 |  | 43 | 44 | 0.02541 | 0.122 | 0.112 | 304 | 0 | 0.421 | 1 | 1 | cs | TRUE
45 | MV_161_0_line_45 |  | 44 | 45 | 0.99919 | 0.122 | 0.112 | 304 | 0 | 0.421 | 1 | 1 | cs | TRUE
46 | MV_161_0_line_46 |  | 45 | 47 | 0.038843 | 0.122 | 0.112 | 304 | 0 | 0.421 | 1 | 1 | cs | TRUE
47 | MV_161_0_line_47 |  | 45 | 48 | 0.14911 | 0.5939 | 0.372 | 9.5 | 0 | 0.21 | 1 | 1 | ol | TRUE
48 | MV_161_0_line_48 |  | 46 | 51 | 0.13769 | 0.5939 | 0.372 | 9.5 | 0 | 0.21 | 1 | 1 | ol | TRUE
49 | MV_161_0_line_49 |  | 47 | 54 | 0.027601 | 0.2376 | 0.344 | 10.3 | 0 | 0.41 | 1 | 1 | ol | TRUE
50 | MV_161_0_line_50 |  | 49 | 50 | 0.014108 | 0.445 | 0.132 | 190 | 0 | 0.22 | 1 | 1 | cs | TRUE
51 | MV_161_0_line_51 |  | 50 | 51 | 0.050809 | 0.445 | 0.132 | 190 | 0 | 0.22 | 1 | 1 | cs | TRUE
52 | MV_161_0_line_52 |  | 50 | 52 | 0.10235 | 0.445 | 0.132 | 190 | 0 | 0.22 | 1 | 1 | cs | TRUE
53 | MV_161_0_line_53 |  | 52 | 53 | 0.044515 | 0.445 | 0.132 | 190 | 0 | 0.22 | 1 | 1 | cs | TRUE
54 | MV_161_0_line_54 |  | 54 | 73 | 0.082831 | 0.103 | 0.058 | 500 | 0 | 0.638 | 1 | 1 | cs | TRUE
55 | MV_161_0_line_55 |  | 54 | 72 | 0.04887 | 0.103 | 0.058 | 500 | 0 | 0.638 | 1 | 1 | cs | TRUE
56 | MV_161_0_line_56 |  | 55 | 56 | 0.19503 | 0.445 | 0.132 | 190 | 0 | 0.22 | 1 | 1 | cs | TRUE
57 | MV_161_0_line_57 |  | 55 | 57 | 0.039691 | 0.445 | 0.132 | 190 | 0 | 0.22 | 1 | 1 | cs | TRUE
58 | MV_161_0_line_58 |  | 55 | 58 | 0.08679 | 0.445 | 0.132 | 190 | 0 | 0.22 | 1 | 1 | cs | TRUE
59 | MV_161_0_line_59 |  | 55 | 59 | 0.028584 | 0.445 | 0.132 | 190 | 0 | 0.22 | 1 | 1 | cs | TRUE
60 | MV_161_0_line_60 |  | 56 | 60 | 0.057576 | 0.445 | 0.132 | 190 | 0 | 0.22 | 1 | 1 | cs | TRUE
61 | MV_161_0_line_61 |  | 57 | 89 | 0.039232 | 0.445 | 0.132 | 190 | 0 | 0.22 | 1 | 1 | cs | TRUE
62 | MV_161_0_line_62 |  | 58 | 62 | 0.006671 | 0.445 | 0.132 | 190 | 0 | 0.22 | 1 | 1 | cs | TRUE
63 | MV_161_0_line_63 |  | 59 | 61 | 0.02265 | 0.445 | 0.132 | 190 | 0 | 0.22 | 1 | 1 | cs | TRUE
64 | MV_161_0_line_64 |  | 60 | 63 | 1.1717 | 0.5939 | 0.372 | 9.5 | 0 | 0.21 | 1 | 1 | ol | TRUE
65 | MV_161_0_line_65 |  | 63 | 116 | 2.5301 | 0.5939 | 0.372 | 9.5 | 0 | 0.21 | 1 | 1 | ol | TRUE
66 | MV_161_0_line_66 |  | 64 | 65 | 1.564 | 0.5939 | 0.372 | 9.5 | 0 | 0.21 | 1 | 1 | ol | TRUE
67 | MV_161_0_line_67 |  | 64 | 66 | 0.25819 | 0.5939 | 0.372 | 9.5 | 0 | 0.21 | 1 | 1 | ol | TRUE
68 | MV_161_0_line_68 |  | 65 | 168 | 0.029584 | 0.445 | 0.132 | 190 | 0 | 0.22 | 1 | 1 | cs | TRUE
69 | MV_161_0_line_69 |  | 65 | 169 | 0.036695 | 0.445 | 0.132 | 190 | 0 | 0.22 | 1 | 1 | cs | TRUE
70 | MV_161_0_line_70 |  | 66 | 161 | 0.94697 | 0.445 | 0.132 | 190 | 0 | 0.22 | 1 | 1 | cs | TRUE
71 | MV_161_0_line_71 |  | 66 | 159 | 0.37429 | 0.445 | 0.132 | 190 | 0 | 0.22 | 1 | 1 | cs | TRUE
72 | MV_161_0_line_72 |  | 67 | 68 | 0.08049 | 0.5939 | 0.372 | 9.5 | 0 | 0.21 | 1 | 1 | ol | TRUE
73 | MV_161_0_line_73 |  | 68 | 76 | 0.13955 | 0.445 | 0.132 | 190 | 0 | 0.22 | 1 | 1 | cs | TRUE
74 | MV_161_0_line_74 |  | 69 | 70 | 0.059285 | 0.445 | 0.132 | 190 | 0 | 0.22 | 1 | 1 | cs | TRUE
75 | MV_161_0_line_75 |  | 70 | 71 | 0.044413 | 0.445 | 0.132 | 190 | 0 | 0.22 | 1 | 1 | cs | TRUE
76 | MV_161_0_line_76 |  | 71 | 74 | 0.080924 | 0.103 | 0.058 | 500 | 0 | 0.638 | 1 | 1 | cs | TRUE
77 | MV_161_0_line_77 |  | 71 | 72 | 0.076149 | 0.119 | 0.32 | 11 | 0 | 0.645 | 1 | 1 | ol | TRUE
78 | MV_161_0_line_78 |  | 74 | 75 | 0.015335 | 0.103 | 0.058 | 500 | 0 | 0.638 | 1 | 1 | cs | TRUE
79 | MV_161_0_line_79 |  | 75 | 87 | 0.056539 | 0.119 | 0.32 | 11 | 0 | 0.645 | 1 | 1 | ol | TRUE
80 | MV_161_0_line_80 |  | 76 | 78 | 0.007825 | 0.445 | 0.132 | 190 | 0 | 0.22 | 1 | 1 | cs | TRUE
81 | MV_161_0_line_81 |  | 77 | 78 | 0.94529 | 0.5939 | 0.372 | 9.5 | 0 | 0.21 | 1 | 1 | ol | TRUE
82 | MV_161_0_line_82 |  | 77 | 79 | 0.050356 | 0.445 | 0.132 | 190 | 0 | 0.22 | 1 | 1 | cs | TRUE
83 | MV_161_0_line_83 |  | 79 | 140 | 0.2075 | 0.5939 | 0.372 | 9.5 | 0 | 0.21 | 1 | 1 | ol | TRUE
84 | MV_161_0_line_84 |  | 80 | 81 | 0.040978 | 0.445 | 0.132 | 190 | 0 | 0.22 | 1 | 1 | cs | TRUE
85 | MV_161_0_line_85 |  | 80 | 82 | 0.043585 | 0.5939 | 0.372 | 9.5 | 0 | 0.21 | 1 | 1 | ol | TRUE
86 | MV_161_0_line_86 |  | 81 | 83 | 0.082884 | 0.5939 | 0.372 | 9.5 | 0 | 0.21 | 1 | 1 | ol | TRUE
87 | MV_161_0_line_87 |  | 81 | 84 | 0.101 | 0.5939 | 0.372 | 9.5 | 0 | 0.21 | 1 | 1 | ol | TRUE
88 | MV_161_0_line_88 |  | 82 | 85 | 0.012927 | 0.445 | 0.132 | 190 | 0 | 0.22 | 1 | 1 | cs | TRUE
89 | MV_161_0_line_89 |  | 84 | 86 | 0.029042 | 0.103 | 0.058 | 500 | 0 | 0.638 | 1 | 1 | cs | TRUE
90 | MV_161_0_line_90 |  | 84 | 87 | 0.053191 | 0.103 | 0.058 | 500 | 0 | 0.638 | 1 | 1 | cs | TRUE
91 | MV_161_0_line_91 |  | 85 | 88 | 0.035668 | 0.445 | 0.132 | 190 | 0 | 0.22 | 1 | 1 | cs | TRUE
92 | MV_161_0_line_92 |  | 86 | 94 | 0.013029 | 0.103 | 0.058 | 500 | 0 | 0.638 | 1 | 1 | cs | TRUE
93 | MV_161_0_line_93 |  | 88 | 89 | 0.048771 | 0.445 | 0.132 | 190 | 0 | 0.22 | 1 | 1 | cs | TRUE
94 | MV_161_0_line_94 |  | 90 | 91 | 1.5421 | 0.5939 | 0.372 | 9.5 | 0 | 0.21 | 1 | 1 | ol | TRUE
95 | MV_161_0_line_95 |  | 91 | 92 | 0.005338 | 0.445 | 0.132 | 190 | 0 | 0.22 | 1 | 1 | cs | TRUE
96 | MV_161_0_line_96 |  | 91 | 93 | 1.2598 | 0.5939 | 0.372 | 9.5 | 0 | 0.21 | 1 | 1 | ol | TRUE
97 | MV_161_0_line_97 |  | 92 | 147 | 0.1534 | 0.445 | 0.132 | 190 | 0 | 0.22 | 1 | 1 | cs | TRUE
98 | MV_161_0_line_98 |  | 93 | 170 | 0.072123 | 0.445 | 0.132 | 190 | 0 | 0.22 | 1 | 1 | cs | TRUE
99 | MV_161_0_line_99 |  | 94 | 95 | 0.020195 | 0.103 | 0.058 | 500 | 0 | 0.638 | 1 | 1 | cs | TRUE
100 | MV_161_0_line_100 |  | 95 | 102 | 0.050173 | 0.103 | 0.058 | 500 | 0 | 0.638 | 1 | 1 | cs | TRUE
101 | MV_161_0_line_101 |  | 96 | 97 | 0.021053 | 0.445 | 0.132 | 190 | 0 | 0.22 | 1 | 1 | cs | TRUE
102 | MV_161_0_line_102 |  | 96 | 98 | 0.024481 | 0.445 | 0.132 | 190 | 0 | 0.22 | 1 | 1 | cs | TRUE
103 | MV_161_0_line_103 |  | 98 | 99 | 0.016296 | 0.445 | 0.132 | 190 | 0 | 0.22 | 1 | 1 | cs | TRUE
104 | MV_161_0_line_104 |  | 99 | 100 | 0.07843 | 0.5939 | 0.372 | 9.5 | 0 | 0.21 | 1 | 1 | ol | TRUE
105 | MV_161_0_line_105 |  | 100 | 101 | 0.013695 | 0.445 | 0.132 | 190 | 0 | 0.22 | 1 | 1 | cs | TRUE
106 | MV_161_0_line_106 |  | 101 | 104 | 0.072326 | 0.445 | 0.132 | 190 | 0 | 0.22 | 1 | 1 | cs | TRUE
107 | MV_161_0_line_107 |  | 102 | 103 | 0.07185 | 0.103 | 0.058 | 500 | 0 | 0.638 | 1 | 1 | cs | TRUE
108 | MV_161_0_line_108 |  | 103 | 107 | 0.027839 | 0.5939 | 0.372 | 9.5 | 0 | 0.21 | 1 | 1 | ol | TRUE
109 | MV_161_0_line_109 |  | 103 | 104 | 0.08666 | 0.122 | 0.112 | 304 | 0 | 0.421 | 1 | 1 | cs | TRUE
110 | MV_161_0_line_110 |  | 104 | 105 | 0.15323 | 0.122 | 0.112 | 304 | 0 | 0.421 | 1 | 1 | cs | TRUE
111 | MV_161_0_line_111 |  | 104 | 106 | 0.018045 | 0.445 | 0.132 | 190 | 0 | 0.22 | 1 | 1 | cs | TRUE
112 | MV_161_0_line_112 |  | 105 | 108 | 0.082406 | 0.2376 | 0.344 | 10.3 | 0 | 0.41 | 1 | 1 | ol | TRUE
113 | MV_161_0_line_113 |  | 106 | 109 | 0.048198 | 0.445 | 0.132 | 190 | 0 | 0.22 | 1 | 1 | cs | TRUE
114 | MV_161_0_line_114 |  | 108 | 152 | 0.087198 | 0.122 | 0.112 | 304 | 0 | 0.421 | 1 | 1 | cs | TRUE
115 | MV_161_0_line_115 |  | 108 | 151 | 0.010425 | 0.445 | 0.132 | 190 | 0 | 0.22 | 1 | 1 | cs | TRUE
116 | MV_161_0_line_116 |  | 109 | 142 | 0.010169 | 0.445 | 0.132 | 190 | 0 | 0.22 | 1 | 1 | cs | TRUE
117 | MV_161_0_line_117 |  | 110 | 111 | 3.3975 | 0.5939 | 0.372 | 9.5 | 0 | 0.21 | 1 | 1 | ol | TRUE
118 | MV_161_0_line_118 |  | 111 | 112 | 1.8466 | 0.5939 | 0.372 | 9.5 | 0 | 0.21 | 1 | 1 | ol | TRUE
119 | MV_161_0_line_119 |  | 112 | 150 | 0.17898 | 0.5939 | 0.372 | 9.5 | 0 | 0.21 | 1 | 1 | ol | TRUE
120 | MV_161_0_line_120 |  | 113 | 114 | 0.02994 | 0.5939 | 0.372 | 9.5 | 0 | 0.21 | 1 | 1 | ol | TRUE
121 | MV_161_0_line_121 |  | 114 | 147 | 0.19269 | 0.445 | 0.132 | 190 | 0 | 0.22 | 1 | 1 | cs | TRUE
122 | MV_161_0_line_122 |  | 115 | 116 | 0.040581 | 0.445 | 0.132 | 190 | 0 | 0.22 | 1 | 1 | cs | TRUE
123 | MV_161_0_line_123 |  | 117 | 118 | 0.18526 | 0.5939 | 0.372 | 9.5 | 0 | 0.21 | 1 | 1 | ol | TRUE
124 | MV_161_0_line_124 |  | 118 | 119 | 0.047983 | 0.445 | 0.132 | 190 | 0 | 0.22 | 1 | 1 | cs | TRUE
125 | MV_161_0_line_125 |  | 119 | 123 | 0.038558 | 0.445 | 0.132 | 190 | 0 | 0.22 | 1 | 1 | cs | TRUE
126 | MV_161_0_line_126 |  | 120 | 121 | 0.025114 | 0.445 | 0.132 | 190 | 0 | 0.22 | 1 | 1 | cs | TRUE
127 | MV_161_0_line_127 |  | 120 | 122 | 0.4054 | 0.445 | 0.132 | 190 | 0 | 0.22 | 1 | 1 | cs | TRUE
128 | MV_161_0_line_128 |  | 121 | 123 | 0.058182 | 0.5939 | 0.372 | 9.5 | 0 | 0.21 | 1 | 1 | ol | TRUE
129 | MV_161_0_line_129 |  | 121 | 124 | 0.20341 | 0.5939 | 0.372 | 9.5 | 0 | 0.21 | 1 | 1 | ol | TRUE
130 | MV_161_0_line_130 |  | 122 | 126 | 0.077523 | 0.445 | 0.132 | 190 | 0 | 0.22 | 1 | 1 | cs | TRUE
131 | MV_161_0_line_131 |  | 124 | 125 | 0.054023 | 0.445 | 0.132 | 190 | 0 | 0.22 | 1 | 1 | cs | TRUE
132 | MV_161_0_line_132 |  | 125 | 131 | 0.52158 | 0.5939 | 0.372 | 9.5 | 0 | 0.21 | 1 | 1 | ol | TRUE
133 | MV_161_0_line_133 |  | 126 | 127 | 0.11345 | 0.5939 | 0.372 | 9.5 | 0 | 0.21 | 1 | 1 | ol | TRUE
134 | MV_161_0_line_134 |  | 127 | 128 | 0.30326 | 0.445 | 0.132 | 190 | 0 | 0.22 | 1 | 1 | cs | TRUE
135 | MV_161_0_line_135 |  | 128 | 129 | 0.022742 | 0.445 | 0.132 | 190 | 0 | 0.22 | 1 | 1 | cs | TRUE
136 | MV_161_0_line_136 |  | 130 | 131 | 0.021784 | 0.445 | 0.132 | 190 | 0 | 0.22 | 1 | 1 | cs | TRUE
137 | MV_161_0_line_137 |  | 130 | 132 | 0.51428 | 0.5939 | 0.372 | 9.5 | 0 | 0.21 | 1 | 1 | ol | TRUE
138 | MV_161_0_line_138 |  | 132 | 133 | 1.1544 | 0.122 | 0.112 | 304 | 0 | 0.421 | 1 | 1 | cs | TRUE
139 | MV_161_0_line_139 |  | 132 | 134 | 0.24734 | 0.2376 | 0.344 | 10.3 | 0 | 0.41 | 1 | 1 | ol | TRUE
140 | MV_161_0_line_140 |  | 133 | 139 | 0.39091 | 0.122 | 0.112 | 304 | 0 | 0.421 | 1 | 1 | cs | TRUE
141 | MV_161_0_line_141 |  | 134 | 156 | 1.4851 | 0.306 | 0.35 | 10 | 0 | 0.35 | 1 | 1 | ol | TRUE
142 | MV_161_0_line_142 |  | 134 | 155 | 0.11003 | 0.445 | 0.132 | 190 | 0 | 0.22 | 1 | 1 | cs | TRUE
143 | MV_161_0_line_143 |  | 135 | 136 | 0.26089 | 0.5939 | 0.372 | 9.5 | 0 | 0.21 | 1 | 1 | ol | TRUE
144 | MV_161_0_line_144 |  | 136 | 137 | 0.2619 | 0.2376 | 0.344 | 10.3 | 0 | 0.41 | 1 | 1 | ol | TRUE
145 | MV_161_0_line_145 |  | 136 | 138 | 0.091292 | 0.5939 | 0.372 | 9.5 | 0 | 0.21 | 1 | 1 | ol | TRUE
146 | MV_161_0_line_146 |  | 136 | 139 | 0.5857 | 0.122 | 0.112 | 304 | 0 | 0.421 | 1 | 1 | cs | TRUE
147 | MV_161_0_line_147 |  | 137 | 153 | 0.13384 | 0.2376 | 0.344 | 10.3 | 0 | 0.41 | 1 | 1 | ol | TRUE
148 | MV_161_0_line_148 |  | 138 | 157 | 0.008264 | 0.445 | 0.132 | 190 | 0 | 0.22 | 1 | 1 | cs | TRUE
149 | MV_161_0_line_149 |  | 139 | 154 | 0.065386 | 0.445 | 0.132 | 190 | 0 | 0.22 | 1 | 1 | cs | TRUE
150 | MV_161_0_line_150 |  | 140 | 141 | 0.091085 | 0.445 | 0.132 | 190 | 0 | 0.22 | 1 | 1 | cs | TRUE
151 | MV_161_0_line_151 |  | 141 | 142 | 0.080236 | 0.445 | 0.132 | 190 | 0 | 0.22 | 1 | 1 | cs | TRUE
152 | MV_161_0_line_152 |  | 141 | 143 | 0.039853 | 0.5939 | 0.372 | 9.5 | 0 | 0.21 | 1 | 1 | ol | TRUE
153 | MV_161_0_line_153 |  | 142 | 144 | 0.076211 | 0.445 | 0.132 | 190 | 0 | 0.22 | 1 | 1 | cs | TRUE
154 | MV_161_0_line_154 |  | 143 | 146 | 0.009404 | 0.445 | 0.132 | 190 | 0 | 0.22 | 1 | 1 | cs | TRUE
155 | MV_161_0_line_155 |  | 145 | 146 | 0.002673 | 0.445 | 0.132 | 190 | 0 | 0.22 | 1 | 1 | cs | TRUE
156 | MV_161_0_line_156 |  | 147 | 148 | 0.05175 | 0.445 | 0.132 | 190 | 0 | 0.22 | 1 | 1 | cs | TRUE
157 | MV_161_0_line_157 |  | 148 | 149 | 0.009963 | 0.445 | 0.132 | 190 | 0 | 0.22 | 1 | 1 | cs | TRUE
158 | MV_161_0_line_158 |  | 149 | 150 | 0.22649 | 0.445 | 0.132 | 190 | 0 | 0.22 | 1 | 1 | cs | TRUE
159 | MV_161_0_line_159 |  | 152 | 153 | 0.071122 | 0.2376 | 0.344 | 10.3 | 0 | 0.41 | 1 | 1 | ol | TRUE
160 | MV_161_0_line_160 |  | 156 | 172 | 0.017122 | 0.445 | 0.132 | 190 | 0 | 0.22 | 1 | 1 | cs | TRUE
161 | MV_161_0_line_161 |  | 158 | 159 | 0.12115 | 0.5939 | 0.372 | 9.5 | 0 | 0.21 | 1 | 1 | ol | TRUE
162 | MV_161_0_line_162 |  | 159 | 160 | 0.022546 | 0.445 | 0.132 | 190 | 0 | 0.22 | 1 | 1 | cs | TRUE
163 | MV_161_0_line_163 |  | 161 | 162 | 0.079154 | 0.445 | 0.132 | 190 | 0 | 0.22 | 1 | 1 | cs | TRUE
164 | MV_161_0_line_164 |  | 162 | 163 | 0.25564 | 0.5939 | 0.372 | 9.5 | 0 | 0.21 | 1 | 1 | ol | TRUE
165 | MV_161_0_line_165 |  | 162 | 164 | 0.19538 | 0.5939 | 0.372 | 9.5 | 0 | 0.21 | 1 | 1 | ol | TRUE
166 | MV_161_0_line_166 |  | 163 | 167 | 0.012791 | 0.445 | 0.132 | 190 | 0 | 0.22 | 1 | 1 | cs | TRUE
167 | MV_161_0_line_167 |  | 164 | 166 | 0.19161 | 0.445 | 0.132 | 190 | 0 | 0.22 | 1 | 1 | cs | TRUE
168 | MV_161_0_line_168 |  | 165 | 166 | 0.12482 | 0.445 | 0.132 | 190 | 0 | 0.22 | 1 | 1 | cs | TRUE
169 | MV_161_0_line_169 |  | 168 | 171 | 0.23906 | 0.445 | 0.132 | 190 | 0 | 0.22 | 1 | 1 | cs | TRUE
170 | MV_161_0_line_170 |  | 169 | 172 | 0.056797 | 0.445 | 0.132 | 190 | 0 | 0.22 | 1 | 1 | cs | TRUE
171 | MV_161_0_line_171 |  | 170 | 171 | 0.12375 | 0.5939 | 0.372 | 9.5 | 0 | 0.21 | 1 | 1 | ol | TRUE

## trafo
| name | std_type | hv_bus | lv_bus | sn_mva | vn_hv_kv | vn_lv_kv | vk_percent | vkr_percent | pfe_kw | i0_percent | shift_degree | tap_side | tap_neutral | tap_min | tap_max | tap_step_percent | tap_step_degree | tap_pos | tap_phase_shifter | parallel | df | in_service
0 | MV_161_0_trafo_101 | 25 MVA 110/20 kV | 173 | 73 | 25 | 110 | 20 | 12 | 0.41 | 14 | 0.07 | 150 | hv | 0 | -9 | 9 | 1.5 | 0 | 0 | FALSE | 1 | 1 | TRUE

## bus_geodata
| x | y | coords
0 | 2736935.3903 | 1184842.243
1 | 2736938.9334 | 1184844.0714
2 | 2736884.1251 | 1184838.6259
3 | 2736928.9267 | 1184768.7733
4 | 2737061.3928 | 1184903.6841
5 | 2736847.1817 | 1184973.631
6 | 2736864.9274 | 1184717.7494
7 | 2737015.4582 | 1184949.28
8 | 2737103.3263 | 1184931.126
9 | 2737012.5278 | 1184998.2509
10 | 2736846.1909 | 1185037.3576
11 | 2736695.5777 | 1184881.4991
12 | 2736717.4436 | 1184827.8009
13 | 2736644.2371 | 1184868.9962
14 | 2736809.7997 | 1184638.6738
15 | 2736675.7296 | 1184631.3785
16 | 2737154.613 | 1185090.2619
17 | 2738135.4562 | 1183699.0345
18 | 2736690.4921 | 1185037.0256
19 | 2736642.2651 | 1185056.107
20 | 2736618.676 | 1184756.7266
21 | 2736727.0898 | 1184830.0561
22 | 2736538.0177 | 1184960.2675
23 | 2737213.5674 | 1185136.2473
24 | 2737232.9671 | 1185158.331
25 | 2737239.7253 | 1185130.3196
26 | 2738441.0099 | 1183679.7812
27 | 2738403.5644 | 1183660.2344
28 | 2738687.0786 | 1183772.2759
29 | 2738285.2514 | 1183648.016
30 | 2737075.7649 | 1183544.8949
31 | 2736498.9003 | 1184969.9615
32 | 2736267.4142 | 1185072.3493
33 | 2736348.0401 | 1185039.08
34 | 2736422.0684 | 1185015.925
35 | 2736989.2684 | 1183549.6097
36 | 2736738.3226 | 1183517.0983
37 | 2736664.5499 | 1183499.0794
38 | 2736437.9023 | 1183387.5184
39 | 2736324.8191 | 1183372.7004
40 | 2736388.117 | 1183277.2892
41 | 2736264.5301 | 1183284.606
42 | 2735954.5452 | 1182331.7458
43 | 2735906.7661 | 1182334.2977
44 | 2735907.112 | 1182308.9527
45 | 2734978.2987 | 1182095.8591
46 | 2736731.7342 | 1182049.7838
47 | 2734958.1009 | 1182129.0631
48 | 2735055.6257 | 1181968.3701
49 | 2736909.7711 | 1182119.0118
50 | 2736896.4035 | 1182123.6323
51 | 2736865.2443 | 1182083.4343
52 | 2736935.8274 | 1182215.9928
53 | 2736916.2657 | 1182255.9879
54 | 2734944.3082 | 1182152.9708
55 | 2735185.93 | 1181873.3457
56 | 2735375.9829 | 1181885.4104
57 | 2735170.5414 | 1181843.6649
58 | 2735129.0735 | 1181900.896
59 | 2735181.6977 | 1181900.4265
60 | 2735350.0803 | 1181835.8988
61 | 2735180.6566 | 1181923.0529
62 | 2735122.3846 | 1181900.7451
63 | 2736068.8276 | 1180910.5714
64 | 2730640.7153 | 1179965.293
65 | 2731801.7286 | 1181013.2397
66 | 2730437.8569 | 1180125.0181
67 | 2734454.1237 | 1180280.5327
68 | 2734508.0852 | 1180340.2549
69 | 2734823.8407 | 1182119.9127
70 | 2734816.3344 | 1182061.7328
71 | 2734860.847 | 1182063.1685
72 | 2734903.0943 | 1182126.523
73 | 2734893.2518 | 1182180.9654
74 | 2734865.5659 | 1181982.5132
75 | 2734865.7506 | 1181967.1834
76 | 2734459.1421 | 1180446.4601
77 | 2734950.842 | 1181261.9828
78 | 2734459.7695 | 1180454.2579
79 | 2734939.1353 | 1181310.901
80 | 2735020.1196 | 1181862.1893
81 | 2734979.1096 | 1181859.5081
82 | 2735063.5962 | 1181865.2599
83 | 2734984.7621 | 1181776.8168
84 | 2734878.1239 | 1181861.1031
85 | 2735076.5467 | 1181865.8744
86 | 2734867.7211 | 1181834.193
87 | 2734865.106 | 1181910.648
88 | 2735083.6677 | 1181830.9415
89 | 2735131.529 | 1181839.8588
90 | 2731627.3478 | 1183596.794
91 | 2730853.2197 | 1182263.1093
92 | 2730848.0478 | 1182261.7287
93 | 2731414.25 | 1181135.0923
94 | 2734865.0363 | 1181821.4451
95 | 2734854.9447 | 1181804.4607
96 | 2734701.8227 | 1181569.1769
97 | 2734721.6761 | 1181576.1835
98 | 2734693.6755 | 1181592.2623
99 | 2734684.0852 | 1181604.5896
100 | 2734737.2378 | 1181662.2612
101 | 2734746.5536 | 1181672.3227
102 | 2734846.0853 | 1181755.8132
103 | 2734797.4303 | 1181784.5631
104 | 2734812.3155 | 1181699.9
105 | 2734712.1519 | 1181732.7734
106 | 2734830.3992 | 1181699.2061
107 | 2734773.2637 | 1181770.7426
108 | 2734631.9381 | 1181751.6525
109 | 2734833.6612 | 1181656.4469
110 | 2728060.3842 | 1185559.0681
111 | 2728579.086 | 1182201.3524
112 | 2730416.4945 | 1182017.375
113 | 2730629.6595 | 1182409.9431
114 | 2730651.9945 | 1182390.0038
115 | 2737087.0902 | 1178561.8841
116 | 2737099.6043 | 1178599.9327
117 | 2733669.286 | 1183138.8302
118 | 2733853.0255 | 1183115.1572
119 | 2733899.7641 | 1183104.8156
120 | 2733959.1928 | 1183095.0139
121 | 2733957.2092 | 1183069.9838
122 | 2734318.0814 | 1183260.0606
123 | 2733899.1433 | 1183066.3058
124 | 2733981.0753 | 1182867.9747
125 | 2733936.6246 | 1182840.1268
126 | 2734385.3946 | 1183298.1207
127 | 2734479.7499 | 1183361.1074
128 | 2734637.0632 | 1183597.8757
129 | 2734618.7201 | 1183611.3851
130 | 2733610.8684 | 1182414.4334
131 | 2733607.0443 | 1182435.8755
132 | 2733308.4312 | 1181998.4848
133 | 2734059.639 | 1181695.0288
134 | 2733065.3551 | 1181952.7608
135 | 2734399.9232 | 1182168.2635
136 | 2734590.155 | 1181989.7289
137 | 2734385.4785 | 1181826.335
138 | 2734566.1215 | 1182077.8009
139 | 2734081.9515 | 1181911.2253
140 | 2734877.0316 | 1181508.8878
141 | 2734831.4684 | 1181574.991
142 | 2734836.3193 | 1181646.6325
143 | 2734817.6871 | 1181537.5971
144 | 2734912.7525 | 1181646.7967
145 | 2734822.9428 | 1181529.4757
146 | 2734820.4108 | 1181528.5959
147 | 2730711.7442 | 1182286.3956
148 | 2730684.0494 | 1182242.8147
149 | 2730682.6375 | 1182232.9544
150 | 2730513.326 | 1182167.8948
151 | 2734633.8318 | 1181761.8917
152 | 2734545.2999 | 1181743.6569
153 | 2734475.983 | 1181727.7339
154 | 2734131.5932 | 1181935.7767
155 | 2733001.8081 | 1182042.6852
156 | 2731910.9078 | 1181018.6115
157 | 2734557.8642 | 1182077.0817
158 | 2730259.8616 | 1180111.3388
159 | 2730251.1175 | 1179990.5035
160 | 2730272.4683 | 1179983.1284
161 | 2730127.3376 | 1180482.026
162 | 2730049.2978 | 1180496.5214
163 | 2729829.5439 | 1180365.9067
164 | 2729854.2423 | 1180485.3413
165 | 2729568.832 | 1180422.8653
166 | 2729678.5253 | 1180483.0146
167 | 2729816.7804 | 1180364.6183
168 | 2731773.8585 | 1181023.2013
169 | 2731837.9901 | 1181007.6995
170 | 2731482.2849 | 1181124.0534
171 | 2731602.8479 | 1181151.9528
172 | 2731894.4013 | 1181013.8893
173 | 2734893.2518 | 1182180.9654

## line_std_types
| c_nf_per_km | r_ohm_per_km | x_ohm_per_km | max_i_ka | type | q_mm2 | alpha | voltage_rating
NAYY 4x50 SE | 210 | 0.642 | 0.083 | 0.142 | cs | 50 | 0.00403 | LV
NAYY 4x120 SE | 264 | 0.225 | 0.08 | 0.242 | cs | 120 | 0.00403 | LV
NAYY 4x150 SE | 261 | 0.208 | 0.08 | 0.27 | cs | 150 | 0.00403 | LV
NA2XS2Y 1x95 RM/25 12/20 kV | 216 | 0.313 | 0.132 | 0.252 | cs | 95 | 0.00403 | MV
NA2XS2Y 1x185 RM/25 12/20 kV | 273 | 0.161 | 0.117 | 0.362 | cs | 185 | 0.00403 | MV
NA2XS2Y 1x240 RM/25 12/20 kV | 304 | 0.122 | 0.112 | 0.421 | cs | 240 | 0.00403 | MV
NA2XS2Y 1x95 RM/25 6/10 kV | 315 | 0.313 | 0.123 | 0.249 | cs | 95 | 0.00403 | MV
NA2XS2Y 1x185 RM/25 6/10 kV | 406 | 0.161 | 0.11 | 0.358 | cs | 185 | 0.00403 | MV
NA2XS2Y 1x240 RM/25 6/10 kV | 456 | 0.122 | 0.105 | 0.416 | cs | 240 | 0.00403 | MV
NA2XS2Y 1x150 RM/25 12/20 kV | 250 | 0.206 | 0.116 | 0.319 | cs | 150 | 0.00403 | MV
NA2XS2Y 1x120 RM/25 12/20 kV | 230 | 0.253 | 0.119 | 0.283 | cs | 120 | 0.00403 | MV
NA2XS2Y 1x70 RM/25 12/20 kV | 190 | 0.443 | 0.132 | 0.22 | cs | 70 | 0.00403 | MV
NA2XS2Y 1x150 RM/25 6/10 kV | 360 | 0.206 | 0.11 | 0.315 | cs | 150 | 0.00403 | MV
NA2XS2Y 1x120 RM/25 6/10 kV | 340 | 0.253 | 0.113 | 0.28 | cs | 120 | 0.00403 | MV
NA2XS2Y 1x70 RM/25 6/10 kV | 280 | 0.443 | 0.123 | 0.217 | cs | 70 | 0.00403 | MV
N2XS(FL)2Y 1x120 RM/35 64/110 kV | 112 | 0.153 | 0.166 | 0.366 | cs | 120 | 0.00393 | HV
N2XS(FL)2Y 1x185 RM/35 64/110 kV | 125 | 0.099 | 0.156 | 0.457 | cs | 185 | 0.00393 | HV
N2XS(FL)2Y 1x240 RM/35 64/110 kV | 135 | 0.075 | 0.149 | 0.526 | cs | 240 | 0.00393 | HV
N2XS(FL)2Y 1x300 RM/35 64/110 kV | 144 | 0.06 | 0.144 | 0.588 | cs | 300 | 0.00393 | HV
15-AL1/3-ST1A 0.4 | 11 | 1.8769 | 0.35 | 0.105 | ol | 16 | 0.00403 | LV
24-AL1/4-ST1A 0.4 | 11.25 | 1.2012 | 0.335 | 0.14 | ol | 24 | 0.00403 | LV
48-AL1/8-ST1A 0.4 | 12.2 | 0.5939 | 0.3 | 0.21 | ol | 48 | 0.00403 | LV
94-AL1/15-ST1A 0.4 | 13.2 | 0.306 | 0.29 | 0.35 | ol | 94 | 0.00403 | LV
34-AL1/6-ST1A 10.0 | 9.7 | 0.8342 | 0.36 | 0.17 | ol | 34 | 0.00403 | MV
48-AL1/8-ST1A 10.0 | 10.1 | 0.5939 | 0.35 | 0.21 | ol | 48 | 0.00403 | MV
70-AL1/11-ST1A 10.0 | 10.4 | 0.4132 | 0.339 | 0.29 | ol | 70 | 0.00403 | MV
94-AL1/15-ST1A 10.0 | 10.75 | 0.306 | 0.33 | 0.35 | ol | 94 | 0.00403 | MV
122-AL1/20-ST1A 10.0 | 11.1 | 0.2376 | 0.323 | 0.41 | ol | 122 | 0.00403 | MV
149-AL1/24-ST1A 10.0 | 11.25 | 0.194 | 0.315 | 0.47 | ol | 149 | 0.00403 | MV
34-AL1/6-ST1A 20.0 | 9.15 | 0.8342 | 0.382 | 0.17 | ol | 34 | 0.00403 | MV
48-AL1/8-ST1A 20.0 | 9.5 | 0.5939 | 0.372 | 0.21 | ol | 48 | 0.00403 | MV
70-AL1/11-ST1A 20.0 | 9.7 | 0.4132 | 0.36 | 0.29 | ol | 70 | 0.00403 | MV
94-AL1/15-ST1A 20.0 | 10 | 0.306 | 0.35 | 0.35 | ol | 94 | 0.00403 | MV
122-AL1/20-ST1A 20.0 | 10.3 | 0.2376 | 0.344 | 0.41 | ol | 122 | 0.00403 | MV
149-AL1/24-ST1A 20.0 | 10.5 | 0.194 | 0.337 | 0.47 | ol | 149 | 0.00403 | MV
184-AL1/30-ST1A 20.0 | 10.75 | 0.1571 | 0.33 | 0.535 | ol | 184 | 0.00403 | MV
243-AL1/39-ST1A 20.0 | 11 | 0.1188 | 0.32 | 0.645 | ol | 243 | 0.00403 | MV
48-AL1/8-ST1A 110.0 | 8 | 0.5939 | 0.46 | 0.21 | ol | 48 | 0.00403 | HV
70-AL1/11-ST1A 110.0 | 8.4 | 0.4132 | 0.45 | 0.29 | ol | 70 | 0.00403 | HV
94-AL1/15-ST1A 110.0 | 8.65 | 0.306 | 0.44 | 0.35 | ol | 94 | 0.00403 | HV
122-AL1/20-ST1A 110.0 | 8.5 | 0.2376 | 0.43 | 0.41 | ol | 122 | 0.00403 | HV
149-AL1/24-ST1A 110.0 | 8.75 | 0.194 | 0.41 | 0.47 | ol | 149 | 0.00403 | HV
184-AL1/30-ST1A 110.0 | 8.8 | 0.1571 | 0.4 | 0.535 | ol | 184 | 0.00403 | HV
243-AL1/39-ST1A 110.0 | 9 | 0.1188 | 0.39 | 0.645 | ol | 243 | 0.00403 | HV
305-AL1/39-ST1A 110.0 | 9.2 | 0.0949 | 0.38 | 0.74 | ol | 305 | 0.00403 | HV
490-AL1/64-ST1A 110.0 | 9.75 | 0.059 | 0.37 | 0.96 | ol | 490 | 0.00403 | HV
679-AL1/86-ST1A 110.0 | 9.95 | 0.042 | 0.36 | 1.15 | ol | 679 | 0.00403 | HV
490-AL1/64-ST1A 220.0 | 10 | 0.059 | 0.285 | 0.96 | ol | 490 | 0.00403 | HV
679-AL1/86-ST1A 220.0 | 11.7 | 0.042 | 0.275 | 1.15 | ol | 679 | 0.00403 | HV
490-AL1/64-ST1A 380.0 | 11 | 0.059 | 0.253 | 0.96 | ol | 490 | 0.00403 | HV
679-AL1/86-ST1A 380.0 | 14.6 | 0.042 | 0.25 | 1.15 | ol | 679 | 0.00403 | HV

## trafo_std_types
| i0_percent | pfe_kw | vkr_percent | sn_mva | vn_lv_kv | vn_hv_kv | vk_percent | shift_degree | vector_group | tap_side | tap_neutral | tap_min | tap_max | tap_step_degree | tap_step_percent | tap_phase_shifter
160 MVA 380/110 kV | 0.06 | 60 | 0.25 | 160 | 110 | 380 | 12.2 | 0 | Yy0 | hv | 0 | -9 | 9 | 0 | 1.5 | FALSE
100 MVA 220/110 kV | 0.06 | 55 | 0.26 | 100 | 110 | 220 | 12 | 0 | Yy0 | hv | 0 | -9 | 9 | 0 | 1.5 | FALSE
63 MVA 110/20 kV | 0.04 | 22 | 0.32 | 63 | 20 | 110 | 18 | 150 | YNd5 | hv | 0 | -9 | 9 | 0 | 1.5 | FALSE
40 MVA 110/20 kV | 0.05 | 18 | 0.34 | 40 | 20 | 110 | 16.2 | 150 | YNd5 | hv | 0 | -9 | 9 | 0 | 1.5 | FALSE
25 MVA 110/20 kV | 0.07 | 14 | 0.41 | 25 | 20 | 110 | 12 | 150 | YNd5 | hv | 0 | -9 | 9 | 0 | 1.5 | FALSE
63 MVA 110/10 kV | 0.04 | 22 | 0.32 | 63 | 10 | 110 | 18 | 150 | YNd5 | hv | 0 | -9 | 9 | 0 | 1.5 | FALSE
40 MVA 110/10 kV | 0.05 | 18 | 0.34 | 40 | 10 | 110 | 16.2 | 150 | YNd5 | hv | 0 | -9 | 9 | 0 | 1.5 | FALSE
25 MVA 110/10 kV | 0.07 | 14 | 0.41 | 25 | 10 | 110 | 12 | 150 | YNd5 | hv | 0 | -9 | 9 | 0 | 1.5 | FALSE
0.25 MVA 20/0.4 kV | 0.32 | 0.8 | 1.44 | 0.25 | 0.4 | 20 | 6 | 150 | Yzn5 | hv | 0 | -2 | 2 | 0 | 2.5 | FALSE
0.4 MVA 20/0.4 kV | 0.3375 | 1.35 | 1.425 | 0.4 | 0.4 | 20 | 6 | 150 | Dyn5 | hv | 0 | -2 | 2 | 0 | 2.5 | FALSE
0.63 MVA 20/0.4 kV | 0.2619 | 1.65 | 1.206 | 0.63 | 0.4 | 20 | 6 | 150 | Dyn5 | hv | 0 | -2 | 2 | 0 | 2.5 | FALSE
0.25 MVA 10/0.4 kV | 0.24 | 0.6 | 1.2 | 0.25 | 0.4 | 10 | 4 | 150 | Dyn5 | hv | 0 | -2 | 2 | 0 | 2.5 | FALSE
0.4 MVA 10/0.4 kV | 0.2375 | 0.95 | 1.325 | 0.4 | 0.4 | 10 | 4 | 150 | Dyn5 | hv | 0 | -2 | 2 | 0 | 2.5 | FALSE
0.63 MVA 10/0.4 kV | 0.1873 | 1.18 | 1.0794 | 0.63 | 0.4 | 10 | 4 | 150 | Dyn5 | hv | 0 | -2 | 2 | 0 | 2.5 | FALSE

## trafo3w_std_types
| sn_hv_mva | sn_mv_mva | sn_lv_mva | vn_hv_kv | vn_mv_kv | vn_lv_kv | vk_hv_percent | vk_mv_percent | vk_lv_percent | vkr_hv_percent | vkr_mv_percent | vkr_lv_percent | pfe_kw | i0_percent | shift_mv_degree | shift_lv_degree | vector_group | tap_side | tap_neutral | tap_min | tap_max | tap_step_percent
63/25/38 MVA 110/20/10 kV | 63 | 25 | 38 | 110 | 20 | 10 | 10.4 | 10.4 | 10.4 | 0.28 | 0.32 | 0.35 | 35 | 0.89 | 0 | 0 | YN0yn0yn0 | hv | 0 | -10 | 10 | 1.2
63/25/38 MVA 110/10/10 kV | 63 | 25 | 38 | 110 | 10 | 10 | 10.4 | 10.4 | 10.4 | 0.28 | 0.32 | 0.35 | 35 | 0.89 | 0 | 0 | YN0yn0yn0 | hv | 0 | -10 | 10 | 1.2

## fuse_std_types
| fuse_type | i_rated_a | t_avg | t_min | t_total | x_avg | x_min | x_total
HV 100A | HV 100A | 100 | 0 | [10.0, 3.64, 0.854, 0.281, 0.1, 0.0531, 0.022, 0.01] | [10.0, 4.267, 1.21, 0.403, 0.1, 0.058, 0.022, 0.01] | 0 | [300.0, 350.0, 450.0, 550.0, 700.0, 850.0, 1200.0, 1752.0] | [600.0, 700.0, 900.0, 1150.0, 1665.0, 2000.0, 3000.0, 4313.0]
HV 10A | HV 10A | 10 | 0 | [10.0, 1675.0, 0.344, 0.156, 0.1, 0.0417, 0.0171, 0.01] | [10.0, 1.3, 0.3, 0.155, 0.1, 0.0555, 0.023, 0.01] | 0 | [30.0, 32.0, 35.0, 37.0, 39.0, 50.0, 70.0, 88.0] | [60.0, 70.0, 80.0, 87.0, 94.0, 110.0, 150.0, 216.0]
HV 125A | HV 125A | 125 | 0 | [10.0, 1.82, 0.344, 0.1, 0.0467, 0.0269, 0.01] | [10.0, 2.478, 0.426, 0.1, 0.0427, 0.0211, 0.01] | 0 | [375.0, 500.0, 700.0, 925.0, 1200.0, 1500.0, 2341.0] | [750.0, 1000.0, 1500.0, 2200.0, 3000.0, 4000.0, 5765.0]
HV 160A | HV 160A | 160 | 0 | [10.0, 4.15, 1.03, 0.198, 0.1, 0.051, 0.0172, 0.01] | [10.0, 2.3, 0.734, 0.274, 0.1, 0.046, 0.0177, 0.01] | 0 | [480.0, 550.0, 700.0, 1000.0, 1260.0, 1600.0, 2500.0, 3227.0] | [960.0, 1300.0, 1700.0, 2200.0, 2996.0, 4000.0, 6000.0, 7946.0]
HV 16A | HV 16A | 16 | 0 | [10.0, 0.352, 0.164, 0.1, 0.0649, 0.0342, 0.01] | [10.0, 2.34, 0.722, 0.181, 0.1, 0.055, 0.0296, 0.01] | 0 | [48.0, 60.0, 65.0, 71.0, 80.0, 100.0, 162.0] | [96.0, 110.0, 125.0, 150.0, 168.0, 200.0, 250.0, 398.0]
HV 200A | HV 200A | 200 | 0 | [10.0, 4.267, 1.21, 0.403, 0.1, 0.058, 0.022, 0.01] | [10.0, 3.73, 1.654, 0.328, 0.1, 0.0531, 0.019, 0.01] | 0 | [600.0, 700.0, 900.0, 1150.0, 1665.0, 2000.0, 3000.0, 4313.0] | [1200.0, 1500.0, 1800.0, 2700.0, 3960.0, 5000.0, 7500.0, 10620.0]
HV 20A | HV 20A | 20 | 0 | [10.0, 1.3, 0.3, 0.155, 0.1, 0.0555, 0.023, 0.01] | [10.0, 1.3, 0.161, 0.1, 0.0611, 0.0399, 0.0141, 0.01] | 0 | [60.0, 70.0, 80.0, 87.0, 94.0, 110.0, 150.0, 216.0] | [120.0, 150.0, 200.0, 223.0, 260.0, 300.0, 450.0, 532.0]
HV 25A | HV 25A | 25 | 0 | [10.0, 2.512, 0.833, 0.299, 0.1, 0.0372, 0.0223, 0.01] | [10.0, 3.125, 0.597, 0.198, 0.1, 0.0378, 0.022, 0.01] | 0 | [75.0, 82.0, 90.0, 100.0, 124.0, 170.0, 200.0, 289.0] | [150.0, 170.0, 210.0, 250.0, 294.0, 400.0, 500.0, 711.0]
HV 31.5A | HV 31.5A | 31.5 | 0 | [10.0, 2.34, 0.722, 0.181, 0.1, 0.055, 0.0296, 0.01] | [10.0, 2.84, 0.368, 0.164, 0.1, 0.0621, 0.0378, 0.0195, 0.01] | 0 | [95.0, 110.0, 125.0, 150.0, 165.0, 200.0, 250.0, 390.0] | [189.0, 220.0, 300.0, 350.0, 393.0, 450.0, 530.0, 700.0, 960.0]
HV 40A | HV 40A | 40 | 0 | [10.0, 1.3, 0.161, 0.1, 0.0611, 0.0399, 0.0141, 0.01] | [10.0, 2.05, 0.369, 0.198, 0.1, 0.051, 0.0298, 0.01] | 0 | [120.0, 150.0, 200.0, 223.0, 260.0, 300.0, 450.0, 532.0] | [240.0, 300.0, 400.0, 450.0, 530.0, 650.0, 800.0, 1311.0]
HV 50A | HV 50A | 50 | 0 | [10.0, 3.215, 0.597, 0.198, 0.1, 0.0378, 0.022, 0.01] | [10.0, 3.64, 0.854, 0.281, 0.1, 0.0531, 0.022, 0.01] | 0 | [150.0, 170.0, 210.0, 250.0, 294.0, 400.0, 500.0, 711.0] | [300.0, 350.0, 450.0, 550.0, 700.0, 850.0, 1200.0, 1752.0]
HV 6.3A | HV 6.3A | 6.3 | 0 | [10.0, 1.39, 0.344, 0.168, 0.1, 0.056, 0.0263, 0.01] | [10.0, 1.711, 0.516, 0.198, 0.1, 0.0634, 0.0303, 0.01] | 0 | [19.0, 19.5, 20.4, 20.8, 22.0, 25.0, 32.0, 48.0] | [38.0, 40.0, 43.0, 48.0, 53.0, 60.0, 75.0, 118.0]
HV 63A | HV 63A | 63 | 0 | [10.0, 2.84, 0.368, 0.164, 0.1, 0.0621, 0.0378, 0.0195, 0.01] | [10.0, 1.82, 0.344, 0.1, 0.0467, 0.0269, 0.01] | 0 | [189.0, 220.0, 300.0, 350.0, 393.0, 450.0, 530.0, 700.0, 961.0] | [378.0, 500.0, 700.0, 934.0, 1200.0, 1500.0, 2366.0]
HV 80A | HV 80A | 80 | 0 | [10.0, 2.05, 0.369, 0.198, 0.1, 0.051, 0.0298, 0.01] | [10.0, 4.15, 1.03, 0.198, 0.1, 0.051, 0.0172, 0.01] | 0 | [240.0, 300.0, 400.0, 450.0, 530.0, 650.0, 800.0, 1311.0] | [480.0, 550.0, 700.0, 1000.0, 1260.0, 1600.0, 2500.0, 3227.0]
Siemens NH-1-100 | Siemens NH-1-100 | 100 | [5400.0, 2000.0, 400.0, 20.0, 1.0, 0.2, 0.012, 0.004] | 0 | 0 | [150.0, 190.0, 250.0, 430.0, 900.0, 1250.0, 2700.0, 3600.0] | 0 | 0
Siemens NH-1-125 | Siemens NH-1-125 | 125 | [4800.0, 120.0, 7.0, 0.1, 0.004] | 0 | 0 | [180.0, 400.0, 740.0, 2000.0, 4250.0] | 0 | 0
Siemens NH-1-16 | Siemens NH-1-16 | 16 | [4000.0, 400.0, 2.0, 0.1, 0.04, 0.01] | 0 | 0 | [26.0, 35.0, 75.0, 150.0, 200.0, 300.0] | 0 | 0
Siemens NH-1-160 | Siemens NH-1-160 | 160 | [4800.0, 120.0, 7.0, 0.1, 0.004] | 0 | 0 | [210.0, 500.0, 900.0, 2300.0, 5000.0] | 0 | 0
Siemens NH-1-25 | Siemens NH-1-25 | 25 | [4000.0, 1000.0, 10.0, 0.2, 0.02, 0.01] | 0 | 0 | [40.0, 50.0, 100.0, 210.0, 400.0, 500.0] | 0 | 0
Siemens NH-1-50 | Siemens NH-1-50 | 50 | [4000.0, 40.0, 4.0, 1.0, 0.02, 0.01] | 0 | 0 | [86.0, 200.0, 300.0, 400.0, 1000.0, 1280.0] | 0 | 0
Siemens NH-1-63 | Siemens NH-1-63 | 63 | [4000.0, 100.0, 10.0, 2.0, 0.04, 0.01] | 0 | 0 | [100.0, 200.0, 300.0, 400.0, 1000.0, 1500.0] | 0 | 0
Siemens NH-1-80 | Siemens NH-1-80 | 80 | [4800.0, 120.0, 7.0, 0.1, 0.01] | 0 | 0 | [150.58, 250.0, 450.0, 1150.0, 2470.0] | 0 | 0
Siemens NH-2-1000 | Siemens NH-2-1000 | 1000 | [4800.0, 120.0, 7.0, 0.1, 0.004] | 0 | 0 | [1900.0, 3500.0, 8400.0, 24000.0, 52000.0] | 0 | 0
Siemens NH-2-200 | Siemens NH-2-200 | 200 | [4800.0, 120.0, 7.0, 0.1, 0.004] | 0 | 0 | [280.0, 650.0, 1200.0, 3000.0, 7000.0] | 0 | 0
Siemens NH-2-224 | Siemens NH-2-224 | 224 | [4800.0, 120.0, 7.0, 0.2, 0.04, 0.004] | 0 | 0 | [400.0, 750.0, 1453.0, 3025.0, 4315.0, 7600.0] | 0 | 0
Siemens NH-2-250 | Siemens NH-2-250 | 250 | [4800.0, 120.0, 7.0, 0.1, 0.004] | 0 | 0 | [450.0, 800.0, 1650.0, 4000.0, 8500.0] | 0 | 0
Siemens NH-2-315 | Siemens NH-2-315 | 315 | [4800.0, 120.0, 7.0, 0.1, 0.004] | 0 | 0 | [550.0, 920.0, 1900.0, 5000.0, 11000.0] | 0 | 0
Siemens NH-2-355 | Siemens NH-2-355 | 355 | [4800.0, 120.0, 6.0, 0.1, 0.004] | 0 | 0 | [650.0, 1116.27, 2350.0, 5840.0, 12790.0] | 0 | 0
Siemens NH-2-400 | Siemens NH-2-400 | 400 | [4800.0, 120.0, 7.0, 0.1, 0.004] | 0 | 0 | [720.0, 1350.0, 2800.0, 6500.0, 15000.0] | 0 | 0
Siemens NH-2-425 | Siemens NH-2-425 | 425 | [4800.0, 120.0, 7.0, 0.1, 0.004] | 0 | 0 | [850.0, 1500.0, 3050.0, 7500.0, 16500.0] | 0 | 0
Siemens NH-2-630 | Siemens NH-2-630 | 630 | [4800.0, 120.0, 7.0, 0.1, 0.004] | 0 | 0 | [1200.0, 2000.0, 4800.0, 12000.0, 26000.0] | 0 | 0

## res_bus
| vm_pu | va_degree | p_mw | q_mvar
0 | 0.98995 | -0.2126 | 0.13995 | 0.067782
1 | 0.98996 | -0.21261 | 0 | 0
2 | 0.98994 | -0.21252 | 0 | 0
3 | 0.98984 | -0.21158 | 0 | 0
4 | 0.99018 | -0.21452 | 0 | 0
5 | 0.98991 | -0.21224 | 0 | 0
6 | 0.98968 | -0.21272 | 0.10051 | 0.048678
7 | 0.99016 | -0.21436 | 0 | 0
8 | 0.99027 | -0.21528 | 0.10517 | 0.050935
9 | 0.99016 | -0.21427 | 0.13488 | 0.065327
10 | 0.98989 | -0.21235 | 0.14584 | 0.070632
11 | 0.98904 | -0.21063 | 0 | 0
12 | 0.98908 | -0.21099 | 0 | 0
13 | 0.98898 | -0.21103 | 0.14835 | 0.071849
14 | 0.98957 | -0.21177 | 0 | 0
15 | 0.98941 | -0.21043 | 0.078615 | 0.038075
16 | 0.99019 | -0.21583 | 0 | 0
17 | 0.99363 | -0.12908 | 0 | 0
18 | 0.98878 | -0.21207 | 0.11054 | 0.053538
19 | 0.98879 | -0.21214 | 0.090589 | 0.043874
20 | 0.98919 | -0.21198 | 0.11811 | 0.057202
21 | 0.98908 | -0.21098 | 0.14086 | 0.068222
22 | 0.98887 | -0.21185 | 0.081734 | 0.039586
23 | 0.99017 | -0.21561 | 0 | 0
24 | 0.99017 | -0.21558 | 0.092073 | 0.044593
25 | 0.99017 | -0.21556 | 0.1515 | 0.073373
26 | 0.99343 | -0.12946 | 0.15687 | 0.075974
27 | 0.99345 | -0.12961 | 0 | 0
28 | 0.99337 | -0.12988 | 0.12816 | 0.062072
29 | 0.99349 | -0.13 | 0.15834 | 0.076689
30 | 0.99501 | -0.11289 | 0 | 0
31 | 0.98885 | -0.21171 | 0 | 0
32 | 0.98881 | -0.21136 | 0.12607 | 0.061061
33 | 0.98883 | -0.21149 | 0 | 0
34 | 0.98884 | -0.21159 | 0 | 0
35 | 0.99512 | -0.11165 | 0.14229 | 0.068915
36 | 0.99571 | -0.091164 | 0.1389 | 0.067274
37 | 0.99579 | -0.089605 | 0.094485 | 0.045761
38 | 0.99643 | -0.067209 | 0.13076 | 0.063332
39 | 0.99641 | -0.067356 | 0 | 0
40 | 0.99658 | -0.064413 | 0 | 0
41 | 0.99639 | -0.067492 | 0.10427 | 0.050501
42 | 0.99803 | -0.036427 | 0 | 0
43 | 0.9981 | -0.035136 | 0.11719 | 0.056757
44 | 0.99814 | -0.034425 | 0 | 0
45 | 0.99957 | -0.0061646 | 0 | 0
46 | 0.99739 | -0.040856 | 0.13542 | 0.065587
47 | 0.99963 | -0.0050083 | 0.15467 | 0.074909
48 | 0.99953 | -0.0064459 | 0.15535 | 0.07524
49 | 0.9973 | -0.041187 | 0.15145 | 0.073351
50 | 0.99731 | -0.041213 | 0 | 0
51 | 0.99732 | -0.041361 | 0 | 0
52 | 0.99729 | -0.041087 | 0 | 0
53 | 0.99729 | -0.041027 | 0.11438 | 0.055396
54 | 0.99973 | -0.0015181 | 0 | 0
55 | 0.99831 | -0.036616 | 0 | 0
56 | 0.99825 | -0.036113 | 0 | 0
57 | 0.99834 | -0.036856 | 0 | 0
58 | 0.9983 | -0.036508 | 0 | 0
59 | 0.99831 | -0.036545 | 0.11732 | 0.056823
60 | 0.99823 | -0.035953 | 0.060071 | 0.029094
61 | 0.9983 | -0.03652 | 0.093956 | 0.045505
62 | 0.9983 | -0.036499 | 0.11033 | 0.053436
63 | 0.99777 | -0.039304 | 0.13427 | 0.065028
64 | 0.98849 | -0.26815 | 0.086642 | 0.041963
65 | 0.9903 | -0.25051 | 0.11956 | 0.057904
66 | 0.98823 | -0.27076 | 0 | 0
67 | 0.99749 | -0.04354 | 0.096532 | 0.046752
68 | 0.9975 | -0.043445 | 0 | 0
69 | 0.99928 | -0.021006 | 0.079552 | 0.038529
70 | 0.99928 | -0.02106 | 0.15375 | 0.074465
71 | 0.9993 | -0.021179 | 0 | 0
72 | 0.99962 | -0.0020736 | 0 | 0
73 | 1 | 0 | -10.2399 | -4.5242
74 | 0.99913 | -0.022072 | 0 | 0
75 | 0.9991 | -0.022241 | 0.14499 | 0.070223
76 | 0.99752 | -0.043592 | 0 | 0
77 | 0.99796 | -0.040479 | 0 | 0
78 | 0.99752 | -0.043599 | 0.14611 | 0.070764
79 | 0.99798 | -0.040609 | 0.12614 | 0.061091
80 | 0.99852 | -0.037277 | 0.13325 | 0.064534
81 | 0.99856 | -0.037668 | 0 | 0
82 | 0.99845 | -0.037753 | 0.1044 | 0.050565
83 | 0.99854 | -0.037834 | 0.16476 | 0.079795
84 | 0.99877 | -0.036192 | 0.10595 | 0.051312
85 | 0.99844 | -0.037666 | 0 | 0
86 | 0.99872 | -0.036453 | 0 | 0
87 | 0.99887 | -0.035623 | 0.12452 | 0.06031
88 | 0.99841 | -0.037424 | 0 | 0
89 | 0.99837 | -0.037091 | 0.077243 | 0.03741
90 | 0.98734 | -0.26726 | 0.16406 | 0.07946
91 | 0.98784 | -0.264 | 0.14823 | 0.071791
92 | 0.98783 | -0.26398 | 0 | 0
93 | 0.98974 | -0.24923 | 0 | 0
94 | 0.9987 | -0.036569 | 0 | 0
95 | 0.99867 | -0.03675 | 0.10501 | 0.050859
96 | 0.99822 | -0.040974 | 0.13838 | 0.067018
97 | 0.99822 | -0.040943 | 0.12568 | 0.060869
98 | 0.99823 | -0.04105 | 0 | 0
99 | 0.99823 | -0.041101 | 0 | 0
100 | 0.99827 | -0.040839 | 0.093988 | 0.045521
101 | 0.99828 | -0.040897 | 0 | 0
102 | 0.9986 | -0.037191 | 0 | 0
103 | 0.99849 | -0.037819 | 0 | 0
104 | 0.99831 | -0.041195 | 0 | 0
105 | 0.99809 | -0.04564 | 0 | 0
106 | 0.99829 | -0.041016 | 0.10758 | 0.052102
107 | 0.99848 | -0.037865 | 0.13455 | 0.065164
108 | 0.99782 | -0.055328 | 0 | 0
109 | 0.99824 | -0.040599 | 0 | 0
110 | 0.98669 | -0.27013 | 0.059032 | 0.02859
111 | 0.98708 | -0.26705 | 0.075707 | 0.036666
112 | 0.98755 | -0.26316 | 0.11422 | 0.05532
113 | 0.98771 | -0.26314 | 0.087993 | 0.042617
114 | 0.98772 | -0.26311 | 0 | 0
115 | 0.99744 | -0.041913 | 0.068613 | 0.033231
116 | 0.99744 | -0.041946 | 0 | 0
117 | 0.99205 | -0.16999 | 0.085191 | 0.04126
118 | 0.99208 | -0.16979 | 0 | 0
119 | 0.99208 | -0.16984 | 0.14743 | 0.071402
120 | 0.99211 | -0.16971 | 0 | 0
121 | 0.99212 | -0.16977 | 0.090855 | 0.044003
122 | 0.99196 | -0.16866 | 0 | 0
123 | 0.99209 | -0.16995 | 0 | 0
124 | 0.99236 | -0.16785 | 0 | 0
125 | 0.9924 | -0.16817 | 0.10439 | 0.050557
126 | 0.99193 | -0.16843 | 0.12572 | 0.060889
127 | 0.9919 | -0.16874 | 0 | 0
128 | 0.99183 | -0.16821 | 0 | 0
129 | 0.99183 | -0.16817 | 0.16395 | 0.079403
130 | 0.99314 | -0.16266 | 0.059879 | 0.029001
131 | 0.99312 | -0.16251 | 0 | 0
132 | 0.99391 | -0.15666 | 0 | 0
133 | 0.99522 | -0.13068 | 0 | 0
134 | 0.99345 | -0.17266 | 0 | 0
135 | 0.99625 | -0.10831 | 0.16215 | 0.078535
136 | 0.99633 | -0.10779 | 0 | 0
137 | 0.99708 | -0.08024 | 0.084276 | 0.040817
138 | 0.99631 | -0.10793 | 0 | 0
139 | 0.99566 | -0.1217 | 0 | 0
140 | 0.99812 | -0.039573 | 0 | 0
141 | 0.99817 | -0.039935 | 0 | 0
142 | 0.99823 | -0.04051 | 0 | 0
143 | 0.99815 | -0.040071 | 0.14197 | 0.068758
144 | 0.99822 | -0.040383 | 0.14341 | 0.069459
145 | 0.99814 | -0.040051 | 0.13749 | 0.066592
146 | 0.99814 | -0.040055 | 0 | 0
147 | 0.98774 | -0.26329 | 0 | 0
148 | 0.98772 | -0.26309 | 0.13207 | 0.063966
149 | 0.98771 | -0.26307 | 0 | 0
150 | 0.98764 | -0.26251 | 0 | 0
151 | 0.99782 | -0.055311 | 0.13576 | 0.065752
152 | 0.9977 | -0.057763 | 0 | 0
153 | 0.99748 | -0.065803 | 0.15923 | 0.077117
154 | 0.99565 | -0.12166 | 0.056803 | 0.027511
155 | 0.99343 | -0.17246 | 0.16043 | 0.0777
156 | 0.99053 | -0.25209 | 0.11212 | 0.054303
157 | 0.99631 | -0.10792 | 0.12567 | 0.060865
158 | 0.98807 | -0.26981 | 0.12948 | 0.06271
159 | 0.9881 | -0.26961 | 0 | 0
160 | 0.9881 | -0.26957 | 0.14861 | 0.071974
161 | 0.98794 | -0.26919 | 0 | 0
162 | 0.98791 | -0.269 | 0.064986 | 0.031474
163 | 0.98786 | -0.26936 | 0 | 0
164 | 0.98789 | -0.26929 | 0 | 0
165 | 0.98786 | -0.2691 | 0.070242 | 0.03402
166 | 0.98787 | -0.26919 | 0 | 0
167 | 0.98786 | -0.26934 | 0.11267 | 0.054567
168 | 0.99027 | -0.25026 | 0 | 0
169 | 0.99038 | -0.25103 | 0 | 0
170 | 0.98981 | -0.2498 | 0.070826 | 0.034303
171 | 0.99001 | -0.24822 | 0 | 0
172 | 0.99049 | -0.25185 | 0 | 0
173 | 0.99997 | 149.9981 | 0 | 0

## res_line
| p_from_mw | q_from_mvar | p_to_mw | q_to_mvar | pl_mw | ql_mvar | i_from_ka | i_to_ka | i_ka | vm_from_pu | va_from_degree | vm_to_pu | va_to_degree | loading_percent
0 | -0.2858 | -0.1331 | 0.2858 | 0.13301 | 4.4981e-07 | -9.3159e-05 | 0.0091934 | 0.0091923 | 0.0091934 | 0.98995 | -0.2126 | 0.98996 | -0.21261 | 4.1788
1 | 0.14585 | 0.065316 | -0.14584 | -0.066576 | 1.5667e-06 | -0.00126 | 0.0046599 | 0.0046751 | 0.0046751 | 0.98995 | -0.2126 | 0.98994 | -0.21252 | 2.125
2 | 0.9963 | 0.46139 | -0.99617 | -0.46356 | 0.00012928 | -0.00217 | 0.032017 | 0.032044 | 0.032044 | 0.98996 | -0.21261 | 0.98984 | -0.21158 | 14.5653
3 | -1.2821 | -0.5944 | 1.2824 | 0.59125 | 0.00031364 | -0.003148 | 0.041209 | 0.041169 | 0.041209 | 0.98996 | -0.21261 | 0.99018 | -0.21452 | 18.7313
4 | 0.14584 | 0.066576 | -0.14584 | -0.070559 | 5.0204e-06 | -0.0039826 | 0.0046751 | 0.0047245 | 0.0047245 | 0.98994 | -0.21252 | 0.98991 | -0.21224 | 2.1475
5 | 0.99617 | 0.46356 | -0.99602 | -0.46356 | 0.00014975 | -1.9253e-06 | 0.032044 | 0.032045 | 0.032045 | 0.98984 | -0.21158 | 0.98968 | -0.21272 | 15.2595
6 | 0.13489 | 0.06151 | -0.13489 | -0.064101 | 2.7809e-06 | -0.0025906 | 0.0043221 | 0.0043539 | 0.0043539 | 0.99018 | -0.21452 | 0.99016 | -0.21436 | 1.9791
7 | -1.4173 | -0.65276 | 1.4174 | 0.65163 | 0.00013845 | -0.0011326 | 0.045491 | 0.045477 | 0.045491 | 0.99018 | -0.21452 | 0.99027 | -0.21528 | 20.6778
8 | 0.14584 | 0.070559 | -0.14584 | -0.070632 | 2.5352e-06 | -7.297e-05 | 0.0047245 | 0.0047254 | 0.0047254 | 0.98991 | -0.21224 | 0.98989 | -0.21235 | 2.2502
9 | 0.89551 | 0.41489 | -0.8954 | -0.41712 | 0.00010751 | -0.0022381 | 0.028788 | 0.028816 | 0.028816 | 0.98968 | -0.21272 | 0.98957 | -0.21177 | 13.0981
10 | 0.13489 | 0.064101 | -0.13488 | -0.065327 | 1.3313e-06 | -0.0012267 | 0.0043539 | 0.0043694 | 0.0043694 | 0.99016 | -0.21436 | 0.99016 | -0.21427 | 1.9861
11 | 0.24359 | 0.1147 | -0.24358 | -0.11489 | 1.8358e-05 | -0.00018422 | 0.0078489 | 0.0078513 | 0.0078513 | 0.99027 | -0.21528 | 0.99019 | -0.21583 | 3.7387
12 | -1.7662 | -0.81727 | 1.7709 | 0.82071 | 0.0047467 | 0.0034419 | 0.056731 | 0.056707 | 0.056731 | 0.99027 | -0.21528 | 0.99363 | -0.12908 | 16.209
13 | -0.55739 | -0.26131 | 0.55741 | 0.25996 | 2.5025e-05 | -0.00135 | 0.017968 | 0.017951 | 0.017968 | 0.98904 | -0.21063 | 0.98908 | -0.21099 | 8.1672
14 | 0.55739 | 0.26131 | -0.55736 | -0.26135 | 3.0396e-05 | -4.2664e-05 | 0.017968 | 0.017969 | 0.017969 | 0.98904 | -0.21063 | 0.98898 | -0.21103 | 8.5565
15 | -0.69828 | -0.32795 | 0.69836 | 0.325 | 8.6028e-05 | -0.0029487 | 0.022516 | 0.022479 | 0.022516 | 0.98908 | -0.21099 | 0.98919 | -0.21198 | 10.2344
16 | 0.14086 | 0.067991 | -0.14086 | -0.068222 | 2.7503e-07 | -0.00023067 | 0.0045651 | 0.004568 | 0.004568 | 0.98908 | -0.21099 | 0.98908 | -0.21098 | 2.0764
17 | 0.40901 | 0.1895 | -0.40897 | -0.18964 | 4.3205e-05 | -0.00013644 | 0.013158 | 0.01316 | 0.01316 | 0.98898 | -0.21103 | 0.98887 | -0.21185 | 6.2665
18 | 0.8954 | 0.41712 | -0.89525 | -0.42022 | 0.00014918 | -0.0030974 | 0.028816 | 0.028855 | 0.028855 | 0.98957 | -0.21177 | 0.98941 | -0.21043 | 13.1158
19 | 0.81664 | 0.38215 | -0.81647 | -0.3822 | 0.00016982 | -5.4544e-05 | 0.026306 | 0.026308 | 0.026308 | 0.98941 | -0.21043 | 0.98919 | -0.21198 | 12.5278
20 | 0.24358 | 0.11489 | -0.24357 | -0.11664 | 6.1946e-06 | -0.0017554 | 0.0078513 | 0.0078733 | 0.0078733 | 0.99019 | -0.21583 | 0.99017 | -0.21561 | 3.5788
21 | -2.2144 | -1.0312 | 2.2172 | 0.99384 | 0.002806 | -0.03735 | 0.070968 | 0.070492 | 0.070968 | 0.99363 | -0.12908 | 0.99501 | -0.11289 | 19.6043
22 | 0.44345 | 0.21048 | -0.4434 | -0.21063 | 5.7351e-05 | -0.00015057 | 0.014261 | 0.014263 | 0.014263 | 0.99363 | -0.12908 | 0.99349 | -0.13 | 6.7921
23 | -0.11054 | -0.053538 | 0.11054 | 0.052309 | 9.0015e-07 | -0.0012291 | 0.0035859 | 0.0035704 | 0.0035859 | 0.98878 | -0.21207 | 0.98879 | -0.21214 | 1.6299
24 | -0.20113 | -0.096183 | 0.20115 | 0.095996 | 1.262e-05 | -0.00018733 | 0.0065089 | 0.0065065 | 0.0065089 | 0.98879 | -0.21214 | 0.98885 | -0.21171 | 3.0995
25 | 0.32723 | 0.15005 | -0.32723 | -0.15099 | 5.9344e-06 | -0.00093694 | 0.010509 | 0.010521 | 0.010521 | 0.98887 | -0.21185 | 0.98885 | -0.21171 | 4.7821
26 | 0.092074 | 0.043906 | -0.092073 | -0.044593 | 3.4781e-07 | -0.00068749 | 0.0029739 | 0.0029826 | 0.0029826 | 0.99017 | -0.21561 | 0.99017 | -0.21558 | 1.3557
27 | 0.1515 | 0.072738 | -0.1515 | -0.073373 | 8.7028e-07 | -0.00063443 | 0.0048994 | 0.0049075 | 0.0049075 | 0.99017 | -0.21561 | 0.99017 | -0.21556 | 2.2307
28 | -0.28504 | -0.13774 | 0.28504 | 0.13675 | 4.7563e-06 | -0.00099202 | 0.0091991 | 0.0091866 | 0.0091991 | 0.99343 | -0.12946 | 0.99345 | -0.12961 | 4.1814
29 | 0.12817 | 0.061767 | -0.12816 | -0.062072 | 8.0134e-06 | -0.00030468 | 0.0041344 | 0.0041383 | 0.0041383 | 0.99343 | -0.12946 | 0.99337 | -0.12988 | 1.9706
30 | -0.28504 | -0.13675 | 0.28505 | 0.13394 | 1.3392e-05 | -0.0028079 | 0.0091866 | 0.0091515 | 0.0091866 | 0.99345 | -0.12961 | 0.99349 | -0.13 | 4.1757
31 | -2.2172 | -0.99384 | 2.2174 | 0.99105 | 0.00020721 | -0.0027835 | 0.070492 | 0.070458 | 0.070492 | 0.99501 | -0.11289 | 0.99512 | -0.11165 | 19.473
32 | 0.12608 | 0.054991 | -0.12608 | -0.057188 | 2.0385e-06 | -0.0021961 | 0.0040155 | 0.0040416 | 0.0040416 | 0.98885 | -0.21171 | 0.98884 | -0.21159 | 1.8371
33 | -0.12607 | -0.061061 | 0.12608 | 0.05902 | 1.9403e-06 | -0.002041 | 0.0040896 | 0.004064 | 0.0040896 | 0.98881 | -0.21136 | 0.98883 | -0.21149 | 1.8589
34 | -0.12608 | -0.05902 | 0.12608 | 0.057188 | 1.7213e-06 | -0.0018322 | 0.004064 | 0.0040416 | 0.004064 | 0.98883 | -0.21149 | 0.98884 | -0.21159 | 1.8473
35 | -2.3597 | -1.06 | 2.3607 | 1.0611 | 0.0010157 | 0.001146 | 0.075042 | 0.075038 | 0.075042 | 0.99512 | -0.11165 | 0.99571 | -0.091164 | 18.3029
36 | -2.4996 | -1.1284 | 2.4998 | 1.1257 | 0.00017517 | -0.0027079 | 0.079511 | 0.079477 | 0.079511 | 0.99571 | -0.091164 | 0.99579 | -0.089605 | 18.8862
37 | -2.5943 | -1.1714 | 2.5955 | 1.1729 | 0.0012261 | 0.0014507 | 0.082519 | 0.082515 | 0.082519 | 0.99579 | -0.089605 | 0.99643 | -0.067209 | 20.1266
38 | 0.10428 | 0.050242 | -0.10427 | -0.050376 | 2.2862e-06 | -0.00013375 | 0.0033534 | 0.0033551 | 0.0033551 | 0.99643 | -0.067209 | 0.99641 | -0.067356 | 1.5976
39 | -2.8305 | -1.2865 | 2.8309 | 1.2822 | 0.00035883 | -0.0042574 | 0.090076 | 0.090021 | 0.090076 | 0.99643 | -0.067209 | 0.99658 | -0.064413 | 21.3956
40 | 0.10427 | 0.050376 | -0.10427 | -0.050501 | 2.1419e-06 | -0.00012518 | 0.0033551 | 0.0033567 | 0.0033567 | 0.99641 | -0.067356 | 0.99639 | -0.067492 | 1.5984
41 | -2.8309 | -1.2822 | 2.8344 | 1.2402 | 0.0035067 | -0.041972 | 0.090021 | 0.089489 | 0.090021 | 0.99658 | -0.064413 | 0.99803 | -0.036427 | 21.3826
42 | 0.40152 | 0.18832 | -0.40128 | -0.18915 | 0.00024261 | -0.00083051 | 0.012828 | 0.01284 | 0.01284 | 0.99803 | -0.036427 | 0.99739 | -0.040856 | 6.1142
43 | -3.2359 | -1.4286 | 3.2361 | 1.4269 | 0.00018275 | -0.0016478 | 0.10231 | 0.10229 | 0.10231 | 0.99803 | -0.036427 | 0.9981 | -0.035136 | 24.3022
44 | -3.3533 | -1.4837 | 3.3534 | 1.4828 | 0.00010459 | -0.00087104 | 0.10605 | 0.10604 | 0.10605 | 0.9981 | -0.035136 | 0.99814 | -0.034425 | 25.1912
45 | -3.3534 | -1.4828 | 3.3575 | 1.4485 | 0.0040953 | -0.034324 | 0.10604 | 0.1056 | 0.10604 | 0.99814 | -0.034425 | 0.99957 | -0.0061646 | 25.1885
46 | -3.5129 | -1.5235 | 3.513 | 1.5222 | 0.00017382 | -0.0013231 | 0.11058 | 0.11056 | 0.11058 | 0.99957 | -0.0061646 | 0.99963 | -0.0050083 | 26.2664
47 | 0.15536 | 0.075066 | -0.15535 | -0.07524 | 6.5995e-06 | -0.00017371 | 0.004983 | 0.0049852 | 0.0049852 | 0.99957 | -0.0061646 | 0.99953 | -0.0064459 | 2.3739
48 | 0.26586 | 0.12357 | -0.26584 | -0.12372 | 1.7666e-05 | -0.00015244 | 0.0084852 | 0.0084872 | 0.0084872 | 0.99739 | -0.040856 | 0.99732 | -0.041361 | 4.0415
49 | -3.6677 | -1.5971 | 3.668 | 1.5975 | 0.00026256 | 0.00034444 | 0.11552 | 0.11552 | 0.11552 | 0.99963 | -0.0050083 | 0.99973 | -0.0015181 | 28.1764
50 | -0.15145 | -0.073351 | 0.15145 | 0.073016 | 4.4647e-07 | -0.0003349 | 0.0048709 | 0.0048667 | 0.0048709 | 0.9973 | -0.041187 | 0.99731 | -0.041213 | 2.2141
51 | -0.26583 | -0.12493 | 0.26584 | 0.12372 | 4.8944e-06 | -0.0012052 | 0.008502 | 0.0084872 | 0.008502 | 0.99731 | -0.041213 | 0.99732 | -0.041361 | 3.8645
52 | 0.11438 | 0.051909 | -0.11438 | -0.054339 | 1.8207e-06 | -0.0024299 | 0.0036358 | 0.0036654 | 0.0036654 | 0.99731 | -0.041213 | 0.99729 | -0.041087 | 1.6661
53 | 0.11438 | 0.054339 | -0.11438 | -0.055396 | 8.0131e-07 | -0.0010569 | 0.0036654 | 0.0036787 | 0.0036787 | 0.99729 | -0.041087 | 0.99729 | -0.041027 | 1.6721
54 | -10.2232 | -4.5174 | 10.2259 | 4.5137 | 0.0026654 | -0.0037021 | 0.32273 | 0.32267 | 0.32273 | 0.99973 | -0.0015181 | 1 | 0 | 50.5853
55 | 6.5552 | 2.9199 | -6.5546 | -2.9226 | 0.00064851 | -0.0027034 | 0.20721 | 0.20725 | 0.20725 | 0.99973 | -0.0015181 | 0.99962 | -0.0020736 | 32.4844
56 | 0.26308 | 0.11605 | -0.26306 | -0.12069 | 1.8118e-05 | -0.0046352 | 0.0083147 | 0.0083697 | 0.0083697 | 0.99831 | -0.036616 | 0.99825 | -0.036113 | 3.8044
57 | -0.5847 | -0.26838 | 0.58472 | 0.26744 | 1.8327e-05 | -0.00093906 | 0.018603 | 0.018592 | 0.018603 | 0.99831 | -0.036616 | 0.99834 | -0.036856 | 8.456
58 | 0.11033 | 0.051212 | -0.11033 | -0.053277 | 1.4438e-06 | -0.0020648 | 0.0035173 | 0.0035429 | 0.0035429 | 0.99831 | -0.036616 | 0.9983 | -0.036508 | 1.6104
59 | 0.21128 | 0.10111 | -0.21128 | -0.10179 | 1.7527e-06 | -0.00067965 | 0.0067731 | 0.0067816 | 0.0067816 | 0.99831 | -0.036616 | 0.99831 | -0.036545 | 3.0825
60 | 0.26306 | 0.12069 | -0.26306 | -0.12206 | 5.3952e-06 | -0.0013683 | 0.0083697 | 0.0083863 | 0.0083863 | 0.99825 | -0.036113 | 0.99823 | -0.035953 | 3.812
61 | -0.58472 | -0.26744 | 0.58473 | 0.26651 | 1.8093e-05 | -0.00092826 | 0.018592 | 0.018581 | 0.018592 | 0.99834 | -0.036856 | 0.99837 | -0.037091 | 8.4509
62 | 0.11033 | 0.053277 | -0.11033 | -0.053436 | 1.1186e-07 | -0.0001587 | 0.0035429 | 0.0035449 | 0.0035449 | 0.9983 | -0.036508 | 0.9983 | -0.036499 | 1.6113
63 | 0.093957 | 0.044966 | -0.093956 | -0.045505 | 2.7495e-07 | -0.00053889 | 0.003012 | 0.0030188 | 0.0030188 | 0.99831 | -0.036545 | 0.9983 | -0.03652 | 1.3722
64 | 0.20299 | 0.092963 | -0.2029 | -0.094302 | 8.725e-05 | -0.0013385 | 0.0064565 | 0.0064733 | 0.0064733 | 0.99823 | -0.035953 | 0.99777 | -0.039304 | 3.0825
65 | 0.068635 | 0.029274 | -0.068614 | -0.032267 | 2.135e-05 | -0.0029927 | 0.0021588 | 0.0021944 | 0.0021944 | 0.99777 | -0.039304 | 0.99744 | -0.041946 | 1.045
66 | -0.61289 | -0.25502 | 0.61393 | 0.25385 | 0.0010462 | -0.0011725 | 0.019386 | 0.019366 | 0.019386 | 0.98849 | -0.26815 | 0.9903 | -0.25051 | 9.2315
67 | 0.52625 | 0.21306 | -0.52612 | -0.21328 | 0.00012649 | -0.00022187 | 0.01658 | 0.016583 | 0.016583 | 0.98849 | -0.26815 | 0.98823 | -0.27076 | 7.8969
68 | 0.85431 | 0.38131 | -0.85428 | -0.38199 | 2.9382e-05 | -0.00068398 | 0.027271 | 0.02728 | 0.02728 | 0.9903 | -0.25051 | 0.99027 | -0.25026 | 12.3998
69 | -1.5878 | -0.69306 | 1.5879 | 0.69224 | 0.00012492 | -0.00082224 | 0.050502 | 0.050492 | 0.050502 | 0.9903 | -0.25051 | 0.99038 | -0.25103 | 22.9554
70 | 0.24799 | 0.087975 | -0.24791 | -0.11003 | 7.6916e-05 | -0.022052 | 0.0076864 | 0.0079253 | 0.0079253 | 0.98823 | -0.27076 | 0.98794 | -0.26919 | 3.6024
71 | 0.27813 | 0.12531 | -0.27809 | -0.13402 | 4.0152e-05 | -0.0087144 | 0.008911 | 0.0090188 | 0.0090188 | 0.98823 | -0.27076 | 0.9881 | -0.26961 | 4.0994
72 | -0.096532 | -0.046752 | 0.096533 | 0.046658 | 1.3812e-06 | -9.4743e-05 | 0.0031041 | 0.0031029 | 0.0031041 | 0.99749 | -0.04354 | 0.9975 | -0.043445 | 1.4781
73 | -0.096533 | -0.046658 | 0.096535 | 0.043343 | 1.77e-06 | -0.0033149 | 0.0031029 | 0.0030623 | 0.0031029 | 0.9975 | -0.043445 | 0.99752 | -0.043592 | 1.4104
74 | -0.079552 | -0.038529 | 0.079552 | 0.037115 | 5.1248e-07 | -0.0014133 | 0.0025535 | 0.0025359 | 0.0025535 | 0.99928 | -0.021006 | 0.99928 | -0.02106 | 1.1607
75 | -0.2333 | -0.11158 | 0.23331 | 0.11052 | 3.3035e-06 | -0.0010579 | 0.0074709 | 0.0074577 | 0.0074709 | 0.99928 | -0.02106 | 0.9993 | -0.021179 | 3.3959
76 | 6.3201 | 2.8091 | -6.3191 | -2.8136 | 0.00099848 | -0.0045144 | 0.1998 | 0.19986 | 0.19986 | 0.9993 | -0.021179 | 0.99913 | -0.022072 | 31.3253
77 | -6.5534 | -2.9196 | 6.5546 | 2.9226 | 0.0011677 | 0.0030348 | 0.20725 | 0.20725 | 0.20725 | 0.9993 | -0.021179 | 0.99962 | -0.0020736 | 32.132
78 | 6.3191 | 2.8136 | -6.3189 | -2.8145 | 0.00018928 | -0.00085524 | 0.19986 | 0.19987 | 0.19987 | 0.99913 | -0.022072 | 0.9991 | -0.022241 | 31.3271
79 | 6.1739 | 2.7442 | -6.1732 | -2.7422 | 0.00076921 | 0.0019905 | 0.19521 | 0.19522 | 0.19522 | 0.9991 | -0.022241 | 0.99887 | -0.035623 | 30.2659
80 | -0.096535 | -0.043343 | 0.096535 | 0.043157 | 9.7884e-08 | -0.00018588 | 0.0030623 | 0.0030601 | 0.0030623 | 0.99752 | -0.043592 | 0.99752 | -0.043599 | 1.392
81 | 0.24275 | 0.11286 | -0.24264 | -0.11392 | 0.00010117 | -0.00106 | 0.0077436 | 0.0077574 | 0.0077574 | 0.99796 | -0.040479 | 0.99752 | -0.043599 | 3.694
82 | -0.24275 | -0.11286 | 0.24275 | 0.11166 | 4.0235e-06 | -0.0011962 | 0.0077436 | 0.0077291 | 0.0077436 | 0.99796 | -0.040479 | 0.99798 | -0.040609 | 3.5198
83 | -0.36889 | -0.17276 | 0.36894 | 0.17254 | 5.1312e-05 | -0.00021461 | 0.011783 | 0.01178 | 0.011783 | 0.99798 | -0.040609 | 0.99812 | -0.039573 | 5.6107
84 | -0.89973 | -0.41669 | 0.89978 | 0.41573 | 4.4935e-05 | -0.00096221 | 0.028666 | 0.028654 | 0.028666 | 0.99852 | -0.037277 | 0.99856 | -0.037668 | 13.0299
85 | 0.76648 | 0.35216 | -0.76644 | -0.35218 | 4.6182e-05 | -2.2947e-05 | 0.024386 | 0.024387 | 0.024387 | 0.99852 | -0.037277 | 0.99845 | -0.037753 | 11.6128
86 | 0.16476 | 0.079699 | -0.16476 | -0.079795 | 4.1351e-06 | -9.6071e-05 | 0.005291 | 0.0052923 | 0.0052923 | 0.99856 | -0.037668 | 0.99854 | -0.037834 | 2.5201
87 | -1.0645 | -0.49543 | 1.0647 | 0.49544 | 0.00020733 | 9.6141e-06 | 0.033944 | 0.033943 | 0.033944 | 0.99856 | -0.037668 | 0.99877 | -0.036192 | 16.1639
88 | 0.66203 | 0.30162 | -0.66203 | -0.30192 | 7.6364e-06 | -0.00030542 | 0.021034 | 0.021037 | 0.021037 | 0.99845 | -0.037753 | 0.99844 | -0.037666 | 9.5625
89 | 4.8774 | 2.1382 | -4.8771 | -2.1399 | 0.00021264 | -0.0017005 | 0.15392 | 0.15394 | 0.15394 | 0.99877 | -0.036192 | 0.99872 | -0.036453 | 24.129
90 | -6.048 | -2.6849 | 6.0486 | 2.6819 | 0.0006011 | -0.0029957 | 0.19126 | 0.19122 | 0.19126 | 0.99877 | -0.036192 | 0.99887 | -0.035623 | 29.9777
91 | 0.66203 | 0.30192 | -0.66201 | -0.30277 | 2.1084e-05 | -0.00084268 | 0.021037 | 0.021048 | 0.021048 | 0.99844 | -0.037666 | 0.99841 | -0.037424 | 9.5671
92 | 4.8771 | 2.1399 | -4.877 | -2.1406 | 9.5415e-05 | -0.0007628 | 0.15394 | 0.15395 | 0.15395 | 0.99872 | -0.036453 | 0.9987 | -0.036569 | 24.1304
93 | 0.66201 | 0.30277 | -0.66198 | -0.30392 | 2.8863e-05 | -0.0011521 | 0.021048 | 0.021062 | 0.021062 | 0.99841 | -0.037424 | 0.99837 | -0.037091 | 9.5735
94 | -0.16406 | -0.07946 | 0.16414 | 0.077713 | 7.7715e-05 | -0.0017468 | 0.0053298 | 0.0053071 | 0.0053298 | 0.98734 | -0.26726 | 0.98784 | -0.264 | 2.538
95 | 0.46921 | 0.20601 | -0.46921 | -0.20613 | 1.5982e-06 | -0.00012389 | 0.014975 | 0.014977 | 0.014977 | 0.98784 | -0.264 | 0.98783 | -0.26398 | 6.8075
96 | -0.78158 | -0.35551 | 0.78299 | 0.35493 | 0.0014122 | -0.00058587 | 0.025092 | 0.025074 | 0.025092 | 0.98784 | -0.264 | 0.98974 | -0.24923 | 11.9485
97 | 0.46921 | 0.20613 | -0.46916 | -0.20969 | 4.6063e-05 | -0.00356 | 0.014977 | 0.015019 | 0.015019 | 0.98783 | -0.26398 | 0.98774 | -0.26329 | 6.8268
98 | -0.78299 | -0.35493 | 0.78305 | 0.35326 | 6.0486e-05 | -0.001669 | 0.025074 | 0.025054 | 0.025074 | 0.98974 | -0.24923 | 0.98981 | -0.2498 | 11.3974
99 | 4.877 | 2.1406 | -4.8769 | -2.1418 | 0.00014792 | -0.0011823 | 0.15395 | 0.15397 | 0.15397 | 0.9987 | -0.036569 | 0.99867 | -0.03675 | 24.1328
100 | 4.7719 | 2.091 | -4.7715 | -2.0939 | 0.00035169 | -0.0029458 | 0.1506 | 0.15063 | 0.15063 | 0.99867 | -0.03675 | 0.9986 | -0.037191 | 23.6102
101 | 0.12568 | 0.060368 | -0.12568 | -0.060869 | 4.5765e-07 | -0.00050075 | 0.0040321 | 0.0040384 | 0.0040384 | 0.99822 | -0.040974 | 0.99822 | -0.040943 | 1.8356
102 | -0.26405 | -0.12739 | 0.26406 | 0.1268 | 2.3472e-06 | -0.00058174 | 0.0084783 | 0.008471 | 0.0084783 | 0.99822 | -0.040974 | 0.99823 | -0.04105 | 3.8538
103 | -0.26406 | -0.1268 | 0.26406 | 0.12642 | 1.5602e-06 | -0.00038725 | 0.008471 | 0.0084662 | 0.008471 | 0.99823 | -0.04105 | 0.99823 | -0.041101 | 3.8505
104 | -0.26406 | -0.12642 | 0.26407 | 0.12633 | 1.0015e-05 | -8.703e-05 | 0.0084662 | 0.008465 | 0.0084662 | 0.99823 | -0.041101 | 0.99827 | -0.040839 | 4.0315
105 | -0.35806 | -0.17185 | 0.35806 | 0.17153 | 2.4107e-06 | -0.00032514 | 0.011485 | 0.011481 | 0.011485 | 0.99827 | -0.040839 | 0.99828 | -0.040897 | 5.2204
106 | -0.35806 | -0.17153 | 0.35807 | 0.16981 | 1.2703e-05 | -0.0017172 | 0.011481 | 0.011459 | 0.011481 | 0.99828 | -0.040897 | 0.99831 | -0.041195 | 5.2186
107 | 4.7715 | 2.0939 | -4.771 | -2.0981 | 0.00050394 | -0.0042175 | 0.15063 | 0.15069 | 0.15069 | 0.9986 | -0.037191 | 0.99849 | -0.037819 | 23.6184
108 | 0.13455 | 0.065132 | -0.13455 | -0.065164 | 9.2653e-07 | -3.2554e-05 | 0.0043218 | 0.0043222 | 0.0043222 | 0.99849 | -0.037819 | 0.99848 | -0.037865 | 2.0582
109 | 4.6365 | 2.033 | -4.6358 | -2.0357 | 0.00067967 | -0.002676 | 0.14637 | 0.14641 | 0.14641 | 0.99849 | -0.037819 | 0.99831 | -0.041195 | 34.7755
110 | 3.3782 | 1.4444 | -3.3776 | -1.4497 | 0.00063341 | -0.0052513 | 0.10624 | 0.10631 | 0.10631 | 0.99831 | -0.041195 | 0.99809 | -0.04564 | 25.2508
111 | 0.89953 | 0.42145 | -0.89951 | -0.42188 | 1.988e-05 | -0.00042349 | 0.028725 | 0.02873 | 0.02873 | 0.99831 | -0.041195 | 0.99829 | -0.041016 | 13.059
112 | 3.3776 | 1.4497 | -3.3769 | -1.4488 | 0.00066381 | 0.00085485 | 0.10631 | 0.10631 | 0.10631 | 0.99809 | -0.04564 | 0.99782 | -0.055328 | 25.9286
113 | 0.79194 | 0.36978 | -0.79189 | -0.37091 | 4.1123e-05 | -0.0011346 | 0.025274 | 0.025288 | 0.025288 | 0.99829 | -0.041016 | 0.99824 | -0.040599 | 11.4944
114 | 3.2411 | 1.3833 | -3.2408 | -1.3863 | 0.00033184 | -0.0030116 | 0.10195 | 0.10199 | 0.10199 | 0.99782 | -0.055328 | 0.9977 | -0.057763 | 24.2253
115 | 0.13576 | 0.065504 | -0.13576 | -0.065752 | 2.6485e-07 | -0.00024775 | 0.0043609 | 0.004364 | 0.004364 | 0.99782 | -0.055328 | 0.99782 | -0.055311 | 1.9836
116 | 0.79189 | 0.37091 | -0.79189 | -0.37115 | 8.6822e-06 | -0.00023937 | 0.025288 | 0.025291 | 0.025291 | 0.99824 | -0.040599 | 0.99823 | -0.04051 | 11.4958
117 | -0.059032 | -0.02859 | 0.059053 | 0.024654 | 2.1727e-05 | -0.0039367 | 0.001919 | 0.0018715 | 0.001919 | 0.98669 | -0.27013 | 0.98708 | -0.26705 | 0.9138
118 | -0.13476 | -0.06132 | 0.13482 | 0.059209 | 6.1317e-05 | -0.0021105 | 0.00433 | 0.0043043 | 0.00433 | 0.98708 | -0.26705 | 0.98755 | -0.26316 | 2.0619
119 | -0.24904 | -0.11453 | 0.24906 | 0.11433 | 2.0467e-05 | -0.00019558 | 0.0080128 | 0.0080102 | 0.0080128 | 0.98755 | -0.26316 | 0.98764 | -0.26251 | 3.8156
120 | -0.087993 | -0.042617 | 0.087993 | 0.042582 | 4.355e-07 | -3.4597e-05 | 0.0028575 | 0.002857 | 0.0028575 | 0.98771 | -0.26314 | 0.98772 | -0.26311 | 1.3607
121 | -0.087993 | -0.042582 | 0.087995 | 0.038094 | 2.0588e-06 | -0.0044878 | 0.002857 | 0.0028024 | 0.002857 | 0.98772 | -0.26311 | 0.98774 | -0.26329 | 1.2986
122 | -0.068613 | -0.033231 | 0.068614 | 0.032267 | 2.623e-07 | -0.00096388 | 0.0022064 | 0.0021944 | 0.0022064 | 0.99744 | -0.041913 | 0.99744 | -0.041946 | 1.0029
123 | -0.085191 | -0.04126 | 0.085194 | 0.041044 | 2.5017e-06 | -0.0002161 | 0.0027544 | 0.0027517 | 0.0027544 | 0.99205 | -0.16999 | 0.99208 | -0.16979 | 1.3116
124 | -0.085194 | -0.041044 | 0.085194 | 0.039917 | 4.8253e-07 | -0.0011274 | 0.0027517 | 0.0027376 | 0.0027517 | 0.99208 | -0.16979 | 0.99208 | -0.16984 | 1.2508
125 | -0.23262 | -0.11132 | 0.23262 | 0.11041 | 2.8941e-06 | -0.00090524 | 0.0075039 | 0.0074925 | 0.0075039 | 0.99208 | -0.16984 | 0.99209 | -0.16995 | 3.4108
126 | -0.28974 | -0.12118 | 0.28974 | 0.12059 | 2.7977e-06 | -0.00058938 | 0.0091382 | 0.0091316 | 0.0091382 | 0.99211 | -0.16971 | 0.99212 | -0.16977 | 4.1537
127 | 0.28974 | 0.12118 | -0.28969 | -0.13069 | 4.5734e-05 | -0.0095123 | 0.0091382 | 0.0092487 | 0.0092487 | 0.99211 | -0.16971 | 0.99196 | -0.16866 | 4.2039
128 | 0.23263 | 0.11035 | -0.23262 | -0.11041 | 5.8188e-06 | -6.4721e-05 | 0.0074917 | 0.0074925 | 0.0074925 | 0.99212 | -0.16977 | 0.99209 | -0.16995 | 3.5679
129 | -0.61323 | -0.27494 | 0.61336 | 0.27479 | 0.00013856 | -0.00015229 | 0.019554 | 0.019551 | 0.019554 | 0.99212 | -0.16977 | 0.99236 | -0.16785 | 9.3115
130 | 0.28969 | 0.13069 | -0.28968 | -0.13251 | 8.8735e-06 | -0.0018186 | 0.0092487 | 0.0092706 | 0.0092706 | 0.99196 | -0.16866 | 0.99193 | -0.16843 | 4.2139
131 | -0.61336 | -0.27479 | 0.61339 | 0.27352 | 2.7547e-05 | -0.0012621 | 0.019551 | 0.019536 | 0.019551 | 0.99236 | -0.16785 | 0.9924 | -0.16817 | 8.887
132 | -0.71778 | -0.32408 | 0.71827 | 0.32377 | 0.00048755 | -0.00030829 | 0.022909 | 0.022901 | 0.022909 | 0.9924 | -0.16817 | 0.99312 | -0.16251 | 10.9089
133 | 0.16396 | 0.071619 | -0.16396 | -0.071749 | 5.4821e-06 | -0.00012982 | 0.0052071 | 0.0052086 | 0.0052086 | 0.99193 | -0.16843 | 0.9919 | -0.16874 | 2.4803
134 | 0.16396 | 0.071749 | -0.16395 | -0.078869 | 1.1163e-05 | -0.00712 | 0.0052086 | 0.0052951 | 0.0052951 | 0.9919 | -0.16874 | 0.99183 | -0.16821 | 2.4069
135 | 0.16395 | 0.078869 | -0.16395 | -0.079403 | 8.5235e-07 | -0.0005339 | 0.0052951 | 0.0053019 | 0.0053019 | 0.99183 | -0.16821 | 0.99183 | -0.16817 | 2.41
136 | 0.71828 | 0.32327 | -0.71827 | -0.32377 | 1.5249e-05 | -0.00050847 | 0.022895 | 0.022901 | 0.022901 | 0.99314 | -0.16266 | 0.99312 | -0.16251 | 10.4097
137 | -0.77816 | -0.35227 | 0.77873 | 0.35201 | 0.00056468 | -0.00025232 | 0.024828 | 0.024821 | 0.024828 | 0.99314 | -0.16266 | 0.99391 | -0.15666 | 11.8231
138 | -2.6441 | -1.1753 | 2.647 | 1.1344 | 0.0029659 | -0.040897 | 0.084041 | 0.083534 | 0.084041 | 0.99391 | -0.15666 | 0.99522 | -0.13068 | 19.9622
139 | 1.8653 | 0.8233 | -1.8647 | -0.82272 | 0.00061834 | 0.00057914 | 0.05922 | 0.059224 | 0.059224 | 0.99391 | -0.15666 | 0.99345 | -0.17266 | 14.4449
140 | -2.647 | -1.1344 | 2.648 | 1.1205 | 0.00099634 | -0.013883 | 0.083534 | 0.083366 | 0.083534 | 0.99522 | -0.13068 | 0.99566 | -0.1217 | 19.8419
141 | 1.7043 | 0.74761 | -1.7003 | -0.74488 | 0.0039884 | 0.0027255 | 0.054078 | 0.054099 | 0.054099 | 0.99345 | -0.17266 | 0.99053 | -0.25209 | 15.457
142 | 0.16044 | 0.075109 | -0.16043 | -0.0777 | 3.9165e-06 | -0.0025916 | 0.0051475 | 0.0051799 | 0.0051799 | 0.99345 | -0.17266 | 0.99343 | -0.17246 | 2.3545
143 | -0.16215 | -0.078535 | 0.16217 | 0.078234 | 1.266e-05 | -0.00030121 | 0.0052207 | 0.0052168 | 0.0052207 | 0.99625 | -0.10831 | 0.99633 | -0.10779 | 2.486
144 | -2.9942 | -1.2645 | 2.9959 | 1.2666 | 0.0016555 | 0.0020601 | 0.094173 | 0.09417 | 0.094173 | 0.99633 | -0.10779 | 0.99708 | -0.08024 | 22.9691
145 | 0.12567 | 0.060563 | -0.12567 | -0.060669 | 2.6583e-06 | -0.00010652 | 0.004042 | 0.0040434 | 0.0040434 | 0.99633 | -0.10779 | 0.99631 | -0.10793 | 1.9254
146 | 2.7064 | 1.1257 | -2.7048 | -1.1465 | 0.0015507 | -0.020772 | 0.084927 | 0.085176 | 0.085176 | 0.99633 | -0.10779 | 0.99566 | -0.1217 | 20.2319
147 | -3.0802 | -1.3074 | 3.0811 | 1.3085 | 0.00089534 | 0.001124 | 0.096877 | 0.096875 | 0.096877 | 0.99708 | -0.08024 | 0.99748 | -0.065803 | 23.6286
148 | 0.12567 | 0.060669 | -0.12567 | -0.060865 | 1.8048e-07 | -0.0001958 | 0.0040434 | 0.0040458 | 0.0040458 | 0.99631 | -0.10793 | 0.99631 | -0.10792 | 1.839
149 | 0.056804 | 0.025964 | -0.056803 | -0.027511 | 2.8922e-07 | -0.0015475 | 0.0018108 | 0.0018299 | 0.0018299 | 0.99566 | -0.1217 | 0.99565 | -0.12166 | 0.83178
150 | -0.36894 | -0.17254 | 0.36895 | 0.17038 | 1.6835e-05 | -0.0021617 | 0.01178 | 0.011753 | 0.01178 | 0.99812 | -0.039573 | 0.99817 | -0.039935 | 5.3543
151 | -0.64842 | -0.3054 | 0.64847 | 0.3035 | 4.5972e-05 | -0.0018952 | 0.020729 | 0.020705 | 0.020729 | 0.99817 | -0.039935 | 0.99823 | -0.04051 | 9.4221
152 | 0.27947 | 0.13502 | -0.27946 | -0.13506 | 5.7215e-06 | -4.3817e-05 | 0.0089762 | 0.0089768 | 0.0089768 | 0.99817 | -0.039935 | 0.99815 | -0.040071 | 4.2747
153 | 0.14342 | 0.067646 | -0.14341 | -0.069459 | 2.1499e-06 | -0.0018125 | 0.0045856 | 0.0046082 | 0.0046082 | 0.99823 | -0.04051 | 0.99822 | -0.040383 | 2.0946
154 | 0.13749 | 0.066304 | -0.13749 | -0.066528 | 2.4482e-07 | -0.00022363 | 0.0044147 | 0.0044175 | 0.0044175 | 0.99815 | -0.040071 | 0.99814 | -0.040055 | 2.008
155 | -0.13749 | -0.066592 | 0.13749 | 0.066528 | 6.9589e-08 | -6.3564e-05 | 0.0044183 | 0.0044175 | 0.0044183 | 0.99814 | -0.040051 | 0.99814 | -0.040055 | 2.0083
156 | 0.38117 | 0.1716 | -0.38116 | -0.1728 | 1.0323e-05 | -0.0012024 | 0.012217 | 0.012231 | 0.012231 | 0.98774 | -0.26329 | 0.98772 | -0.26309 | 5.5596
157 | 0.24908 | 0.10883 | -0.24908 | -0.10906 | 8.3974e-07 | -0.00023182 | 0.0079444 | 0.0079471 | 0.0079471 | 0.98772 | -0.26309 | 0.98771 | -0.26307 | 3.6123
158 | 0.24908 | 0.10906 | -0.24906 | -0.11433 | 1.9247e-05 | -0.0052696 | 0.0079471 | 0.0080102 | 0.0080102 | 0.98771 | -0.26307 | 0.98764 | -0.26251 | 3.641
159 | 3.2408 | 1.3863 | -3.2403 | -1.3856 | 0.00052733 | 0.00067185 | 0.10199 | 0.10199 | 0.10199 | 0.9977 | -0.057763 | 0.99748 | -0.065803 | 24.8755
160 | 1.5882 | 0.69058 | -1.5881 | -0.69097 | 5.8233e-05 | -0.00038381 | 0.050472 | 0.050476 | 0.050476 | 0.99053 | -0.25209 | 0.99049 | -0.25185 | 22.9438
161 | -0.12948 | -0.06271 | 0.12948 | 0.062571 | 3.8119e-06 | -0.00013882 | 0.0042032 | 0.0042014 | 0.0042032 | 0.98807 | -0.26981 | 0.9881 | -0.26961 | 2.0015
162 | 0.14861 | 0.071448 | -0.14861 | -0.071974 | 6.9945e-07 | -0.00052537 | 0.0048173 | 0.004824 | 0.004824 | 0.9881 | -0.26961 | 0.9881 | -0.26957 | 2.1927
163 | 0.24791 | 0.11003 | -0.2479 | -0.11187 | 6.6556e-06 | -0.0018426 | 0.0079253 | 0.0079473 | 0.0079473 | 0.98794 | -0.26919 | 0.98791 | -0.269 | 3.6124
164 | 0.11267 | 0.053975 | -0.11267 | -0.054269 | 6.0764e-06 | -0.00029403 | 0.0036506 | 0.0036544 | 0.0036544 | 0.98791 | -0.269 | 0.98786 | -0.26936 | 1.7402
165 | 0.070246 | 0.026421 | -0.070244 | -0.026647 | 1.6759e-06 | -0.00022658 | 0.002193 | 0.0021954 | 0.0021954 | 0.98791 | -0.269 | 0.98789 | -0.26929 | 1.0454
166 | 0.11267 | 0.054269 | -0.11267 | -0.054567 | 2.2828e-07 | -0.00029796 | 0.0036544 | 0.0036582 | 0.0036582 | 0.98786 | -0.26936 | 0.98786 | -0.26934 | 1.6628
167 | 0.070244 | 0.026647 | -0.070243 | -0.031112 | 1.2599e-06 | -0.0044642 | 0.0021954 | 0.002245 | 0.002245 | 0.98789 | -0.26929 | 0.98787 | -0.26919 | 1.0204
168 | -0.070242 | -0.03402 | 0.070243 | 0.031112 | 8.5301e-07 | -0.0029081 | 0.0022807 | 0.002245 | 0.0022807 | 0.98786 | -0.2691 | 0.98787 | -0.26919 | 1.0367
169 | 0.85428 | 0.38199 | -0.85405 | -0.38752 | 0.00023808 | -0.0055253 | 0.02728 | 0.027347 | 0.027347 | 0.99027 | -0.25026 | 0.99001 | -0.24822 | 12.4302
170 | -1.5879 | -0.69224 | 1.5881 | 0.69097 | 0.00019325 | -0.001273 | 0.050492 | 0.050476 | 0.050492 | 0.99038 | -0.25103 | 0.99049 | -0.25185 | 22.9508
171 | -0.85388 | -0.38756 | 0.85405 | 0.38752 | 0.0001649 | -4.1481e-05 | 0.027348 | 0.027347 | 0.027348 | 0.98981 | -0.2498 | 0.99001 | -0.24822 | 13.023

## res_trafo
| p_hv_mw | q_hv_mvar | p_lv_mw | q_lv_mvar | pl_mw | ql_mvar | i_hv_ka | i_lv_ka | vm_hv_pu | va_hv_degree | vm_lv_pu | va_lv_degree | loading_percent
0 | 2.6518e-14 | 1.7507e-14 | 0.013999 | 0.0105 | 0.013999 | 0.0105 | 1.6678e-16 | 0.00050517 | 0.99997 | 149.9981 | 1 | 0 | 0.069998

## res_ext_grid
| p_mw | q_mvar
0 | 10.5011 | 4.6507

## res_load
| p_mw | q_mvar
0 | 0.13995 | 0.067782
1 | 0.10051 | 0.048678
2 | 0.10517 | 0.050935
3 | 0.13488 | 0.065327
4 | 0.14584 | 0.070632
5 | 0.14835 | 0.071849
6 | 0.078615 | 0.038075
7 | 0.11054 | 0.053538
8 | 0.090589 | 0.043874
9 | 0.11811 | 0.057202
10 | 0.14086 | 0.068222
11 | 0.081734 | 0.039586
12 | 0.092073 | 0.044593
13 | 0.1515 | 0.073373
14 | 0.15687 | 0.075974
15 | 0.12816 | 0.062072
16 | 0.15834 | 0.076689
17 | 0.12607 | 0.061061
18 | 0.14229 | 0.068915
19 | 0.1389 | 0.067274
20 | 0.094485 | 0.045761
21 | 0.13076 | 0.063332
22 | 0.10427 | 0.050501
23 | 0.11719 | 0.056757
24 | 0.13542 | 0.065587
25 | 0.15467 | 0.074909
26 | 0.15535 | 0.07524
27 | 0.15145 | 0.073351
28 | 0.11438 | 0.055396
29 | 0.11732 | 0.056823
30 | 0.060071 | 0.029094
31 | 0.093956 | 0.045505
32 | 0.11033 | 0.053436
33 | 0.13427 | 0.065028
34 | 0.086642 | 0.041963
35 | 0.11956 | 0.057904
36 | 0.096532 | 0.046752
37 | 0.079552 | 0.038529
38 | 0.15375 | 0.074465
39 | 0.26121 | 0.12651
40 | 0.14499 | 0.070223
41 | 0.14611 | 0.070764
42 | 0.12614 | 0.061091
43 | 0.13325 | 0.064534
44 | 0.1044 | 0.050565
45 | 0.16476 | 0.079795
46 | 0.10595 | 0.051312
47 | 0.12452 | 0.06031
48 | 0.077243 | 0.03741
49 | 0.16406 | 0.07946
50 | 0.14823 | 0.071791
51 | 0.10501 | 0.050859
52 | 0.13838 | 0.067018
53 | 0.12568 | 0.060869
54 | 0.093988 | 0.045521
55 | 0.10758 | 0.052102
56 | 0.13455 | 0.065164
57 | 0.059032 | 0.02859
58 | 0.075707 | 0.036666
59 | 0.11422 | 0.05532
60 | 0.087993 | 0.042617
61 | 0.068613 | 0.033231
62 | 0.085191 | 0.04126
63 | 0.14743 | 0.071402
64 | 0.090855 | 0.044003
65 | 0.10439 | 0.050557
66 | 0.12572 | 0.060889
67 | 0.16395 | 0.079403
68 | 0.059879 | 0.029001
69 | 0.16215 | 0.078535
70 | 0.084276 | 0.040817
71 | 0.14197 | 0.068758
72 | 0.14341 | 0.069459
73 | 0.13749 | 0.066592
74 | 0.13207 | 0.063966
75 | 0.13576 | 0.065752
76 | 0.15923 | 0.077117
77 | 0.056803 | 0.027511
78 | 0.16043 | 0.0777
79 | 0.11212 | 0.054303
80 | 0.12567 | 0.060865
81 | 0.12948 | 0.06271
82 | 0.14861 | 0.071974
83 | 0.064986 | 0.031474
84 | 0.070242 | 0.03402
85 | 0.11267 | 0.054567
86 | 0.070826 | 0.034303

## dtypes
| element | column | dtype
0 | bus | name | object
1 | bus | vn_kv | float64
2 | bus | type | object
3 | bus | zone | object
4 | bus | in_service | bool
5 | load | name | object
6 | load | bus | uint32
7 | load | p_mw | float64
8 | load | q_mvar | float64
9 | load | const_z_percent | float64
10 | load | const_i_percent | float64
11 | load | sn_mva | float64
12 | load | scaling | float64
13 | load | in_service | bool
14 | load | type | object
15 | ext_grid | name | object
16 | ext_grid | bus | uint32
17 | ext_grid | vm_pu | float64
18 | ext_grid | va_degree | float64
19 | ext_grid | slack_weight | float64
20 | ext_grid | in_service | bool
21 | line | name | object
22 | line | std_type | object
23 | line | from_bus | uint32
24 | line | to_bus | uint32
25 | line | length_km | float64
26 | line | r_ohm_per_km | float64
27 | line | x_ohm_per_km | float64
28 | line | c_nf_per_km | float64
29 | line | g_us_per_km | float64
30 | line | max_i_ka | float64
31 | line | df | float64
32 | line | parallel | uint32
33 | line | type | object
34 | line | in_service | bool
35 | trafo | name | object
36 | trafo | std_type | object
37 | trafo | hv_bus | uint32
38 | trafo | lv_bus | uint32
39 | trafo | sn_mva | float64
40 | trafo | vn_hv_kv | float64
41 | trafo | vn_lv_kv | float64
42 | trafo | vk_percent | float64
43 | trafo | vkr_percent | float64
44 | trafo | pfe_kw | float64
45 | trafo | i0_percent | float64
46 | trafo | shift_degree | float64
47 | trafo | tap_side | object
48 | trafo | tap_neutral | int32
49 | trafo | tap_min | int32
50 | trafo | tap_max | int32
51 | trafo | tap_step_percent | float64
52 | trafo | tap_step_degree | float64
53 | trafo | tap_pos | int32
54 | trafo | tap_phase_shifter | bool
55 | trafo | parallel | uint32
56 | trafo | df | float64
57 | trafo | in_service | bool
58 | bus_geodata | x | float64
59 | bus_geodata | y | float64
60 | bus_geodata | coords | object
61 | res_bus | vm_pu | float64
62 | res_bus | va_degree | float64
63 | res_bus | p_mw | float64
64 | res_bus | q_mvar | float64
65 | res_line | p_from_mw | float64
66 | res_line | q_from_mvar | float64
67 | res_line | p_to_mw | float64
68 | res_line | q_to_mvar | float64
69 | res_line | pl_mw | float64
70 | res_line | ql_mvar | float64
71 | res_line | i_from_ka | float64
72 | res_line | i_to_ka | float64
73 | res_line | i_ka | float64
74 | res_line | vm_from_pu | float64
75 | res_line | va_from_degree | float64
76 | res_line | vm_to_pu | float64
77 | res_line | va_to_degree | float64
78 | res_line | loading_percent | float64
79 | res_trafo | p_hv_mw | float64
80 | res_trafo | q_hv_mvar | float64
81 | res_trafo | p_lv_mw | float64
82 | res_trafo | q_lv_mvar | float64
83 | res_trafo | pl_mw | float64
84 | res_trafo | ql_mvar | float64
85 | res_trafo | i_hv_ka | float64
86 | res_trafo | i_lv_ka | float64
87 | res_trafo | vm_hv_pu | float64
88 | res_trafo | va_hv_degree | float64
89 | res_trafo | vm_lv_pu | float64
90 | res_trafo | va_lv_degree | float64
91 | res_trafo | loading_percent | float64
92 | res_ext_grid | p_mw | float64
93 | res_ext_grid | q_mvar | float64
94 | res_load | p_mw | float64
95 | res_load | q_mvar | float64

## parameters
| version | format_version | converged | OPF_converged | name | f_hz | sn_mva
0 | 2.14.6 | 2.14.0 | TRUE | FALSE |  | 50 | 1