## bus
| name | vn_kv | type | zone | in_service
0 | bus_MV_186_1_node_45 | 20 | n |  | TRUE
1 | bus_MV_186_1_node_298 | 20 | n |  | TRUE
2 | bus_MV_186_1_node_44 | 20 | n |  | TRUE
3 | bus_MV_186_1_node_5 | 20 | n |  | TRUE
4 | bus_MV_186_1_node_7 | 20 | n |  | TRUE
5 | bus_MV_186_1_node_6 | 20 | n |  | TRUE
6 | bus_MV_186_1_node_10 | 20 | n |  | TRUE
7 | bus_MV_186_1_node_8 | 20 | n |  | TRUE
8 | bus_MV_186_1_node_9 | 20 | n |  | TRUE
9 | bus_MV_186_1_node_48 | 20 | n |  | TRUE
10 | bus_MV_186_1_node_47 | 20 | n |  | TRUE
11 | bus_MV_186_1_node_49 | 20 | n |  | TRUE
12 | bus_MV_186_1_node_182 | 20 | n |  | TRUE
13 | bus_MV_186_1_node_265 | 20 | n |  | TRUE
14 | bus_MV_186_1_node_264 | 20 | n |  | TRUE
15 | bus_MV_186_1_node_23 | 20 | n |  | TRUE
16 | bus_MV_186_1_node_22 | 20 | n |  | TRUE
17 | bus_MV_186_1_node_24 | 20 | n |  | TRUE
18 | bus_MV_186_1_node_301 | 20 | n |  | TRUE
19 | bus_MV_186_1_node_21 | 20 | n |  | TRUE
20 | bus_MV_186_1_node_41 | 20 | n |  | TRUE
21 | bus_MV_186_1_node_11 | 20 | n |  | TRUE
22 | bus_MV_186_1_node_12 | 20 | n |  | TRUE
23 | bus_MV_186_1_node_13 | 20 | n |  | TRUE
24 | bus_MV_186_1_node_14 | 20 | n |  | TRUE
25 | bus_MV_186_1_node_15 | 20 | n |  | TRUE
26 | bus_MV_186_1_node_16 | 20 | n |  | TRUE
27 | bus_MV_186_1_node_17 | 20 | n |  | TRUE
28 | bus_MV_186_1_node_18 | 20 | n |  | TRUE
29 | bus_MV_186_1_node_19 | 20 | n |  | TRUE
30 | bus_MV_186_1_node_20 | 20 | n |  | TRUE
31 | bus_MV_186_1_node_26 | 20 | n |  | TRUE
32 | bus_MV_186_1_node_42 | 20 | n |  | TRUE
33 | bus_MV_186_1_node_35 | 20 | n |  | TRUE
34 | bus_MV_186_1_node_27 | 20 | n |  | TRUE
35 | bus_MV_186_1_node_29 | 20 | n |  | TRUE
36 | bus_MV_186_1_node_32 | 20 | n |  | TRUE
37 | bus_MV_186_1_node_28 | 20 | n |  | TRUE
38 | bus_MV_186_1_node_31 | 20 | n |  | TRUE
39 | bus_MV_186_1_node_30 | 20 | n |  | TRUE
40 | bus_MV_186_1_node_324 | 20 | n |  | TRUE
41 | bus_MV_186_1_node_46 | 20 | n |  | TRUE
42 | bus_MV_186_1_node_37 | 20 | n |  | TRUE
43 | bus_MV_186_1_node_36 | 20 | n |  | TRUE
44 | bus_MV_186_1_node_33 | 20 | n |  | TRUE
45 | bus_MV_186_1_node_34 | 20 | n |  | TRUE
46 | bus_MV_186_1_node_38 | 20 | n |  | TRUE
47 | bus_MV_186_1_node_39 | 20 | n |  | TRUE
48 | bus_MV_186_1_node_40 | 20 | n |  | TRUE
49 | bus_MV_186_1_node_43 | 20 | n |  | TRUE
50 | bus_MV_186_1_node_290 | 20 | n |  | TRUE
51 | bus_MV_186_1_node_288 | 20 | n |  | TRUE
52 | bus_MV_186_1_node_153 | 20 | n |  | TRUE
53 | bus_MV_186_1_node_154 | 20 | n |  | TRUE
54 | bus_MV_186_1_node_155 | 20 | n |  | TRUE
55 | bus_MV_186_1_node_156 | 20 | n |  | TRUE
56 | bus_MV_186_1_node_314 | 20 | n |  | TRUE
57 | bus_MV_186_1_node_333 | 20 | n |  | TRUE
58 | bus_MV_186_1_node_289 | 20 | n |  | TRUE
59 | bus_MV_186_1_node_315 | 20 | n |  | TRUE
60 | bus_MV_186_1_node_157 | 20 | n |  | TRUE
61 | bus_MV_186_1_node_158 | 20 | n |  | TRUE
62 | bus_MV_186_1_node_163 | 20 | n |  | TRUE
63 | bus_MV_186_1_node_159 | 20 | n |  | TRUE
64 | bus_MV_186_1_node_160 | 20 | n |  | TRUE
65 | bus_MV_186_1_node_161 | 20 | n |  | TRUE
66 | bus_MV_186_1_node_162 | 20 | n |  | TRUE
67 | bus_MV_186_1_node_164 | 20 | n |  | TRUE
68 | bus_MV_186_1_node_260 | 20 | n |  | TRUE
69 | bus_MV_186_1_node_230 | 20 | n |  | TRUE
70 | bus_MV_186_1_node_332 | 20 | n |  | TRUE
71 | bus_MV_186_1_node_238 | 20 | n |  | TRUE
72 | bus_MV_186_1_node_261 | 20 | n |  | TRUE
73 | bus_MV_186_1_node_231 | 20 | n |  | TRUE
74 | bus_MV_186_1_node_229 | 20 | n |  | TRUE
75 | bus_MV_186_1_node_313 | 20 | n |  | TRUE
76 | bus_MV_186_1_node_165 | 20 | n |  | TRUE
77 | bus_MV_186_1_node_166 | 20 | n |  | TRUE
78 | bus_MV_186_1_node_208 | 20 | n |  | TRUE
79 | bus_MV_186_1_node_167 | 20 | n |  | TRUE
80 | bus_MV_186_1_node_209 | 20 | n |  | TRUE
81 | bus_MV_186_1_node_210 | 20 | n |  | TRUE
82 | bus_MV_186_1_node_267 | 20 | n |  | TRUE
83 | bus_MV_186_1_node_174 | 20 | n |  | TRUE
84 | bus_MV_186_1_node_177 | 20 | n |  | TRUE
85 | bus_MV_186_1_node_187 | 20 | n |  | TRUE
86 | bus_MV_186_1_node_168 | 20 | n |  | TRUE
87 | bus_MV_186_1_node_169 | 20 | n |  | TRUE
88 | bus_MV_186_1_node_170 | 20 | n |  | TRUE
89 | bus_MV_186_1_node_221 | 20 | n |  | TRUE
90 | bus_MV_186_1_node_219 | 20 | n |  | TRUE
91 | bus_MV_186_1_node_300 | 20 | n |  | TRUE
92 | bus_MV_186_1_node_220 | 20 | n |  | TRUE
93 | bus_MV_186_1_node_171 | 20 | n |  | TRUE
94 | bus_MV_186_1_node_173 | 20 | n |  | TRUE
95 | bus_MV_186_1_node_175 | 20 | n |  | TRUE
96 | bus_MV_186_1_node_250 | 20 | n |  | TRUE
97 | bus_MV_186_1_node_176 | 20 | n |  | TRUE
98 | bus_MV_186_1_node_183 | 20 | n |  | TRUE
99 | bus_MV_186_1_node_195 | 20 | n |  | TRUE
100 | bus_MV_186_1_node_205 | 20 | n |  | TRUE
101 | bus_MV_186_1_node_178 | 20 | n |  | TRUE
102 | bus_MV_186_1_node_179 | 20 | n |  | TRUE
103 | bus_MV_186_1_node_180 | 20 | n |  | TRUE
104 | bus_MV_186_1_node_181 | 20 | n |  | TRUE
105 | bus_MV_186_1_node_227 | 20 | n |  | TRUE
106 | bus_MV_186_1_node_226 | 20 | n |  | TRUE
107 | bus_MV_186_1_node_194 | 20 | n |  | TRUE
108 | bus_MV_186_1_node_228 | 20 | n |  | TRUE
109 | bus_MV_186_1_node_192 | 20 | n |  | TRUE
110 | bus_MV_186_1_node_185 | 20 | n |  | TRUE
111 | bus_MV_186_1_node_186 | 20 | n |  | TRUE
112 | bus_MV_186_1_node_190 | 20 | n |  | TRUE
113 | bus_MV_186_1_node_305 | 20 | n |  | TRUE
114 | bus_MV_186_1_node_249 | 20 | n |  | TRUE
115 | bus_MV_186_1_node_302 | 20 | n |  | TRUE
116 | bus_MV_186_1_node_189 | 20 | n |  | TRUE
117 | bus_MV_186_1_node_191 | 20 | n |  | TRUE
118 | bus_MV_186_1_node_259 | 20 | n |  | TRUE
119 | bus_MV_186_1_node_263 | 20 | n |  | TRUE
120 | bus_MV_186_1_node_253 | 20 | n |  | TRUE
121 | bus_MV_186_1_node_252 | 20 | n |  | TRUE
122 | bus_MV_186_1_node_213 | 20 | n |  | TRUE
123 | bus_MV_186_1_node_193 | 20 | n |  | TRUE
124 | bus_MV_186_1_node_196 | 20 | n |  | TRUE
125 | bus_MV_186_1_node_197 | 20 | n |  | TRUE
126 | bus_MV_186_1_node_215 | 20 | n |  | TRUE
127 | bus_MV_186_1_node_217 | 20 | n |  | TRUE
128 | bus_MV_186_1_node_214 | 20 | n |  | TRUE
129 | bus_MV_186_1_node_198 | 20 | n |  | TRUE
130 | bus_MV_186_1_node_199 | 20 | n |  | TRUE
131 | bus_MV_186_1_node_200 | 20 | n |  | TRUE
132 | bus_MV_186_1_node_222 | 20 | n |  | TRUE
133 | bus_MV_186_1_node_201 | 20 | n |  | TRUE
134 | bus_MV_186_1_node_203 | 20 | n |  | TRUE
135 | bus_MV_186_1_node_243 | 20 | n |  | TRUE
136 | bus_MV_186_1_node_266 | 20 | n |  | TRUE
137 | bus_MV_186_1_node_202 | 20 | n |  | TRUE
138 | bus_MV_186_1_node_225 | 20 | n |  | TRUE
139 | bus_MV_186_1_node_323 | 20 | n |  | TRUE
140 | bus_MV_186_1_node_204 | 20 | n |  | TRUE
141 | bus_MV_186_1_node_244 | 20 | n |  | TRUE
142 | bus_MV_186_1_node_256 | 20 | n |  | TRUE
143 | bus_MV_186_1_node_270 | 20 | n |  | TRUE
144 | bus_MV_186_1_node_224 | 20 | n |  | TRUE
145 | bus_MV_186_1_node_245 | 20 | n |  | TRUE
146 | bus_MV_186_1_node_247 | 20 | n |  | TRUE
147 | bus_MV_186_1_node_292 | 20 | n |  | TRUE
148 | bus_MV_186_1_node_246 | 20 | n |  | TRUE
149 | bus_MV_186_1_node_206 | 20 | n |  | TRUE
150 | bus_MV_186_1_node_269 | 20 | n |  | TRUE
151 | bus_MV_186_1_node_328 | 20 | n |  | TRUE
152 | bus_MV_186_1_node_242 | 20 | n |  | TRUE
153 | bus_MV_186_1_node_268 | 20 | n |  | TRUE
154 | bus_MV_186_1_node_211 | 20 | n |  | TRUE
155 | bus_MV_186_1_node_212 | 20 | n |  | TRUE
156 | bus_MV_186_1_node_216 | 20 | n |  | TRUE
157 | bus_MV_186_1_node_218 | 20 | n |  | TRUE
158 | bus_MV_186_1_node_237 | 20 | n |  | TRUE
159 | bus_MV_186_1_node_236 | 20 | n |  | TRUE
160 | bus_MV_186_1_node_251 | 20 | n |  | TRUE
161 | bus_MV_186_1_node_223 | 20 | n |  | TRUE
162 | bus_MV_186_1_node_296 | 20 | n |  | TRUE
163 | bus_MV_186_1_node_234 | 20 | n |  | TRUE
164 | bus_MV_186_1_node_232 | 20 | n |  | TRUE
165 | bus_MV_186_1_node_233 | 20 | n |  | TRUE
166 | bus_MV_186_1_node_235 | 20 | n |  | TRUE
167 | bus_MV_186_1_node_299 | 20 | n |  | TRUE
168 | bus_MV_186_1_node_331 | 20 | n |  | TRUE
169 | bus_MV_186_1_node_330 | 20 | n |  | TRUE
170 | bus_MV_186_1_node_329 | 20 | n |  | TRUE
171 | bus_MV_186_1_node_239 | 20 | n |  | TRUE
172 | bus_MV_186_1_node_240 | 20 | n |  | TRUE
173 | bus_MV_186_1_node_241 | 20 | n |  | TRUE
174 | bus_MV_186_1_node_248 | 20 | n |  | TRUE
175 | bus_MV_186_1_node_297 | 20 | n |  | TRUE
176 | bus_MV_186_1_node_254 | 20 | n |  | TRUE
177 | bus_MV_186_1_node_255 | 20 | n |  | TRUE
178 | bus_MV_186_1_node_258 | 20 | n |  | TRUE
179 | bus_MV_186_1_node_257 | 20 | n |  | TRUE
180 | bus_MV_186_1_node_293 | 20 | n |  | TRUE
181 | bus_MV_186_1_node_295 | 20 | n |  | TRUE
182 | bus_MV_186_1_node_276 | 20 | n |  | TRUE
183 | bus_MV_186_1_node_294 | 20 | n |  | TRUE
184 | bus_MV_186_1_node_262 | 20 | n |  | TRUE
185 | bus_MV_186_1_node_303 | 20 | n |  | TRUE
186 | bus_MV_186_1_node_306 | 20 | n |  | TRUE
187 | bus_MV_186_1_node_304 | 20 | n |  | TRUE
188 | bus_MV_186_1_node_271 | 20 | n |  | TRUE
189 | bus_MV_186_1_node_275 | 20 | n |  | TRUE
190 | bus_MV_186_1_node_274 | 20 | n |  | TRUE
191 | bus_MV_186_1_node_272 | 20 | n |  | TRUE
192 | bus_MV_186_1_node_273 | 20 | n |  | TRUE
193 | bus_MV_186_1_node_321 | 20 | n |  | TRUE
194 | bus_MV_186_1_node_322 | 20 | n |  | TRUE
195 | bus_MV_186_1_node_312 | 20 | n |  | TRUE
196 | bus_MV_186_1_node_327 | 20 | n |  | TRUE
197 | bus_HV_186_1_node_161 | 110 | n |  | TRUE

## load
| name | bus | p_mw | q_mvar | const_z_percent | const_i_percent | sn_mva | scaling | in_service | type
0 | MV_186_1_load_298 | 1 | 0.12817 | 0.062075 | 0 | 0 |  | 1 | TRUE | wye
1 | MV_186_1_load_5 | 3 | 0.099261 | 0.048074 | 0 | 0 |  | 1 | TRUE | wye
2 | MV_186_1_load_8 | 7 | 0.067697 | 0.032787 | 0 | 0 |  | 1 | TRUE | wye
3 | MV_186_1_load_47 | 10 | 0.12137 | 0.058784 | 0 | 0 |  | 1 | TRUE | wye
4 | MV_186_1_load_182 | 12 | 0.061507 | 0.029789 | 0 | 0 |  | 1 | TRUE | wye
5 | MV_186_1_load_264 | 14 | 0.12922 | 0.062585 | 0 | 0 |  | 1 | TRUE | wye
6 | MV_186_1_load_24 | 17 | 0.11352 | 0.054981 | 0 | 0 |  | 1 | TRUE | wye
7 | MV_186_1_load_301 | 18 | 0.099771 | 0.048321 | 0 | 0 |  | 1 | TRUE | wye
8 | MV_186_1_load_21 | 19 | 0.15054 | 0.072908 | 0 | 0 |  | 1 | TRUE | wye
9 | MV_186_1_load_41 | 20 | 0.13067 | 0.063285 | 0 | 0 |  | 1 | TRUE | wye
10 | MV_186_1_load_11 | 21 | 0.058434 | 0.028301 | 0 | 0 |  | 1 | TRUE | wye
11 | MV_186_1_load_14 | 24 | 0.09357 | 0.045318 | 0 | 0 |  | 1 | TRUE | wye
12 | MV_186_1_load_18 | 28 | 0.15965 | 0.07732 | 0 | 0 |  | 1 | TRUE | wye
13 | MV_186_1_load_20 | 30 | 0.15617 | 0.075635 | 0 | 0 |  | 1 | TRUE | wye
14 | MV_186_1_load_26 | 31 | 0.07221 | 0.034973 | 0 | 0 |  | 1 | TRUE | wye
15 | MV_186_1_load_32 | 36 | 0.13683 | 0.066269 | 0 | 0 |  | 1 | TRUE | wye
16 | MV_186_1_load_30 | 39 | 0.13284 | 0.064335 | 0 | 0 |  | 1 | TRUE | wye
17 | MV_186_1_load_324 | 40 | 0.096518 | 0.046746 | 0 | 0 |  | 1 | TRUE | wye
18 | MV_186_1_load_46 | 41 | 0.10509 | 0.050897 | 0 | 0 |  | 1 | TRUE | wye
19 | MV_186_1_load_36 | 43 | 0.13466 | 0.065218 | 0 | 0 |  | 1 | TRUE | wye
20 | MV_186_1_load_33 | 44 | 0.14258 | 0.069055 | 0 | 0 |  | 1 | TRUE | wye
21 | MV_186_1_load_38 | 46 | 0.15677 | 0.075927 | 0 | 0 |  | 1 | TRUE | wye
22 | MV_186_1_load_43 | 49 | 0.14668 | 0.071043 | 0 | 0 |  | 1 | TRUE | wye
23 | MV_186_1_load_290 | 50 | 0.072776 | 0.035247 | 0 | 0 |  | 1 | TRUE | wye
24 | MV_186_1_load_288 | 51 | 0.19873 | 0.09625 | 0 | 0 |  | 1 | TRUE | wye
25 | MV_186_1_load_153 | 52 | 0.15075 | 0.073012 | 0 | 0 |  | 1 | TRUE | wye
26 | MV_186_1_load_314 | 56 | 0.11984 | 0.058039 | 0 | 0 |  | 1 | TRUE | wye
27 | MV_186_1_load_333 | 57 | 0.11874 | 0.057507 | 0 | 0 |  | 1 | TRUE | wye
28 | MV_186_1_load_157 | 60 | 0.051627 | 0.025004 | 0 | 0 |  | 1 | TRUE | wye
29 | MV_186_1_load_163 | 62 | 0.10314 | 0.049954 | 0 | 0 |  | 1 | TRUE | wye
30 | MV_186_1_load_164 | 67 | 0.16151 | 0.078222 | 0 | 0 |  | 1 | TRUE | wye
31 | MV_186_1_load_260 | 68 | 0.11453 | 0.055469 | 0 | 0 |  | 1 | TRUE | wye
32 | MV_186_1_load_332 | 70 | 0.13243 | 0.064139 | 0 | 0 |  | 1 | TRUE | wye
33 | MV_186_1_load_238 | 71 | 0.15462 | 0.074887 | 0 | 0 |  | 1 | TRUE | wye
34 | MV_186_1_load_229 | 74 | 0.11439 | 0.055401 | 0 | 0 |  | 1 | TRUE | wye
35 | MV_186_1_load_165 | 76 | 0.14426 | 0.069866 | 0 | 0 |  | 1 | TRUE | wye
36 | MV_186_1_load_267 | 82 | 0.13723 | 0.066464 | 0 | 0 |  | 1 | TRUE | wye
37 | MV_186_1_load_177 | 84 | 0.11171 | 0.054102 | 0 | 0 |  | 1 | TRUE | wye
38 | MV_186_1_load_187 | 85 | 0.1304 | 0.063158 | 0 | 0 |  | 1 | TRUE | wye
39 | MV_186_1_load_168 | 86 | 0.16419 | 0.079522 | 0 | 0 |  | 1 | TRUE | wye
40 | MV_186_1_load_219 | 90 | 0.080896 | 0.03918 | 0 | 0 |  | 1 | TRUE | wye
41 | MV_186_1_load_300 | 91 | 0.075925 | 0.036772 | 0 | 0 |  | 1 | TRUE | wye
42 | MV_186_1_load_220 | 92 | 0.13752 | 0.066604 | 0 | 0 |  | 1 | TRUE | wye
43 | MV_186_1_load_171 | 93 | 0.15432 | 0.074742 | 0 | 0 |  | 1 | TRUE | wye
44 | MV_186_1_load_250 | 96 | 0.12639 | 0.061216 | 0 | 0 |  | 1 | TRUE | wye
45 | MV_186_1_load_176 | 97 | 0.079581 | 0.038543 | 0 | 0 |  | 1 | TRUE | wye
46 | MV_186_1_load_183 | 98 | 0.16243 | 0.078667 | 0 | 0 |  | 1 | TRUE | wye
47 | MV_186_1_load_205 | 100 | 0.053262 | 0.025796 | 0 | 0 |  | 1 | TRUE | wye
48 | MV_186_1_load_179 | 102 | 0.1095 | 0.053033 | 0 | 0 |  | 1 | TRUE | wye
49 | MV_186_1_load_226 | 106 | 0.11074 | 0.053632 | 0 | 0 |  | 1 | TRUE | wye
50 | MV_186_1_load_228 | 108 | 0.13856 | 0.067107 | 0 | 0 |  | 1 | TRUE | wye
51 | MV_186_1_load_192 | 109 | 0.13945 | 0.067541 | 0 | 0 |  | 1 | TRUE | wye
52 | MV_186_1_load_185 | 110 | 0.10367 | 0.050209 | 0 | 0 |  | 1 | TRUE | wye
53 | MV_186_1_load_305 | 113 | 0.1297 | 0.062818 | 0 | 0 |  | 1 | TRUE | wye
54 | MV_186_1_load_249 | 114 | 0.082191 | 0.039807 | 0 | 0 |  | 1 | TRUE | wye
55 | MV_186_1_load_189 | 116 | 0.098325 | 0.047621 | 0 | 0 |  | 1 | TRUE | wye
56 | MV_186_1_load_259 | 118 | 0.12045 | 0.058335 | 0 | 0 |  | 1 | TRUE | wye
57 | MV_186_1_load_197 | 125 | 0.074836 | 0.036245 | 0 | 0 |  | 1 | TRUE | wye
58 | MV_186_1_load_214 | 128 | 0.14649 | 0.070947 | 0 | 0 |  | 1 | TRUE | wye
59 | MV_186_1_load_198 | 129 | 0.14433 | 0.0699 | 0 | 0 |  | 1 | TRUE | wye
60 | MV_186_1_load_222 | 132 | 0.12985 | 0.062887 | 0 | 0 |  | 1 | TRUE | wye
61 | MV_186_1_load_243 | 135 | 0.14222 | 0.068879 | 0 | 0 |  | 1 | TRUE | wye
62 | MV_186_1_load_225 | 138 | 0.14811 | 0.071732 | 0 | 0 |  | 1 | TRUE | wye
63 | MV_186_1_load_323 | 139 | 0.12957 | 0.062752 | 0 | 0 |  | 1 | TRUE | wye
64 | MV_186_1_load_244 | 141 | 0.12497 | 0.060527 | 0 | 0 |  | 1 | TRUE | wye
65 | MV_186_1_load_256 | 142 | 0.10928 | 0.052928 | 0 | 0 |  | 1 | TRUE | wye
66 | MV_186_1_load_270 | 143 | 0.13187 | 0.063867 | 0 | 0 |  | 1 | TRUE | wye
67 | MV_186_1_load_292 | 147 | 1.2476 | 0.60425 | 0 | 0 |  | 1 | TRUE | wye
68 | MV_186_1_load_206 | 149 | 0.16401 | 0.079432 | 0 | 0 |  | 1 | TRUE | wye
69 | MV_186_1_load_328 | 151 | 0.070698 | 0.034241 | 0 | 0 |  | 1 | TRUE | wye
70 | MV_186_1_load_268 | 153 | 0.16394 | 0.079401 | 0 | 0 |  | 1 | TRUE | wye
71 | MV_186_1_load_211 | 154 | 0.10256 | 0.049674 | 0 | 0 |  | 1 | TRUE | wye
72 | MV_186_1_load_236 | 159 | 0.079092 | 0.038306 | 0 | 0 |  | 1 | TRUE | wye
73 | MV_186_1_load_251 | 160 | 0.11366 | 0.05505 | 0 | 0 |  | 1 | TRUE | wye
74 | MV_186_1_load_223 | 161 | 0.087207 | 0.042236 | 0 | 0 |  | 1 | TRUE | wye
75 | MV_186_1_load_296 | 162 | 0.091363 | 0.044249 | 0 | 0 |  | 1 | TRUE | wye
76 | MV_186_1_load_232 | 164 | 0.093543 | 0.045305 | 0 | 0 |  | 1 | TRUE | wye
77 | MV_186_1_load_299 | 167 | 0.14298 | 0.069251 | 0 | 0 |  | 1 | TRUE | wye
78 | MV_186_1_load_331 | 168 | 0.060427 | 0.029266 | 0 | 0 |  | 1 | TRUE | wye
79 | MV_186_1_load_329 | 170 | 0.12442 | 0.060258 | 0 | 0 |  | 1 | TRUE | wye
80 | MV_186_1_load_239 | 171 | 0.12943 | 0.062688 | 0 | 0 |  | 1 | TRUE | wye
81 | MV_186_1_load_248 | 174 | 0.083212 | 0.040302 | 0 | 0 |  | 1 | TRUE | wye
82 | MV_186_1_load_297 | 175 | 0.53117 | 0.25726 | 0 | 0 |  | 1 | TRUE | wye
83 | MV_186_1_load_254 | 176 | 0.13764 | 0.066662 | 0 | 0 |  | 1 | TRUE | wye
84 | MV_186_1_load_293 | 180 | 0.082494 | 0.039953 | 0 | 0 |  | 1 | TRUE | wye
85 | MV_186_1_load_295 | 181 | 0.24603 | 0.11916 | 0 | 0 |  | 1 | TRUE | wye
86 | MV_186_1_load_276 | 182 | 0.14342 | 0.069461 | 0 | 0 |  | 1 | TRUE | wye
87 | MV_186_1_load_294 | 183 | 0.55047 | 0.26661 | 0 | 0 |  | 1 | TRUE | wye
88 | MV_186_1_load_306 | 186 | 0.1487 | 0.072018 | 0 | 0 |  | 1 | TRUE | wye
89 | MV_186_1_load_271 | 188 | 0.058559 | 0.028362 | 0 | 0 |  | 1 | TRUE | wye
90 | MV_186_1_load_275 | 189 | 0.14351 | 0.069505 | 0 | 0 |  | 1 | TRUE | wye
91 | MV_186_1_load_272 | 191 | 0.13112 | 0.063503 | 0 | 0 |  | 1 | TRUE | wye
92 | MV_186_1_load_321 | 193 | 0.10407 | 0.050405 | 0 | 0 |  | 1 | TRUE | wye
93 | MV_186_1_load_327 | 196 | 0.15604 | 0.075572 | 0 | 0 |  | 1 | TRUE | wye

## ext_grid
| name | bus | vm_pu | va_degree | slack_weight | in_service
0 |  | 65 | 1 | 0 | 1 | TRUE

## line
| name | std_type | from_bus | to_bus | length_km | r_ohm_per_km | x_ohm_per_km | c_nf_per_km | g_us_per_km | max_i_ka | df | parallel | type | in_service
0 | MV_186_1_line_0 |  | 0 | 1 | 0.04819 | 0.445 | 0.132 | 190 | 0 | 0.22 | 1 | 1 | cs | TRUE
1 | MV_186_1_line_1 |  | 0 | 2 | 0.9858 | 0.445 | 0.132 | 190 | 0 | 0.22 | 1 | 1 | cs | TRUE
2 | MV_186_1_line_2 |  | 2 | 49 | 0.025131 | 0.445 | 0.132 | 190 | 0 | 0.22 | 1 | 1 | cs | TRUE
3 | MV_186_1_line_3 |  | 3 | 4 | 0.063433 | 0.103 | 0.058 | 500 | 0 | 0.638 | 1 | 1 | cs | TRUE
4 | MV_186_1_line_4 |  | 3 | 5 | 0.12265 | 0.119 | 0.32 | 11 | 0 | 0.645 | 1 | 1 | ol | TRUE
5 | MV_186_1_line_5 |  | 4 | 6 | 0.24872 | 0.103 | 0.058 | 500 | 0 | 0.638 | 1 | 1 | cs | TRUE
6 | MV_186_1_line_6 |  | 5 | 7 | 0.11471 | 0.103 | 0.058 | 500 | 0 | 0.638 | 1 | 1 | cs | TRUE
7 | MV_186_1_line_7 |  | 6 | 15 | 0.075013 | 0.445 | 0.132 | 190 | 0 | 0.22 | 1 | 1 | cs | TRUE
8 | MV_186_1_line_8 |  | 6 | 16 | 0.050518 | 0.445 | 0.132 | 190 | 0 | 0.22 | 1 | 1 | cs | TRUE
9 | MV_186_1_line_9 |  | 6 | 17 | 0.075071 | 0.103 | 0.058 | 500 | 0 | 0.638 | 1 | 1 | cs | TRUE
10 | MV_186_1_line_10 |  | 7 | 8 | 0.16237 | 0.103 | 0.058 | 500 | 0 | 0.638 | 1 | 1 | cs | TRUE
11 | MV_186_1_line_11 |  | 8 | 9 | 0.16151 | 0.103 | 0.058 | 500 | 0 | 0.638 | 1 | 1 | cs | TRUE
12 | MV_186_1_line_12 |  | 9 | 11 | 1.1402 | 0.103 | 0.058 | 500 | 0 | 0.638 | 1 | 1 | cs | TRUE
13 | MV_186_1_line_13 |  | 9 | 10 | 0.05023 | 0.5939 | 0.372 | 9.5 | 0 | 0.21 | 1 | 1 | ol | TRUE
14 | MV_186_1_line_14 |  | 11 | 12 | 0.56843 | 0.5939 | 0.372 | 9.5 | 0 | 0.21 | 1 | 1 | ol | TRUE
15 | MV_186_1_line_15 |  | 11 | 13 | 2.1574 | 0.119 | 0.32 | 11 | 0 | 0.645 | 1 | 1 | ol | TRUE
16 | MV_186_1_line_16 |  | 13 | 14 | 0.14249 | 0.103 | 0.058 | 500 | 0 | 0.638 | 1 | 1 | cs | TRUE
17 | MV_186_1_line_17 |  | 14 | 184 | 0.06018 | 0.103 | 0.058 | 500 | 0 | 0.638 | 1 | 1 | cs | TRUE
18 | MV_186_1_line_18 |  | 15 | 18 | 0.018022 | 0.445 | 0.132 | 190 | 0 | 0.22 | 1 | 1 | cs | TRUE
19 | MV_186_1_line_19 |  | 16 | 19 | 0.077025 | 0.445 | 0.132 | 190 | 0 | 0.22 | 1 | 1 | cs | TRUE
20 | MV_186_1_line_20 |  | 17 | 20 | 0.70921 | 0.119 | 0.32 | 11 | 0 | 0.645 | 1 | 1 | ol | TRUE
21 | MV_186_1_line_21 |  | 19 | 26 | 0.025691 | 0.445 | 0.132 | 190 | 0 | 0.22 | 1 | 1 | cs | TRUE
22 | MV_186_1_line_22 |  | 20 | 32 | 0.047022 | 0.103 | 0.058 | 500 | 0 | 0.638 | 1 | 1 | cs | TRUE
23 | MV_186_1_line_23 |  | 21 | 22 | 0.060431 | 0.445 | 0.132 | 190 | 0 | 0.22 | 1 | 1 | cs | TRUE
24 | MV_186_1_line_24 |  | 22 | 23 | 0.50187 | 0.445 | 0.132 | 190 | 0 | 0.22 | 1 | 1 | cs | TRUE
25 | MV_186_1_line_25 |  | 23 | 24 | 0.07719 | 0.445 | 0.132 | 190 | 0 | 0.22 | 1 | 1 | cs | TRUE
26 | MV_186_1_line_26 |  | 24 | 25 | 0.044396 | 0.445 | 0.132 | 190 | 0 | 0.22 | 1 | 1 | cs | TRUE
27 | MV_186_1_line_27 |  | 25 | 26 | 0.048745 | 0.445 | 0.132 | 190 | 0 | 0.22 | 1 | 1 | cs | TRUE
28 | MV_186_1_line_28 |  | 26 | 27 | 0.44902 | 0.445 | 0.132 | 190 | 0 | 0.22 | 1 | 1 | cs | TRUE
29 | MV_186_1_line_29 |  | 27 | 28 | 0.080148 | 0.5939 | 0.372 | 9.5 | 0 | 0.21 | 1 | 1 | ol | TRUE
30 | MV_186_1_line_30 |  | 28 | 29 | 0.008344 | 0.445 | 0.132 | 190 | 0 | 0.22 | 1 | 1 | cs | TRUE
31 | MV_186_1_line_31 |  | 29 | 30 | 0.013681 | 0.445 | 0.132 | 190 | 0 | 0.22 | 1 | 1 | cs | TRUE
32 | MV_186_1_line_32 |  | 30 | 31 | 0.013083 | 0.445 | 0.132 | 190 | 0 | 0.22 | 1 | 1 | cs | TRUE
33 | MV_186_1_line_33 |  | 32 | 33 | 1.2362 | 0.103 | 0.058 | 500 | 0 | 0.638 | 1 | 1 | cs | TRUE
34 | MV_186_1_line_34 |  | 33 | 45 | 0.008343 | 0.103 | 0.058 | 500 | 0 | 0.638 | 1 | 1 | cs | TRUE
35 | MV_186_1_line_35 |  | 34 | 35 | 0.24783 | 0.445 | 0.132 | 190 | 0 | 0.22 | 1 | 1 | cs | TRUE
36 | MV_186_1_line_36 |  | 34 | 36 | 0.083641 | 0.5939 | 0.372 | 9.5 | 0 | 0.21 | 1 | 1 | ol | TRUE
37 | MV_186_1_line_37 |  | 35 | 40 | 0.14574 | 0.5939 | 0.372 | 9.5 | 0 | 0.21 | 1 | 1 | ol | TRUE
38 | MV_186_1_line_38 |  | 35 | 41 | 0.64145 | 0.306 | 0.35 | 10 | 0 | 0.35 | 1 | 1 | ol | TRUE
39 | MV_186_1_line_39 |  | 35 | 37 | 0.76168 | 0.445 | 0.132 | 190 | 0 | 0.22 | 1 | 1 | cs | TRUE
40 | MV_186_1_line_40 |  | 37 | 38 | 0.17303 | 0.445 | 0.132 | 190 | 0 | 0.22 | 1 | 1 | cs | TRUE
41 | MV_186_1_line_41 |  | 37 | 39 | 0.064271 | 0.445 | 0.132 | 190 | 0 | 0.22 | 1 | 1 | cs | TRUE
42 | MV_186_1_line_42 |  | 38 | 42 | 0.89121 | 0.445 | 0.132 | 190 | 0 | 0.22 | 1 | 1 | cs | TRUE
43 | MV_186_1_line_43 |  | 38 | 43 | 0.032871 | 0.445 | 0.132 | 190 | 0 | 0.22 | 1 | 1 | cs | TRUE
44 | MV_186_1_line_44 |  | 41 | 44 | 0.16763 | 0.119 | 0.32 | 11 | 0 | 0.645 | 1 | 1 | ol | TRUE
45 | MV_186_1_line_45 |  | 42 | 46 | 0.085297 | 0.445 | 0.132 | 190 | 0 | 0.22 | 1 | 1 | cs | TRUE
46 | MV_186_1_line_46 |  | 44 | 45 | 0.13184 | 0.103 | 0.058 | 500 | 0 | 0.638 | 1 | 1 | cs | TRUE
47 | MV_186_1_line_47 |  | 46 | 47 | 0.084435 | 0.445 | 0.132 | 190 | 0 | 0.22 | 1 | 1 | cs | TRUE
48 | MV_186_1_line_48 |  | 47 | 48 | 0.47524 | 0.445 | 0.132 | 190 | 0 | 0.22 | 1 | 1 | cs | TRUE
49 | MV_186_1_line_49 |  | 48 | 49 | 0.015828 | 0.445 | 0.132 | 190 | 0 | 0.22 | 1 | 1 | cs | TRUE
50 | MV_186_1_line_50 |  | 50 | 51 | 0.16009 | 0.5939 | 0.372 | 9.5 | 0 | 0.21 | 1 | 1 | ol | TRUE
51 | MV_186_1_line_51 |  | 51 | 58 | 0.070616 | 0.445 | 0.132 | 190 | 0 | 0.22 | 1 | 1 | cs | TRUE
52 | MV_186_1_line_52 |  | 52 | 53 | 0.057142 | 0.5939 | 0.372 | 9.5 | 0 | 0.21 | 1 | 1 | ol | TRUE
53 | MV_186_1_line_53 |  | 53 | 54 | 0.33927 | 0.445 | 0.132 | 190 | 0 | 0.22 | 1 | 1 | cs | TRUE
54 | MV_186_1_line_54 |  | 53 | 55 | 0.22417 | 0.445 | 0.132 | 190 | 0 | 0.22 | 1 | 1 | cs | TRUE
55 | MV_186_1_line_55 |  | 54 | 56 | 0.079871 | 0.445 | 0.132 | 190 | 0 | 0.22 | 1 | 1 | cs | TRUE
56 | MV_186_1_line_56 |  | 55 | 57 | 0.013059 | 0.445 | 0.132 | 190 | 0 | 0.22 | 1 | 1 | cs | TRUE
57 | MV_186_1_line_57 |  | 55 | 58 | 1.2586 | 0.445 | 0.132 | 190 | 0 | 0.22 | 1 | 1 | cs | TRUE
58 | MV_186_1_line_58 |  | 56 | 59 | 0.007638 | 0.445 | 0.132 | 190 | 0 | 0.22 | 1 | 1 | cs | TRUE
59 | MV_186_1_line_59 |  | 59 | 194 | 0.33584 | 0.445 | 0.132 | 190 | 0 | 0.22 | 1 | 1 | cs | TRUE
60 | MV_186_1_line_60 |  | 60 | 61 | 0.061335 | 0.445 | 0.132 | 190 | 0 | 0.22 | 1 | 1 | cs | TRUE
61 | MV_186_1_line_61 |  | 60 | 62 | 0.2686 | 0.5939 | 0.372 | 9.5 | 0 | 0.21 | 1 | 1 | ol | TRUE
62 | MV_186_1_line_62 |  | 61 | 63 | 0.055718 | 0.445 | 0.132 | 190 | 0 | 0.22 | 1 | 1 | cs | TRUE
63 | MV_186_1_line_63 |  | 61 | 64 | 0.51524 | 0.103 | 0.058 | 500 | 0 | 0.638 | 1 | 1 | cs | TRUE
64 | MV_186_1_line_64 |  | 61 | 65 | 0.3605 | 0.103 | 0.058 | 500 | 0 | 0.638 | 1 | 1 | cs | TRUE
65 | MV_186_1_line_65 |  | 61 | 66 | 0.28425 | 0.445 | 0.132 | 190 | 0 | 0.22 | 1 | 1 | cs | TRUE
66 | MV_186_1_line_66 |  | 63 | 67 | 0.14789 | 0.5939 | 0.372 | 9.5 | 0 | 0.21 | 1 | 1 | ol | TRUE
67 | MV_186_1_line_67 |  | 64 | 68 | 0.02335 | 0.103 | 0.058 | 500 | 0 | 0.638 | 1 | 1 | cs | TRUE
68 | MV_186_1_line_68 |  | 65 | 69 | 0.15933 | 0.103 | 0.058 | 500 | 0 | 0.638 | 1 | 1 | cs | TRUE
69 | MV_186_1_line_69 |  | 65 | 70 | 0.0487 | 0.445 | 0.132 | 190 | 0 | 0.22 | 1 | 1 | cs | TRUE
70 | MV_186_1_line_70 |  | 66 | 71 | 0.062476 | 0.5939 | 0.372 | 9.5 | 0 | 0.21 | 1 | 1 | ol | TRUE
71 | MV_186_1_line_71 |  | 68 | 72 | 0.05888 | 0.103 | 0.058 | 500 | 0 | 0.638 | 1 | 1 | cs | TRUE
72 | MV_186_1_line_72 |  | 69 | 73 | 0.31187 | 0.445 | 0.132 | 190 | 0 | 0.22 | 1 | 1 | cs | TRUE
73 | MV_186_1_line_73 |  | 69 | 74 | 0.040262 | 0.119 | 0.32 | 11 | 0 | 0.645 | 1 | 1 | ol | TRUE
74 | MV_186_1_line_74 |  | 70 | 75 | 0.022687 | 0.445 | 0.132 | 190 | 0 | 0.22 | 1 | 1 | cs | TRUE
75 | MV_186_1_line_75 |  | 72 | 184 | 0.22972 | 0.103 | 0.058 | 500 | 0 | 0.638 | 1 | 1 | cs | TRUE
76 | MV_186_1_line_76 |  | 73 | 167 | 0.013713 | 0.445 | 0.132 | 190 | 0 | 0.22 | 1 | 1 | cs | TRUE
77 | MV_186_1_line_77 |  | 74 | 160 | 0.18898 | 0.119 | 0.32 | 11 | 0 | 0.645 | 1 | 1 | ol | TRUE
78 | MV_186_1_line_78 |  | 75 | 195 | 0.099908 | 0.445 | 0.132 | 190 | 0 | 0.22 | 1 | 1 | cs | TRUE
79 | MV_186_1_line_79 |  | 76 | 77 | 0.11701 | 0.5939 | 0.372 | 9.5 | 0 | 0.21 | 1 | 1 | ol | TRUE
80 | MV_186_1_line_80 |  | 76 | 78 | 0.15809 | 0.5939 | 0.372 | 9.5 | 0 | 0.21 | 1 | 1 | ol | TRUE
81 | MV_186_1_line_81 |  | 77 | 79 | 0.13009 | 0.445 | 0.132 | 190 | 0 | 0.22 | 1 | 1 | cs | TRUE
82 | MV_186_1_line_82 |  | 78 | 80 | 0.16834 | 0.103 | 0.058 | 500 | 0 | 0.638 | 1 | 1 | cs | TRUE
83 | MV_186_1_line_83 |  | 78 | 81 | 0.26097 | 0.103 | 0.058 | 500 | 0 | 0.638 | 1 | 1 | cs | TRUE
84 | MV_186_1_line_84 |  | 78 | 82 | 0.016658 | 0.445 | 0.132 | 190 | 0 | 0.22 | 1 | 1 | cs | TRUE
85 | MV_186_1_line_85 |  | 79 | 83 | 0.091763 | 0.445 | 0.132 | 190 | 0 | 0.22 | 1 | 1 | cs | TRUE
86 | MV_186_1_line_86 |  | 79 | 84 | 0.013024 | 0.445 | 0.132 | 190 | 0 | 0.22 | 1 | 1 | cs | TRUE
87 | MV_186_1_line_87 |  | 80 | 153 | 0.037058 | 0.103 | 0.058 | 500 | 0 | 0.638 | 1 | 1 | cs | TRUE
88 | MV_186_1_line_88 |  | 81 | 154 | 0.13127 | 0.119 | 0.32 | 11 | 0 | 0.645 | 1 | 1 | ol | TRUE
89 | MV_186_1_line_89 |  | 83 | 85 | 0.03692 | 0.445 | 0.132 | 190 | 0 | 0.22 | 1 | 1 | cs | TRUE
90 | MV_186_1_line_90 |  | 85 | 97 | 0.11458 | 0.5939 | 0.372 | 9.5 | 0 | 0.21 | 1 | 1 | ol | TRUE
91 | MV_186_1_line_91 |  | 85 | 98 | 0.11076 | 0.5939 | 0.372 | 9.5 | 0 | 0.21 | 1 | 1 | ol | TRUE
92 | MV_186_1_line_92 |  | 86 | 87 | 0.087544 | 0.445 | 0.132 | 190 | 0 | 0.22 | 1 | 1 | cs | TRUE
93 | MV_186_1_line_93 |  | 87 | 88 | 0.04644 | 0.445 | 0.132 | 190 | 0 | 0.22 | 1 | 1 | cs | TRUE
94 | MV_186_1_line_94 |  | 88 | 89 | 0.018283 | 0.445 | 0.132 | 190 | 0 | 0.22 | 1 | 1 | cs | TRUE
95 | MV_186_1_line_95 |  | 88 | 90 | 0.050153 | 0.445 | 0.132 | 190 | 0 | 0.22 | 1 | 1 | cs | TRUE
96 | MV_186_1_line_96 |  | 89 | 91 | 0.096194 | 0.445 | 0.132 | 190 | 0 | 0.22 | 1 | 1 | cs | TRUE
97 | MV_186_1_line_97 |  | 90 | 92 | 0.089562 | 0.445 | 0.132 | 190 | 0 | 0.22 | 1 | 1 | cs | TRUE
98 | MV_186_1_line_98 |  | 91 | 108 | 0.087808 | 0.445 | 0.132 | 190 | 0 | 0.22 | 1 | 1 | cs | TRUE
99 | MV_186_1_line_99 |  | 93 | 94 | 0.036573 | 0.445 | 0.132 | 190 | 0 | 0.22 | 1 | 1 | cs | TRUE
100 | MV_186_1_line_100 |  | 94 | 95 | 0.020894 | 0.445 | 0.132 | 190 | 0 | 0.22 | 1 | 1 | cs | TRUE
101 | MV_186_1_line_101 |  | 95 | 96 | 0.077375 | 0.445 | 0.132 | 190 | 0 | 0.22 | 1 | 1 | cs | TRUE
102 | MV_186_1_line_102 |  | 96 | 99 | 0.042378 | 0.5939 | 0.372 | 9.5 | 0 | 0.21 | 1 | 1 | ol | TRUE
103 | MV_186_1_line_103 |  | 97 | 100 | 0.067665 | 0.445 | 0.132 | 190 | 0 | 0.22 | 1 | 1 | cs | TRUE
104 | MV_186_1_line_104 |  | 99 | 125 | 0.019556 | 0.445 | 0.132 | 190 | 0 | 0.22 | 1 | 1 | cs | TRUE
105 | MV_186_1_line_105 |  | 99 | 123 | 0.051405 | 0.445 | 0.132 | 190 | 0 | 0.22 | 1 | 1 | cs | TRUE
106 | MV_186_1_line_106 |  | 101 | 102 | 0.022893 | 0.445 | 0.132 | 190 | 0 | 0.22 | 1 | 1 | cs | TRUE
107 | MV_186_1_line_107 |  | 101 | 103 | 0.04261 | 0.445 | 0.132 | 190 | 0 | 0.22 | 1 | 1 | cs | TRUE
108 | MV_186_1_line_108 |  | 102 | 104 | 0.014435 | 0.445 | 0.132 | 190 | 0 | 0.22 | 1 | 1 | cs | TRUE
109 | MV_186_1_line_109 |  | 103 | 105 | 0.028035 | 0.445 | 0.132 | 190 | 0 | 0.22 | 1 | 1 | cs | TRUE
110 | MV_186_1_line_110 |  | 103 | 106 | 0.046881 | 0.5939 | 0.372 | 9.5 | 0 | 0.21 | 1 | 1 | ol | TRUE
111 | MV_186_1_line_111 |  | 104 | 107 | 0.046349 | 0.445 | 0.132 | 190 | 0 | 0.22 | 1 | 1 | cs | TRUE
112 | MV_186_1_line_112 |  | 105 | 108 | 0.045254 | 0.445 | 0.132 | 190 | 0 | 0.22 | 1 | 1 | cs | TRUE
113 | MV_186_1_line_113 |  | 107 | 109 | 0.047797 | 0.445 | 0.132 | 190 | 0 | 0.22 | 1 | 1 | cs | TRUE
114 | MV_186_1_line_114 |  | 109 | 123 | 0.081407 | 0.5939 | 0.372 | 9.5 | 0 | 0.21 | 1 | 1 | ol | TRUE
115 | MV_186_1_line_115 |  | 110 | 111 | 0.039351 | 0.445 | 0.132 | 190 | 0 | 0.22 | 1 | 1 | cs | TRUE
116 | MV_186_1_line_116 |  | 111 | 112 | 0.11833 | 0.103 | 0.058 | 500 | 0 | 0.638 | 1 | 1 | cs | TRUE
117 | MV_186_1_line_117 |  | 111 | 113 | 0.13058 | 0.119 | 0.32 | 11 | 0 | 0.645 | 1 | 1 | ol | TRUE
118 | MV_186_1_line_118 |  | 112 | 114 | 0.009469 | 0.103 | 0.058 | 500 | 0 | 0.638 | 1 | 1 | cs | TRUE
119 | MV_186_1_line_119 |  | 113 | 115 | 0.13057 | 0.119 | 0.32 | 11 | 0 | 0.645 | 1 | 1 | ol | TRUE
120 | MV_186_1_line_120 |  | 114 | 122 | 0.046975 | 0.103 | 0.058 | 500 | 0 | 0.638 | 1 | 1 | cs | TRUE
121 | MV_186_1_line_121 |  | 115 | 185 | 0.19729 | 0.445 | 0.132 | 190 | 0 | 0.22 | 1 | 1 | cs | TRUE
122 | MV_186_1_line_122 |  | 115 | 119 | 0.18012 | 0.119 | 0.32 | 11 | 0 | 0.645 | 1 | 1 | ol | TRUE
123 | MV_186_1_line_123 |  | 116 | 117 | 0.038303 | 0.103 | 0.058 | 500 | 0 | 0.638 | 1 | 1 | cs | TRUE
124 | MV_186_1_line_124 |  | 116 | 118 | 0.13697 | 0.119 | 0.32 | 11 | 0 | 0.645 | 1 | 1 | ol | TRUE
125 | MV_186_1_line_125 |  | 117 | 119 | 0.17463 | 0.103 | 0.058 | 500 | 0 | 0.638 | 1 | 1 | cs | TRUE
126 | MV_186_1_line_126 |  | 118 | 120 | 0.024529 | 0.103 | 0.058 | 500 | 0 | 0.638 | 1 | 1 | cs | TRUE
127 | MV_186_1_line_127 |  | 120 | 121 | 0.12002 | 0.103 | 0.058 | 500 | 0 | 0.638 | 1 | 1 | cs | TRUE
128 | MV_186_1_line_128 |  | 121 | 160 | 0.08592 | 0.103 | 0.058 | 500 | 0 | 0.638 | 1 | 1 | cs | TRUE
129 | MV_186_1_line_129 |  | 121 | 157 | 0.18795 | 0.5939 | 0.372 | 9.5 | 0 | 0.21 | 1 | 1 | ol | TRUE
130 | MV_186_1_line_130 |  | 122 | 155 | 0.1115 | 0.103 | 0.058 | 500 | 0 | 0.638 | 1 | 1 | cs | TRUE
131 | MV_186_1_line_131 |  | 123 | 124 | 0.10646 | 0.445 | 0.132 | 190 | 0 | 0.22 | 1 | 1 | cs | TRUE
132 | MV_186_1_line_132 |  | 124 | 126 | 0.027316 | 0.5939 | 0.372 | 9.5 | 0 | 0.21 | 1 | 1 | ol | TRUE
133 | MV_186_1_line_133 |  | 126 | 127 | 0.046243 | 0.445 | 0.132 | 190 | 0 | 0.22 | 1 | 1 | cs | TRUE
134 | MV_186_1_line_134 |  | 126 | 128 | 0.019811 | 0.445 | 0.132 | 190 | 0 | 0.22 | 1 | 1 | cs | TRUE
135 | MV_186_1_line_135 |  | 127 | 158 | 0.1234 | 0.445 | 0.132 | 190 | 0 | 0.22 | 1 | 1 | cs | TRUE
136 | MV_186_1_line_136 |  | 128 | 156 | 0.020403 | 0.445 | 0.132 | 190 | 0 | 0.22 | 1 | 1 | cs | TRUE
137 | MV_186_1_line_137 |  | 129 | 130 | 0.072676 | 0.103 | 0.058 | 500 | 0 | 0.638 | 1 | 1 | cs | TRUE
138 | MV_186_1_line_138 |  | 129 | 131 | 0.16718 | 0.103 | 0.058 | 500 | 0 | 0.638 | 1 | 1 | cs | TRUE
139 | MV_186_1_line_139 |  | 129 | 132 | 0.1194 | 0.5939 | 0.372 | 9.5 | 0 | 0.21 | 1 | 1 | ol | TRUE
140 | MV_186_1_line_140 |  | 130 | 133 | 0.3377 | 0.103 | 0.058 | 500 | 0 | 0.638 | 1 | 1 | cs | TRUE
141 | MV_186_1_line_141 |  | 131 | 134 | 0.4588 | 0.103 | 0.058 | 500 | 0 | 0.638 | 1 | 1 | cs | TRUE
142 | MV_186_1_line_142 |  | 131 | 135 | 0.145 | 0.5939 | 0.372 | 9.5 | 0 | 0.21 | 1 | 1 | ol | TRUE
143 | MV_186_1_line_143 |  | 133 | 136 | 0.11914 | 0.445 | 0.132 | 190 | 0 | 0.22 | 1 | 1 | cs | TRUE
144 | MV_186_1_line_144 |  | 133 | 137 | 0.23991 | 0.445 | 0.132 | 190 | 0 | 0.22 | 1 | 1 | cs | TRUE
145 | MV_186_1_line_145 |  | 133 | 138 | 0.05667 | 0.103 | 0.058 | 500 | 0 | 0.638 | 1 | 1 | cs | TRUE
146 | MV_186_1_line_146 |  | 134 | 140 | 0.22097 | 0.445 | 0.132 | 190 | 0 | 0.22 | 1 | 1 | cs | TRUE
147 | MV_186_1_line_147 |  | 134 | 141 | 0.14036 | 0.103 | 0.058 | 500 | 0 | 0.638 | 1 | 1 | cs | TRUE
148 | MV_186_1_line_148 |  | 136 | 143 | 0.06228 | 0.445 | 0.132 | 190 | 0 | 0.22 | 1 | 1 | cs | TRUE
149 | MV_186_1_line_149 |  | 137 | 139 | 0.046374 | 0.5939 | 0.372 | 9.5 | 0 | 0.21 | 1 | 1 | ol | TRUE
150 | MV_186_1_line_150 |  | 138 | 144 | 0.11114 | 0.103 | 0.058 | 500 | 0 | 0.638 | 1 | 1 | cs | TRUE
151 | MV_186_1_line_151 |  | 140 | 142 | 0.088568 | 0.445 | 0.132 | 190 | 0 | 0.22 | 1 | 1 | cs | TRUE
152 | MV_186_1_line_152 |  | 141 | 145 | 0.16637 | 0.119 | 0.32 | 11 | 0 | 0.645 | 1 | 1 | ol | TRUE
153 | MV_186_1_line_153 |  | 143 | 173 | 0.013741 | 0.445 | 0.132 | 190 | 0 | 0.22 | 1 | 1 | cs | TRUE
154 | MV_186_1_line_154 |  | 144 | 161 | 0.12732 | 0.103 | 0.058 | 500 | 0 | 0.638 | 1 | 1 | cs | TRUE
155 | MV_186_1_line_155 |  | 145 | 148 | 0.055034 | 0.103 | 0.058 | 500 | 0 | 0.638 | 1 | 1 | cs | TRUE
156 | MV_186_1_line_156 |  | 146 | 147 | 0.17795 | 0.103 | 0.058 | 500 | 0 | 0.638 | 1 | 1 | cs | TRUE
157 | MV_186_1_line_157 |  | 146 | 148 | 0.11514 | 0.103 | 0.058 | 500 | 0 | 0.638 | 1 | 1 | cs | TRUE
158 | MV_186_1_line_158 |  | 147 | 175 | 0.025614 | 0.103 | 0.058 | 500 | 0 | 0.638 | 1 | 1 | cs | TRUE
159 | MV_186_1_line_159 |  | 148 | 174 | 0.092442 | 0.445 | 0.132 | 190 | 0 | 0.22 | 1 | 1 | cs | TRUE
160 | MV_186_1_line_160 |  | 149 | 150 | 0.29642 | 0.5939 | 0.372 | 9.5 | 0 | 0.21 | 1 | 1 | ol | TRUE
161 | MV_186_1_line_161 |  | 150 | 151 | 0.070809 | 0.103 | 0.058 | 500 | 0 | 0.638 | 1 | 1 | cs | TRUE
162 | MV_186_1_line_162 |  | 150 | 152 | 0.1128 | 0.103 | 0.058 | 500 | 0 | 0.638 | 1 | 1 | cs | TRUE
163 | MV_186_1_line_163 |  | 151 | 170 | 0.062057 | 0.119 | 0.32 | 11 | 0 | 0.645 | 1 | 1 | ol | TRUE
164 | MV_186_1_line_164 |  | 152 | 153 | 0.10884 | 0.119 | 0.32 | 11 | 0 | 0.645 | 1 | 1 | ol | TRUE
165 | MV_186_1_line_165 |  | 154 | 155 | 0.05665 | 0.103 | 0.058 | 500 | 0 | 0.638 | 1 | 1 | cs | TRUE
166 | MV_186_1_line_166 |  | 156 | 157 | 0.43027 | 0.445 | 0.132 | 190 | 0 | 0.22 | 1 | 1 | cs | TRUE
167 | MV_186_1_line_167 |  | 158 | 159 | 0.057873 | 0.445 | 0.132 | 190 | 0 | 0.22 | 1 | 1 | cs | TRUE
168 | MV_186_1_line_168 |  | 161 | 162 | 0.14961 | 0.119 | 0.32 | 11 | 0 | 0.645 | 1 | 1 | ol | TRUE
169 | MV_186_1_line_169 |  | 162 | 163 | 0.13202 | 0.103 | 0.058 | 500 | 0 | 0.638 | 1 | 1 | cs | TRUE
170 | MV_186_1_line_170 |  | 163 | 165 | 0.076889 | 0.103 | 0.058 | 500 | 0 | 0.638 | 1 | 1 | cs | TRUE
171 | MV_186_1_line_171 |  | 164 | 165 | 0.021589 | 0.445 | 0.132 | 190 | 0 | 0.22 | 1 | 1 | cs | TRUE
172 | MV_186_1_line_172 |  | 165 | 166 | 0.15376 | 0.103 | 0.058 | 500 | 0 | 0.638 | 1 | 1 | cs | TRUE
173 | MV_186_1_line_173 |  | 166 | 168 | 0.027864 | 0.103 | 0.058 | 500 | 0 | 0.638 | 1 | 1 | cs | TRUE
174 | MV_186_1_line_174 |  | 168 | 169 | 0.006141 | 0.103 | 0.058 | 500 | 0 | 0.638 | 1 | 1 | cs | TRUE
175 | MV_186_1_line_175 |  | 169 | 170 | 0.036214 | 0.103 | 0.058 | 500 | 0 | 0.638 | 1 | 1 | cs | TRUE
176 | MV_186_1_line_176 |  | 171 | 172 | 0.0148 | 0.445 | 0.132 | 190 | 0 | 0.22 | 1 | 1 | cs | TRUE
177 | MV_186_1_line_177 |  | 172 | 173 | 0.18006 | 0.445 | 0.132 | 190 | 0 | 0.22 | 1 | 1 | cs | TRUE
178 | MV_186_1_line_178 |  | 175 | 183 | 0.15677 | 0.119 | 0.32 | 11 | 0 | 0.645 | 1 | 1 | ol | TRUE
179 | MV_186_1_line_179 |  | 176 | 177 | 0.13577 | 0.445 | 0.132 | 190 | 0 | 0.22 | 1 | 1 | cs | TRUE
180 | MV_186_1_line_180 |  | 177 | 178 | 0.24244 | 0.445 | 0.132 | 190 | 0 | 0.22 | 1 | 1 | cs | TRUE
181 | MV_186_1_line_181 |  | 178 | 181 | 0.10118 | 0.161 | 0.117 | 273 | 0 | 0.362 | 1 | 1 | cs | TRUE
182 | MV_186_1_line_182 |  | 178 | 179 | 0.28479 | 0.161 | 0.117 | 273 | 0 | 0.362 | 1 | 1 | cs | TRUE
183 | MV_186_1_line_183 |  | 179 | 180 | 0.1525 | 0.161 | 0.117 | 273 | 0 | 0.362 | 1 | 1 | cs | TRUE
184 | MV_186_1_line_184 |  | 180 | 182 | 0.95518 | 0.306 | 0.35 | 10 | 0 | 0.35 | 1 | 1 | ol | TRUE
185 | MV_186_1_line_185 |  | 181 | 183 | 0.0039563 | 0.161 | 0.117 | 273 | 0 | 0.362 | 1 | 1 | cs | TRUE
186 | MV_186_1_line_186 |  | 182 | 188 | 0.22647 | 0.5939 | 0.372 | 9.5 | 0 | 0.21 | 1 | 1 | ol | TRUE
187 | MV_186_1_line_187 |  | 185 | 186 | 0.015268 | 0.445 | 0.132 | 190 | 0 | 0.22 | 1 | 1 | cs | TRUE
188 | MV_186_1_line_188 |  | 185 | 187 | 1.1551 | 0.445 | 0.132 | 190 | 0 | 0.22 | 1 | 1 | cs | TRUE
189 | MV_186_1_line_189 |  | 187 | 193 | 0.052797 | 0.5939 | 0.372 | 9.5 | 0 | 0.21 | 1 | 1 | ol | TRUE
190 | MV_186_1_line_190 |  | 188 | 189 | 0.09304 | 0.5939 | 0.372 | 9.5 | 0 | 0.21 | 1 | 1 | ol | TRUE
191 | MV_186_1_line_191 |  | 189 | 190 | 0.015278 | 0.445 | 0.132 | 190 | 0 | 0.22 | 1 | 1 | cs | TRUE
192 | MV_186_1_line_192 |  | 190 | 192 | 0.11757 | 0.445 | 0.132 | 190 | 0 | 0.22 | 1 | 1 | cs | TRUE
193 | MV_186_1_line_193 |  | 191 | 192 | 0.032142 | 0.445 | 0.132 | 190 | 0 | 0.22 | 1 | 1 | cs | TRUE
194 | MV_186_1_line_194 |  | 193 | 194 | 0.10953 | 0.445 | 0.132 | 190 | 0 | 0.22 | 1 | 1 | cs | TRUE
195 | MV_186_1_line_195 |  | 195 | 196 | 0.042624 | 0.5939 | 0.372 | 9.5 | 0 | 0.21 | 1 | 1 | ol | TRUE

## trafo
| name | std_type | hv_bus | lv_bus | sn_mva | vn_hv_kv | vn_lv_kv | vk_percent | vkr_percent | pfe_kw | i0_percent | shift_degree | tap_side | tap_neutral | tap_min | tap_max | tap_step_percent | tap_step_degree | tap_pos | tap_phase_shifter | parallel | df | in_service
0 | MV_186_1_trafo_161 | 25 MVA 110/20 kV | 197 | 65 | 25 | 110 | 20 | 12 | 0.41 | 14 | 0.07 | 150 | hv | 0 | -9 | 9 | 1.5 | 0 | 0 | FALSE | 1 | 1 | TRUE

## bus_geodata
| x | y | coords
0 | 2717742.309 | 1143116.3757
1 | 2717788.923 | 1143128.9051
2 | 2717781.0471 | 1142252.9155
3 | 2718812.7992 | 1140077.3007
4 | 2718754.9447 | 1140102.0679
5 | 2718792.1966 | 1139956.3911
6 | 2718769.0338 | 1140323.3062
7 | 2718777.3432 | 1139845.4347
8 | 2718852.4853 | 1139701.5606
9 | 2718884.5055 | 1139545.2184
10 | 2718933.3396 | 1139533.4612
11 | 2719046.2475 | 1138552.7769
12 | 2719601.9418 | 1138672.4405
13 | 2717856.5882 | 1136753.0679
14 | 2717723.8701 | 1136712.2964
15 | 2718836.4734 | 1140312.4262
16 | 2718776.291 | 1140370.7589
17 | 2718695.9853 | 1140310.0492
18 | 2718853.2635 | 1140306.6195
19 | 2718757.5351 | 1140443.6869
20 | 2717991.458 | 1140228.681
21 | 2718861.1443 | 1140900.4219
22 | 2718838.9102 | 1140950.7515
23 | 2718787.5114 | 1140610.6424
24 | 2718751.9652 | 1140546.0324
25 | 2718753.349 | 1140501.9187
26 | 2718736.474 | 1140458.157
27 | 2718689.3197 | 1140862.5703
28 | 2718694.252 | 1140942.566
29 | 2718692.155 | 1140950.6413
30 | 2718698.8871 | 1140961.4299
31 | 2718711.9247 | 1140960.3413
32 | 2717994.4657 | 1140181.8749
33 | 2717872.5007 | 1140769.6776
34 | 2718597.4686 | 1141135.8387
35 | 2718459.8803 | 1141166.1348
36 | 2718562.6653 | 1141211.8953
37 | 2718441.9004 | 1141486.0207
38 | 2718465.808 | 1141610.5743
39 | 2718385.2647 | 1141456.1225
40 | 2718434.0151 | 1141309.5576
41 | 2717856.5993 | 1140948.1764
42 | 2717829.9433 | 1141836.9226
43 | 2718454.9981 | 1141641.3636
44 | 2717782.0616 | 1140798.0311
45 | 2717870.3432 | 1140761.6189
46 | 2717762.1194 | 1141878.3043
47 | 2717703.9513 | 1141938.7658
48 | 2717765.7742 | 1142225.0764
49 | 2717781.3763 | 1142227.7938
50 | 2714621.2251 | 1136125.5154
51 | 2714700.5128 | 1135986.4392
52 | 2715742.792 | 1136100.8087
53 | 2715762.7838 | 1136047.2783
54 | 2716045.7907 | 1135887.3241
55 | 2715710.9678 | 1135958.5373
56 | 2716007.0235 | 1135817.4439
57 | 2715699.3378 | 1135964.5408
58 | 2714766.1269 | 1135980.1147
59 | 2716013.9076 | 1135814.0961
60 | 2717980.1775 | 1136176.4251
61 | 2717918.7197 | 1136179.0712
62 | 2718208.3645 | 1136318.1156
63 | 2717940.8417 | 1136230.2265
64 | 2717682.5386 | 1136417.1809
65 | 2717854.3064 | 1135890.386
66 | 2718006.5027 | 1136020.8233
67 | 2717842.4825 | 1136340.6701
68 | 2717672.3693 | 1136438.2081
69 | 2717750.3604 | 1135943.3612
70 | 2717857.518 | 1135841.8048
71 | 2718068.9076 | 1136017.8519
72 | 2717646.8061 | 1136491.2681
73 | 2717662.1229 | 1136161.9445
74 | 2717748.7135 | 1135983.5895
75 | 2717880.2538 | 1135842.7046
76 | 2717768.9424 | 1135198.3657
77 | 2717772.9813 | 1135315.301
78 | 2717750.3648 | 1135041.3755
79 | 2717782.2748 | 1135428.4363
80 | 2717702.3352 | 1134922.893
81 | 2717495.75 | 1135098.3009
82 | 2717766.6288 | 1135037.5677
83 | 2717695.9902 | 1135427.2093
84 | 2717793.8776 | 1135434.2442
85 | 2717659.0521 | 1135424.6324
86 | 2717892.9305 | 1135216.0293
87 | 2717979.4716 | 1135230.6843
88 | 2718025.4718 | 1135237.9655
89 | 2718017.4905 | 1135254.4207
90 | 2718041.1606 | 1135190.3288
91 | 2718011.1757 | 1135328.9698
92 | 2717973.4512 | 1135153.1032
93 | 2717774.9711 | 1135549.8757
94 | 2717811.5415 | 1135552.713
95 | 2717832.4419 | 1135554.2328
96 | 2717909.8306 | 1135556.8112
97 | 2717656.8579 | 1135539.1891
98 | 2717548.5171 | 1135417.5868
99 | 2717952.0909 | 1135559.9717
100 | 2717589.2272 | 1135533.5795
101 | 2717918.5816 | 1135443.3833
102 | 2717921.3546 | 1135464.9631
103 | 2717937.5952 | 1135405.5623
104 | 2717935.4463 | 1135468.2738
105 | 2717964.387 | 1135414.069
106 | 2717960.4419 | 1135364.6252
107 | 2717970.7194 | 1135460.7019
108 | 2718009.7251 | 1135416.167
109 | 2718005.6972 | 1135490.6942
110 | 2717296.1343 | 1135400.1804
111 | 2717283.0376 | 1135363.0678
112 | 2717245.5966 | 1135250.81
113 | 2717154.9025 | 1135388.2206
114 | 2717248.3361 | 1135241.746
115 | 2717046.7005 | 1135461.2944
116 | 2717373.0521 | 1135655.5129
117 | 2717337.2918 | 1135641.5198
118 | 2717467.1266 | 1135755.0641
119 | 2717218.9228 | 1135514.0471
120 | 2717477.1904 | 1135777.4416
121 | 2717533.3508 | 1135883.3832
122 | 2717270.0307 | 1135200.0613
123 | 2718001.7445 | 1135572.0052
124 | 2717991.8054 | 1135648.0846
125 | 2717951.5142 | 1135579.5195
126 | 2717982.398 | 1135673.7293
127 | 2717966.7535 | 1135716.8195
128 | 2717964.267 | 1135665.6252
129 | 2718092.2537 | 1134211.8223
130 | 2718076.0777 | 1134282.6651
131 | 2718128.9522 | 1134048.7407
132 | 2717973.037 | 1134218.4534
133 | 2718007.8186 | 1134547.21
134 | 2718119.991 | 1133672.3781
135 | 2718270.7223 | 1134079.1902
136 | 2717976.4252 | 1134662.0967
137 | 2718170.6271 | 1134529.6359
138 | 2717955.6597 | 1134525.0521
139 | 2718190.7541 | 1134487.857
140 | 2718336.7223 | 1133715.4255
141 | 2718053.2184 | 1133795.901
142 | 2718322.6736 | 1133802.8539
143 | 2718036.7867 | 1134678.1198
144 | 2717853.364 | 1134481.5954
145 | 2717912.7961 | 1133706.6878
146 | 2717938.8077 | 1133586.4032
147 | 2718029.3863 | 1133457.0425
148 | 2717868.6044 | 1133676.3608
149 | 2717484.3612 | 1134816.7899
150 | 2717776.5098 | 1134766.6444
151 | 2717757.0435 | 1134698.5635
152 | 2717807.5211 | 1134875.0999
153 | 2717699.2288 | 1134885.9743
154 | 2717369.9041 | 1135135.6353
155 | 2717324.4552 | 1135102.6858
156 | 2717945.5943 | 1135672.632
157 | 2717650.9061 | 1135736.7396
158 | 2718032.215 | 1135699.7978
159 | 2718073.5522 | 1135659.1894
160 | 2717560.7352 | 1135964.1371
161 | 2717906.0697 | 1134365.7019
162 | 2717770.6711 | 1134302.0611
163 | 2717707.2921 | 1134417.8715
164 | 2717658.2094 | 1134503.2397
165 | 2717668.7092 | 1134484.3648
166 | 2717721.3176 | 1134571.2037
167 | 2717662.9953 | 1136175.6263
168 | 2717728.8321 | 1134598.0348
169 | 2717730.4875 | 1134603.9489
170 | 2717740.2627 | 1134638.8184
171 | 2718009.8805 | 1134861.5958
172 | 2717997.7368 | 1134853.0862
173 | 2718034.5431 | 1134691.674
174 | 2717818.135 | 1133751.9236
175 | 2718040.1253 | 1133434.3968
176 | 2718376.365 | 1133472.1486
177 | 2718396.0776 | 1133337.844
178 | 2718218.6615 | 1133328.9423
179 | 2718061.4881 | 1133162.1792
180 | 2718084.0336 | 1133037.0976
181 | 2718197.3778 | 1133427.478
182 | 2717545.7782 | 1132248.0104
183 | 2718196.8672 | 1133431.4012
184 | 2717670.9214 | 1136683.4118
185 | 2716948.8881 | 1135548.1361
186 | 2716952.4494 | 1135562.9817
187 | 2716456.3186 | 1135584.6333
188 | 2717672.2074 | 1132060.1107
189 | 2717720.5017 | 1131980.5864
190 | 2717719.1643 | 1131965.4279
191 | 2717781.0652 | 1131867.8058
192 | 2717756.2386 | 1131888.2203
193 | 2716409.523 | 1135609.0811
194 | 2716311.6971 | 1135658.8856
195 | 2717923.2206 | 1135779.256
196 | 2717960.8468 | 1135799.282
197 | 2717854.3064 | 1135890.386

## line_std_types
| c_nf_per_km | r_ohm_per_km | x_ohm_per_km | max_i_ka | type | q_mm2 | alpha | voltage_rating
NAYY 4x50 SE | 210 | 0.642 | 0.083 | 0.142 | cs | 50 | 0.00403 | LV
NAYY 4x120 SE | 264 | 0.225 | 0.08 | 0.242 | cs | 120 | 0.00403 | LV
NAYY 4x150 SE | 261 | 0.208 | 0.08 | 0.27 | cs | 150 | 0.00403 | LV
NA2XS2Y 1x95 RM/25 12/20 kV | 216 | 0.313 | 0.132 | 0.252 | cs | 95 | 0.00403 | MV
NA2XS2Y 1x185 RM/25 12/20 kV | 273 | 0.161 | 0.117 | 0.362 | cs | 185 | 0.00403 | MV
NA2XS2Y 1x240 RM/25 12/20 kV | 304 | 0.122 | 0.112 | 0.421 | cs | 240 | 0.00403 | MV
NA2XS2Y 1x95 RM/25 6/10 kV | 315 | 0.313 | 0.123 | 0.249 | cs | 95 | 0.00403 | MV
NA2XS2Y 1x185 RM/25 6/10 kV | 406 | 0.161 | 0.11 | 0.358 | cs | 185 | 0.00403 | MV
NA2XS2Y 1x240 RM/25 6/10 kV | 456 | 0.122 | 0.105 | 0.416 | cs | 240 | 0.00403 | MV
NA2XS2Y 1x150 RM/25 12/20 kV | 250 | 0.206 | 0.116 | 0.319 | cs | 150 | 0.00403 | MV
NA2XS2Y 1x120 RM/25 12/20 kV | 230 | 0.253 | 0.119 | 0.283 | cs | 120 | 0.00403 | MV
NA2XS2Y 1x70 RM/25 12/20 kV | 190 | 0.443 | 0.132 | 0.22 | cs | 70 | 0.00403 | MV
NA2XS2Y 1x150 RM/25 6/10 kV | 360 | 0.206 | 0.11 | 0.315 | cs | 150 | 0.00403 | MV
NA2XS2Y 1x120 RM/25 6/10 kV | 340 | 0.253 | 0.113 | 0.28 | cs | 120 | 0.00403 | MV
NA2XS2Y 1x70 RM/25 6/10 kV | 280 | 0.443 | 0.123 | 0.217 | cs | 70 | 0.00403 | MV
N2XS(FL)2Y 1x120 RM/35 64/110 kV | 112 | 0.153 | 0.166 | 0.366 | cs | 120 | 0.00393 | HV
N2XS(FL)2Y 1x185 RM/35 64/110 kV | 125 | 0.099 | 0.156 | 0.457 | cs | 185 | 0.00393 | HV
N2XS(FL)2Y 1x240 RM/35 64/110 kV | 135 | 0.075 | 0.149 | 0.526 | cs | 240 | 0.00393 | HV
N2XS(FL)2Y 1x300 RM/35 64/110 kV | 144 | 0.06 | 0.144 | 0.588 | cs | 300 | 0.00393 | HV
15-AL1/3-ST1A 0.4 | 11 | 1.8769 | 0.35 | 0.105 | ol | 16 | 0.00403 | LV
24-AL1/4-ST1A 0.4 | 11.25 | 1.2012 | 0.335 | 0.14 | ol | 24 | 0.00403 | LV
48-AL1/8-ST1A 0.4 | 12.2 | 0.5939 | 0.3 | 0.21 | ol | 48 | 0.00403 | LV
94-AL1/15-ST1A 0.4 | 13.2 | 0.306 | 0.29 | 0.35 | ol | 94 | 0.00403 | LV
34-AL1/6-ST1A 10.0 | 9.7 | 0.8342 | 0.36 | 0.17 | ol | 34 | 0.00403 | MV
48-AL1/8-ST1A 10.0 | 10.1 | 0.5939 | 0.35 | 0.21 | ol | 48 | 0.00403 | MV
70-AL1/11-ST1A 10.0 | 10.4 | 0.4132 | 0.339 | 0.29 | ol | 70 | 0.00403 | MV
94-AL1/15-ST1A 10.0 | 10.75 | 0.306 | 0.33 | 0.35 | ol | 94 | 0.00403 | MV
122-AL1/20-ST1A 10.0 | 11.1 | 0.2376 | 0.323 | 0.41 | ol | 122 | 0.00403 | MV
149-AL1/24-ST1A 10.0 | 11.25 | 0.194 | 0.315 | 0.47 | ol | 149 | 0.00403 | MV
34-AL1/6-ST1A 20.0 | 9.15 | 0.8342 | 0.382 | 0.17 | ol | 34 | 0.00403 | MV
48-AL1/8-ST1A 20.0 | 9.5 | 0.5939 | 0.372 | 0.21 | ol | 48 | 0.00403 | MV
70-AL1/11-ST1A 20.0 | 9.7 | 0.4132 | 0.36 | 0.29 | ol | 70 | 0.00403 | MV
94-AL1/15-ST1A 20.0 | 10 | 0.306 | 0.35 | 0.35 | ol | 94 | 0.00403 | MV
122-AL1/20-ST1A 20.0 | 10.3 | 0.2376 | 0.344 | 0.41 | ol | 122 | 0.00403 | MV
149-AL1/24-ST1A 20.0 | 10.5 | 0.194 | 0.337 | 0.47 | ol | 149 | 0.00403 | MV
184-AL1/30-ST1A 20.0 | 10.75 | 0.1571 | 0.33 | 0.535 | ol | 184 | 0.00403 | MV
243-AL1/39-ST1A 20.0 | 11 | 0.1188 | 0.32 | 0.645 | ol | 243 | 0.00403 | MV
48-AL1/8-ST1A 110.0 | 8 | 0.5939 | 0.46 | 0.21 | ol | 48 | 0.00403 | HV
70-AL1/11-ST1A 110.0 | 8.4 | 0.4132 | 0.45 | 0.29 | ol | 70 | 0.00403 | HV
94-AL1/15-ST1A 110.0 | 8.65 | 0.306 | 0.44 | 0.35 | ol | 94 | 0.00403 | HV
122-AL1/20-ST1A 110.0 | 8.5 | 0.2376 | 0.43 | 0.41 | ol | 122 | 0.00403 | HV
149-AL1/24-ST1A 110.0 | 8.75 | 0.194 | 0.41 | 0.47 | ol | 149 | 0.00403 | HV
184-AL1/30-ST1A 110.0 | 8.8 | 0.1571 | 0.4 | 0.535 | ol | 184 | 0.00403 | HV
243-AL1/39-ST1A 110.0 | 9 | 0.1188 | 0.39 | 0.645 | ol | 243 | 0.00403 | HV
305-AL1/39-ST1A 110.0 | 9.2 | 0.0949 | 0.38 | 0.74 | ol | 305 | 0.00403 | HV
490-AL1/64-ST1A 110.0 | 9.75 | 0.059 | 0.37 | 0.96 | ol | 490 | 0.00403 | HV
679-AL1/86-ST1A 110.0 | 9.95 | 0.042 | 0.36 | 1.15 | ol | 679 | 0.00403 | HV
490-AL1/64-ST1A 220.0 | 10 | 0.059 | 0.285 | 0.96 | ol | 490 | 0.00403 | HV
679-AL1/86-ST1A 220.0 | 11.7 | 0.042 | 0.275 | 1.15 | ol | 679 | 0.00403 | HV
490-AL1/64-ST1A 380.0 | 11 | 0.059 | 0.253 | 0.96 | ol | 490 | 0.00403 | HV
679-AL1/86-ST1A 380.0 | 14.6 | 0.042 | 0.25 | 1.15 | ol | 679 | 0.00403 | HV

## trafo_std_types
| i0_percent | pfe_kw | vkr_percent | sn_mva | vn_lv_kv | vn_hv_kv | vk_percent | shift_degree | vector_group | tap_side | tap_neutral | tap_min | tap_max | tap_step_degree | tap_step_percent | tap_phase_shifter
160 MVA 380/110 kV | 0.06 | 60 | 0.25 | 160 | 110 | 380 | 12.2 | 0 | Yy0 | hv | 0 | -9 | 9 | 0 | 1.5 | FALSE
100 MVA 220/110 kV | 0.06 | 55 | 0.26 | 100 | 110 | 220 | 12 | 0 | Yy0 | hv | 0 | -9 | 9 | 0 | 1.5 | FALSE
63 MVA 110/20 kV | 0.04 | 22 | 0.32 | 63 | 20 | 110 | 18 | 150 | YNd5 | hv | 0 | -9 | 9 | 0 | 1.5 | FALSE
40 MVA 110/20 kV | 0.05 | 18 | 0.34 | 40 | 20 | 110 | 16.2 | 150 | YNd5 | hv | 0 | -9 | 9 | 0 | 1.5 | FALSE
25 MVA 110/20 kV | 0.07 | 14 | 0.41 | 25 | 20 | 110 | 12 | 150 | YNd5 | hv | 0 | -9 | 9 | 0 | 1.5 | FALSE
63 MVA 110/10 kV | 0.04 | 22 | 0.32 | 63 | 10 | 110 | 18 | 150 | YNd5 | hv | 0 | -9 | 9 | 0 | 1.5 | FALSE
40 MVA 110/10 kV | 0.05 | 18 | 0.34 | 40 | 10 | 110 | 16.2 | 150 | YNd5 | hv | 0 | -9 | 9 | 0 | 1.5 | FALSE
25 MVA 110/10 kV | 0.07 | 14 | 0.41 | 25 | 10 | 110 | 12 | 150 | YNd5 | hv | 0 | -9 | 9 | 0 | 1.5 | FALSE
0.25 MVA 20/0.4 kV | 0.32 | 0.8 | 1.44 | 0.25 | 0.4 | 20 | 6 | 150 | Yzn5 | hv | 0 | -2 | 2 | 0 | 2.5 | FALSE
0.4 MVA 20/0.4 kV | 0.3375 | 1.35 | 1.425 | 0.4 | 0.4 | 20 | 6 | 150 | Dyn5 | hv | 0 | -2 | 2 | 0 | 2.5 | FALSE
0.63 MVA 20/0.4 kV | 0.2619 | 1.65 | 1.206 | 0.63 | 0.4 | 20 | 6 | 150 | Dyn5 | hv | 0 | -2 | 2 | 0 | 2.5 | FALSE
0.25 MVA 10/0.4 kV | 0.24 | 0.6 | 1.2 | 0.25 | 0.4 | 10 | 4 | 150 | Dyn5 | hv | 0 | -2 | 2 | 0 | 2.5 | FALSE
0.4 MVA 10/0.4 kV | 0.2375 | 0.95 | 1.325 | 0.4 | 0.4 | 10 | 4 | 150 | Dyn5 | hv | 0 | -2 | 2 | 0 | 2.5 | FALSE
0.63 MVA 10/0.4 kV | 0.1873 | 1.18 | 1.0794 | 0.63 | 0.4 | 10 | 4 | 150 | Dyn5 | hv | 0 | -2 | 2 | 0 | 2.5 | FALSE

## trafo3w_std_types
| sn_hv_mva | sn_mv_mva | sn_lv_mva | vn_hv_kv | vn_mv_kv | vn_lv_kv | vk_hv_percent | vk_mv_percent | vk_lv_percent | vkr_hv_percent | vkr_mv_percent | vkr_lv_percent | pfe_kw | i0_percent | shift_mv_degree | shift_lv_degree | vector_group | tap_side | tap_neutral | tap_min | tap_max | tap_step_percent
63/25/38 MVA 110/20/10 kV | 63 | 25 | 38 | 110 | 20 | 10 | 10.4 | 10.4 | 10.4 | 0.28 | 0.32 | 0.35 | 35 | 0.89 | 0 | 0 | YN0yn0yn0 | hv | 0 | -10 | 10 | 1.2
63/25/38 MVA 110/10/10 kV | 63 | 25 | 38 | 110 | 10 | 10 | 10.4 | 10.4 | 10.4 | 0.28 | 0.32 | 0.35 | 35 | 0.89 | 0 | 0 | YN0yn0yn0 | hv | 0 | -10 | 10 | 1.2

## fuse_std_types
| fuse_type | i_rated_a | t_avg | t_min | t_total | x_avg | x_min | x_total
HV 100A | HV 100A | 100 | 0 | [10.0, 3.64, 0.854, 0.281, 0.1, 0.0531, 0.022, 0.01] | [10.0, 4.267, 1.21, 0.403, 0.1, 0.058, 0.022, 0.01] | 0 | [300.0, 350.0, 450.0, 550.0, 700.0, 850.0, 1200.0, 1752.0] | [600.0, 700.0, 900.0, 1150.0, 1665.0, 2000.0, 3000.0, 4313.0]
HV 10A | HV 10A | 10 | 0 | [10.0, 1675.0, 0.344, 0.156, 0.1, 0.0417, 0.0171, 0.01] | [10.0, 1.3, 0.3, 0.155, 0.1, 0.0555, 0.023, 0.01] | 0 | [30.0, 32.0, 35.0, 37.0, 39.0, 50.0, 70.0, 88.0] | [60.0, 70.0, 80.0, 87.0, 94.0, 110.0, 150.0, 216.0]
HV 125A | HV 125A | 125 | 0 | [10.0, 1.82, 0.344, 0.1, 0.0467, 0.0269, 0.01] | [10.0, 2.478, 0.426, 0.1, 0.0427, 0.0211, 0.01] | 0 | [375.0, 500.0, 700.0, 925.0, 1200.0, 1500.0, 2341.0] | [750.0, 1000.0, 1500.0, 2200.0, 3000.0, 4000.0, 5765.0]
HV 160A | HV 160A | 160 | 0 | [10.0, 4.15, 1.03, 0.198, 0.1, 0.051, 0.0172, 0.01] | [10.0, 2.3, 0.734, 0.274, 0.1, 0.046, 0.0177, 0.01] | 0 | [480.0, 550.0, 700.0, 1000.0, 1260.0, 1600.0, 2500.0, 3227.0] | [960.0, 1300.0, 1700.0, 2200.0, 2996.0, 4000.0, 6000.0, 7946.0]
HV 16A | HV 16A | 16 | 0 | [10.0, 0.352, 0.164, 0.1, 0.0649, 0.0342, 0.01] | [10.0, 2.34, 0.722, 0.181, 0.1, 0.055, 0.0296, 0.01] | 0 | [48.0, 60.0, 65.0, 71.0, 80.0, 100.0, 162.0] | [96.0, 110.0, 125.0, 150.0, 168.0, 200.0, 250.0, 398.0]
HV 200A | HV 200A | 200 | 0 | [10.0, 4.267, 1.21, 0.403, 0.1, 0.058, 0.022, 0.01] | [10.0, 3.73, 1.654, 0.328, 0.1, 0.0531, 0.019, 0.01] | 0 | [600.0, 700.0, 900.0, 1150.0, 1665.0, 2000.0, 3000.0, 4313.0] | [1200.0, 1500.0, 1800.0, 2700.0, 3960.0, 5000.0, 7500.0, 10620.0]
HV 20A | HV 20A | 20 | 0 | [10.0, 1.3, 0.3, 0.155, 0.1, 0.0555, 0.023, 0.01] | [10.0, 1.3, 0.161, 0.1, 0.0611, 0.0399, 0.0141, 0.01] | 0 | [60.0, 70.0, 80.0, 87.0, 94.0, 110.0, 150.0, 216.0] | [120.0, 150.0, 200.0, 223.0, 260.0, 300.0, 450.0, 532.0]
HV 25A | HV 25A | 25 | 0 | [10.0, 2.512, 0.833, 0.299, 0.1, 0.0372, 0.0223, 0.01] | [10.0, 3.125, 0.597, 0.198, 0.1, 0.0378, 0.022, 0.01] | 0 | [75.0, 82.0, 90.0, 100.0, 124.0, 170.0, 200.0, 289.0] | [150.0, 170.0, 210.0, 250.0, 294.0, 400.0, 500.0, 711.0]
HV 31.5A | HV 31.5A | 31.5 | 0 | [10.0, 2.34, 0.722, 0.181, 0.1, 0.055, 0.0296, 0.01] | [10.0, 2.84, 0.368, 0.164, 0.1, 0.0621, 0.0378, 0.0195, 0.01] | 0 | [95.0, 110.0, 125.0, 150.0, 165.0, 200.0, 250.0, 390.0] | [189.0, 220.0, 300.0, 350.0, 393.0, 450.0, 530.0, 700.0, 960.0]
HV 40A | HV 40A | 40 | 0 | [10.0, 1.3, 0.161, 0.1, 0.0611, 0.0399, 0.0141, 0.01] | [10.0, 2.05, 0.369, 0.198, 0.1, 0.051, 0.0298, 0.01] | 0 | [120.0, 150.0, 200.0, 223.0, 260.0, 300.0, 450.0, 532.0] | [240.0, 300.0, 400.0, 450.0, 530.0, 650.0, 800.0, 1311.0]
HV 50A | HV 50A | 50 | 0 | [10.0, 3.215, 0.597, 0.198, 0.1, 0.0378, 0.022, 0.01] | [10.0, 3.64, 0.854, 0.281, 0.1, 0.0531, 0.022, 0.01] | 0 | [150.0, 170.0, 210.0, 250.0, 294.0, 400.0, 500.0, 711.0] | [300.0, 350.0, 450.0, 550.0, 700.0, 850.0, 1200.0, 1752.0]
HV 6.3A | HV 6.3A | 6.3 | 0 | [10.0, 1.39, 0.344, 0.168, 0.1, 0.056, 0.0263, 0.01] | [10.0, 1.711, 0.516, 0.198, 0.1, 0.0634, 0.0303, 0.01] | 0 | [19.0, 19.5, 20.4, 20.8, 22.0, 25.0, 32.0, 48.0] | [38.0, 40.0, 43.0, 48.0, 53.0, 60.0, 75.0, 118.0]
HV 63A | HV 63A | 63 | 0 | [10.0, 2.84, 0.368, 0.164, 0.1, 0.0621, 0.0378, 0.0195, 0.01] | [10.0, 1.82, 0.344, 0.1, 0.0467, 0.0269, 0.01] | 0 | [189.0, 220.0, 300.0, 350.0, 393.0, 450.0, 530.0, 700.0, 961.0] | [378.0, 500.0, 700.0, 934.0, 1200.0, 1500.0, 2366.0]
HV 80A | HV 80A | 80 | 0 | [10.0, 2.05, 0.369, 0.198, 0.1, 0.051, 0.0298, 0.01] | [10.0, 4.15, 1.03, 0.198, 0.1, 0.051, 0.0172, 0.01] | 0 | [240.0, 300.0, 400.0, 450.0, 530.0, 650.0, 800.0, 1311.0] | [480.0, 550.0, 700.0, 1000.0, 1260.0, 1600.0, 2500.0, 3227.0]
Siemens NH-1-100 | Siemens NH-1-100 | 100 | [5400.0, 2000.0, 400.0, 20.0, 1.0, 0.2, 0.012, 0.004] | 0 | 0 | [150.0, 190.0, 250.0, 430.0, 900.0, 1250.0, 2700.0, 3600.0] | 0 | 0
Siemens NH-1-125 | Siemens NH-1-125 | 125 | [4800.0, 120.0, 7.0, 0.1, 0.004] | 0 | 0 | [180.0, 400.0, 740.0, 2000.0, 4250.0] | 0 | 0
Siemens NH-1-16 | Siemens NH-1-16 | 16 | [4000.0, 400.0, 2.0, 0.1, 0.04, 0.01] | 0 | 0 | [26.0, 35.0, 75.0, 150.0, 200.0, 300.0] | 0 | 0
Siemens NH-1-160 | Siemens NH-1-160 | 160 | [4800.0, 120.0, 7.0, 0.1, 0.004] | 0 | 0 | [210.0, 500.0, 900.0, 2300.0, 5000.0] | 0 | 0
Siemens NH-1-25 | Siemens NH-1-25 | 25 | [4000.0, 1000.0, 10.0, 0.2, 0.02, 0.01] | 0 | 0 | [40.0, 50.0, 100.0, 210.0, 400.0, 500.0] | 0 | 0
Siemens NH-1-50 | Siemens NH-1-50 | 50 | [4000.0, 40.0, 4.0, 1.0, 0.02, 0.01] | 0 | 0 | [86.0, 200.0, 300.0, 400.0, 1000.0, 1280.0] | 0 | 0
Siemens NH-1-63 | Siemens NH-1-63 | 63 | [4000.0, 100.0, 10.0, 2.0, 0.04, 0.01] | 0 | 0 | [100.0, 200.0, 300.0, 400.0, 1000.0, 1500.0] | 0 | 0
Siemens NH-1-80 | Siemens NH-1-80 | 80 | [4800.0, 120.0, 7.0, 0.1, 0.01] | 0 | 0 | [150.58, 250.0, 450.0, 1150.0, 2470.0] | 0 | 0
Siemens NH-2-1000 | Siemens NH-2-1000 | 1000 | [4800.0, 120.0, 7.0, 0.1, 0.004] | 0 | 0 | [1900.0, 3500.0, 8400.0, 24000.0, 52000.0] | 0 | 0
Siemens NH-2-200 | Siemens NH-2-200 | 200 | [4800.0, 120.0, 7.0, 0.1, 0.004] | 0 | 0 | [280.0, 650.0, 1200.0, 3000.0, 7000.0] | 0 | 0
Siemens NH-2-224 | Siemens NH-2-224 | 224 | [4800.0, 120.0, 7.0, 0.2, 0.04, 0.004] | 0 | 0 | [400.0, 750.0, 1453.0, 3025.0, 4315.0, 7600.0] | 0 | 0
Siemens NH-2-250 | Siemens NH-2-250 | 250 | [4800.0, 120.0, 7.0, 0.1, 0.004] | 0 | 0 | [450.0, 800.0, 1650.0, 4000.0, 8500.0] | 0 | 0
Siemens NH-2-315 | Siemens NH-2-315 | 315 | [4800.0, 120.0, 7.0, 0.1, 0.004] | 0 | 0 | [550.0, 920.0, 1900.0, 5000.0, 11000.0] | 0 | 0
Siemens NH-2-355 | Siemens NH-2-355 | 355 | [4800.0, 120.0, 6.0, 0.1, 0.004] | 0 | 0 | [650.0, 1116.27, 2350.0, 5840.0, 12790.0] | 0 | 0
Siemens NH-2-400 | Siemens NH-2-400 | 400 | [4800.0, 120.0, 7.0, 0.1, 0.004] | 0 | 0 | [720.0, 1350.0, 2800.0, 6500.0, 15000.0] | 0 | 0
Siemens NH-2-425 | Siemens NH-2-425 | 425 | [4800.0, 120.0, 7.0, 0.1, 0.004] | 0 | 0 | [850.0, 1500.0, 3050.0, 7500.0, 16500.0] | 0 | 0
Siemens NH-2-630 | Siemens NH-2-630 | 630 | [4800.0, 120.0, 7.0, 0.1, 0.004] | 0 | 0 | [1200.0, 2000.0, 4800.0, 12000.0, 26000.0] | 0 | 0

## res_bus
| vm_pu | va_degree | p_mw | q_mvar
0 | 0.99037 | -0.32244 | 0 | 0
1 | 0.99036 | -0.32237 | 0.12817 | 0.062075
2 | 0.99053 | -0.32317 | 0 | 0
3 | 0.99413 | -0.25721 | 0.099261 | 0.048074
4 | 0.99409 | -0.2576 | 0 | 0
5 | 0.9943 | -0.2459 | 0 | 0
6 | 0.99391 | -0.2591 | 0 | 0
7 | 0.99439 | -0.24517 | 0.067697 | 0.032787
8 | 0.99451 | -0.24411 | 0 | 0
9 | 0.99463 | -0.24303 | 0 | 0
10 | 0.99462 | -0.2431 | 0.12137 | 0.058784
11 | 0.99552 | -0.23455 | 0 | 0
12 | 0.99545 | -0.235 | 0.061507 | 0.029789
13 | 0.99876 | -0.012395 | 0 | 0
14 | 0.99887 | -0.011263 | 0.12922 | 0.062585
15 | 0.99391 | -0.25901 | 0 | 0
16 | 0.99387 | -0.25878 | 0 | 0
17 | 0.99388 | -0.25943 | 0.11352 | 0.054981
18 | 0.9939 | -0.25899 | 0.099771 | 0.048321
19 | 0.9938 | -0.25828 | 0.15054 | 0.072908
20 | 0.99334 | -0.29708 | 0.13067 | 0.063285
21 | 0.99372 | -0.25795 | 0.058434 | 0.028301
22 | 0.99373 | -0.25799 | 0 | 0
23 | 0.99376 | -0.2581 | 0 | 0
24 | 0.99377 | -0.25809 | 0.09357 | 0.045318
25 | 0.99378 | -0.25813 | 0 | 0
26 | 0.99379 | -0.25816 | 0 | 0
27 | 0.99356 | -0.25623 | 0 | 0
28 | 0.9935 | -0.25662 | 0.15965 | 0.07732
29 | 0.9935 | -0.2566 | 0 | 0
30 | 0.9935 | -0.25656 | 0.15617 | 0.075635
31 | 0.9935 | -0.25655 | 0.07221 | 0.034973
32 | 0.99333 | -0.29727 | 0 | 0
33 | 0.99287 | -0.30157 | 0 | 0
34 | 0.992 | -0.32871 | 0 | 0
35 | 0.99204 | -0.32908 | 0 | 0
36 | 0.99198 | -0.32885 | 0.13683 | 0.066269
37 | 0.99138 | -0.32637 | 0 | 0
38 | 0.99126 | -0.3259 | 0 | 0
39 | 0.99137 | -0.32627 | 0.13284 | 0.064335
40 | 0.99202 | -0.32925 | 0.096518 | 0.046746
41 | 0.99271 | -0.30888 | 0.10509 | 0.050897
42 | 0.99078 | -0.32415 | 0 | 0
43 | 0.99125 | -0.32585 | 0.13466 | 0.065218
44 | 0.99282 | -0.30197 | 0.14258 | 0.069055
45 | 0.99287 | -0.30159 | 0 | 0
46 | 0.99073 | -0.32392 | 0.15677 | 0.075927
47 | 0.9907 | -0.32384 | 0 | 0
48 | 0.99054 | -0.32319 | 0 | 0
49 | 0.99053 | -0.32317 | 0.14668 | 0.071043
50 | 0.9927 | -0.17333 | 0.072776 | 0.035247
51 | 0.99272 | -0.17318 | 0.19873 | 0.09625
52 | 0.99327 | -0.17687 | 0.15075 | 0.073012
53 | 0.99329 | -0.17676 | 0 | 0
54 | 0.99352 | -0.17809 | 0 | 0
55 | 0.99318 | -0.1762 | 0 | 0
56 | 0.99357 | -0.17837 | 0.11984 | 0.058039
57 | 0.99318 | -0.17618 | 0.11874 | 0.057507
58 | 0.99275 | -0.17341 | 0 | 0
59 | 0.99358 | -0.17841 | 0 | 0
60 | 0.99962 | -0.0034822 | 0.051627 | 0.025004
61 | 0.99963 | -0.0035917 | 0 | 0
62 | 0.99957 | -0.0038209 | 0.10314 | 0.049954
63 | 0.99962 | -0.003487 | 0 | 0
64 | 0.99918 | -0.0081606 | 0 | 0
65 | 1 | 0 | -13.3401 | -5.6398
66 | 0.99958 | -0.0031283 | 0 | 0
67 | 0.99957 | -0.003777 | 0.16151 | 0.078222
68 | 0.99916 | -0.0083619 | 0.11453 | 0.055469
69 | 0.9995 | -0.0027198 | 0 | 0
70 | 0.99998 | 0.00015703 | 0.13243 | 0.064139
71 | 0.99956 | -0.0032453 | 0.15462 | 0.074887
72 | 0.99911 | -0.0088595 | 0 | 0
73 | 0.99944 | -0.0022662 | 0 | 0
74 | 0.99925 | -0.017517 | 0.11439 | 0.055401
75 | 0.99998 | 0.00019547 | 0 | 0
76 | 0.99223 | -0.29261 | 0.14426 | 0.069866
77 | 0.99211 | -0.29347 | 0 | 0
78 | 0.99244 | -0.29117 | 0 | 0
79 | 0.99202 | -0.29267 | 0 | 0
80 | 0.99215 | -0.29277 | 0 | 0
81 | 0.99297 | -0.28835 | 0 | 0
82 | 0.99244 | -0.29114 | 0.13723 | 0.066464
83 | 0.99197 | -0.29222 | 0 | 0
84 | 0.99202 | -0.29265 | 0.11171 | 0.054102
85 | 0.99195 | -0.29203 | 0.1304 | 0.063158
86 | 0.99559 | -0.081232 | 0.16419 | 0.079522
87 | 0.99561 | -0.081399 | 0 | 0
88 | 0.99562 | -0.081483 | 0 | 0
89 | 0.99563 | -0.08156 | 0 | 0
90 | 0.9956 | -0.08136 | 0.080896 | 0.03918
91 | 0.99567 | -0.081954 | 0.075925 | 0.036772
92 | 0.99559 | -0.081217 | 0.13752 | 0.066604
93 | 0.99603 | -0.082958 | 0.15432 | 0.074742
94 | 0.99604 | -0.083025 | 0 | 0
95 | 0.99604 | -0.083062 | 0 | 0
96 | 0.99606 | -0.083195 | 0.12639 | 0.061216
97 | 0.99192 | -0.29224 | 0.079581 | 0.038543
98 | 0.99192 | -0.29226 | 0.16243 | 0.078667
99 | 0.99608 | -0.083039 | 0 | 0
100 | 0.99192 | -0.2922 | 0.053262 | 0.025796
101 | 0.99582 | -0.08318 | 0 | 0
102 | 0.99584 | -0.083355 | 0.1095 | 0.053033
103 | 0.99578 | -0.082853 | 0 | 0
104 | 0.99585 | -0.083483 | 0 | 0
105 | 0.99576 | -0.082674 | 0 | 0
106 | 0.99577 | -0.082917 | 0.11074 | 0.053632
107 | 0.9959 | -0.083894 | 0 | 0
108 | 0.99572 | -0.082383 | 0.13856 | 0.067107
109 | 0.99595 | -0.084314 | 0.13945 | 0.067541
110 | 0.99422 | -0.25272 | 0.10367 | 0.050209
111 | 0.99422 | -0.25277 | 0 | 0
112 | 0.99397 | -0.25411 | 0 | 0
113 | 0.99478 | -0.21976 | 0.1297 | 0.062818
114 | 0.99395 | -0.25422 | 0.082191 | 0.039807
115 | 0.99535 | -0.18615 | 0 | 0
116 | 0.99677 | -0.13037 | 0.098325 | 0.047621
117 | 0.99667 | -0.1309 | 0 | 0
118 | 0.99745 | -0.089739 | 0.12045 | 0.058335
119 | 0.99625 | -0.13332 | 0 | 0
120 | 0.99752 | -0.089393 | 0 | 0
121 | 0.99782 | -0.087689 | 0 | 0
122 | 0.99386 | -0.25474 | 0 | 0
123 | 0.9961 | -0.083245 | 0 | 0
124 | 0.99628 | -0.084769 | 0 | 0
125 | 0.99608 | -0.083021 | 0.074836 | 0.036245
126 | 0.99635 | -0.084274 | 0 | 0
127 | 0.99634 | -0.084244 | 0 | 0
128 | 0.99638 | -0.084568 | 0.14649 | 0.070947
129 | 0.98908 | -0.3648 | 0.14433 | 0.0699
130 | 0.98918 | -0.36433 | 0 | 0
131 | 0.98888 | -0.3658 | 0 | 0
132 | 0.98905 | -0.36499 | 0.12985 | 0.062887
133 | 0.98962 | -0.36208 | 0 | 0
134 | 0.98834 | -0.36836 | 0 | 0
135 | 0.98884 | -0.36606 | 0.14222 | 0.068879
136 | 0.98958 | -0.36176 | 0 | 0
137 | 0.98958 | -0.36175 | 0 | 0
138 | 0.9897 | -0.36166 | 0.14811 | 0.071732
139 | 0.98957 | -0.36182 | 0.12957 | 0.062752
140 | 0.9883 | -0.36813 | 0 | 0
141 | 0.98817 | -0.36907 | 0.12497 | 0.060527
142 | 0.98829 | -0.36802 | 0.10928 | 0.052928
143 | 0.98956 | -0.36159 | 0.13187 | 0.063867
144 | 0.98986 | -0.36079 | 0 | 0
145 | 0.98779 | -0.39073 | 0 | 0
146 | 0.98761 | -0.39153 | 0 | 0
147 | 0.98742 | -0.39233 | 1.2476 | 0.60425
148 | 0.98773 | -0.391 | 0 | 0
149 | 0.99142 | -0.31698 | 0.16401 | 0.079432
150 | 0.99151 | -0.31638 | 0 | 0
151 | 0.99139 | -0.31701 | 0.070698 | 0.034241
152 | 0.9917 | -0.31534 | 0 | 0
153 | 0.99208 | -0.29312 | 0.16394 | 0.079401
154 | 0.99351 | -0.2566 | 0.10256 | 0.049674
155 | 0.99363 | -0.25598 | 0 | 0
156 | 0.99642 | -0.084906 | 0 | 0
157 | 0.99726 | -0.091876 | 0 | 0
158 | 0.99633 | -0.084149 | 0 | 0
159 | 0.99633 | -0.084097 | 0.079092 | 0.038306
160 | 0.99808 | -0.086255 | 0.11366 | 0.05505
161 | 0.99005 | -0.35979 | 0.087207 | 0.042236
162 | 0.99051 | -0.33274 | 0.091363 | 0.044249
163 | 0.99072 | -0.33167 | 0 | 0
164 | 0.99083 | -0.33101 | 0.093543 | 0.045305
165 | 0.99084 | -0.33103 | 0 | 0
166 | 0.99108 | -0.32973 | 0 | 0
167 | 0.99944 | -0.0022429 | 0.14298 | 0.069251
168 | 0.99112 | -0.32949 | 0.060427 | 0.029266
169 | 0.99113 | -0.32944 | 0 | 0
170 | 0.99119 | -0.32912 | 0.12442 | 0.060258
171 | 0.98952 | -0.36129 | 0.12943 | 0.062688
172 | 0.98953 | -0.36131 | 0 | 0
173 | 0.98956 | -0.36157 | 0 | 0
174 | 0.98772 | -0.39091 | 0.083212 | 0.040302
175 | 0.9874 | -0.39241 | 0.53117 | 0.25726
176 | 0.98714 | -0.40149 | 0.13764 | 0.066662
177 | 0.98716 | -0.40171 | 0 | 0
178 | 0.9872 | -0.40202 | 0 | 0
179 | 0.98712 | -0.40304 | 0 | 0
180 | 0.98707 | -0.40356 | 0.082494 | 0.039953
181 | 0.98724 | -0.40155 | 0.24603 | 0.11916
182 | 0.98652 | -0.41728 | 0.14342 | 0.069461
183 | 0.98724 | -0.40152 | 0.55047 | 0.26661
184 | 0.99892 | -0.010771 | 0 | 0
185 | 0.99513 | -0.18509 | 0 | 0
186 | 0.99513 | -0.18506 | 0.1487 | 0.072018
187 | 0.99403 | -0.17971 | 0 | 0
188 | 0.98638 | -0.4183 | 0.058559 | 0.028362
189 | 0.98633 | -0.41864 | 0.14351 | 0.069505
190 | 0.98632 | -0.41862 | 0 | 0
191 | 0.9863 | -0.4184 | 0.13112 | 0.063503
192 | 0.9863 | -0.41845 | 0 | 0
193 | 0.99395 | -0.18047 | 0.10407 | 0.050405
194 | 0.99386 | -0.17999 | 0 | 0
195 | 0.99996 | 0.00037407 | 0 | 0
196 | 0.99995 | 0.0002936 | 0.15604 | 0.075572
197 | 0.99997 | 149.9981 | 0 | 0

## res_line
| p_from_mw | q_from_mvar | p_to_mw | q_to_mvar | pl_mw | ql_mvar | i_from_ka | i_to_ka | i_ka | vm_from_pu | va_from_degree | vm_to_pu | va_to_degree | loading_percent
0 | 0.12817 | 0.060947 | -0.12817 | -0.062075 | 1.1047e-06 | -0.0011282 | 0.0041368 | 0.004151 | 0.004151 | 0.99037 | -0.32244 | 0.99036 | -0.32237 | 1.8868
1 | -0.12817 | -0.060947 | 0.12819 | 0.037864 | 2.1097e-05 | -0.023083 | 0.0041368 | 0.0038955 | 0.0041368 | 0.99037 | -0.32244 | 0.99053 | -0.32317 | 1.8804
2 | -0.12819 | -0.037864 | 0.12819 | 0.037275 | 5.0849e-07 | -0.00058857 | 0.0038955 | 0.0038907 | 0.0038955 | 0.99053 | -0.32317 | 0.99053 | -0.32317 | 1.7707
3 | 2.2178 | 0.83508 | -2.2177 | -0.83897 | 9.2874e-05 | -0.0038865 | 0.068815 | 0.068855 | 0.068855 | 0.99413 | -0.25721 | 0.99409 | -0.2576 | 10.7923
4 | -2.3171 | -0.88316 | 2.3173 | 0.8836 | 0.00022702 | 0.00044287 | 0.072005 | 0.072003 | 0.072005 | 0.99413 | -0.25721 | 0.9943 | -0.2459 | 11.1635
5 | 2.2177 | 0.83897 | -2.2174 | -0.8542 | 0.00036522 | -0.015235 | 0.068855 | 0.069015 | 0.069015 | 0.99409 | -0.2576 | 0.99391 | -0.2591 | 10.8174
6 | -2.3173 | -0.8836 | 2.3175 | 0.87658 | 0.00018357 | -0.0070226 | 0.072003 | 0.07193 | 0.072003 | 0.9943 | -0.2459 | 0.99439 | -0.24517 | 11.2857
7 | 0.099772 | 0.046127 | -0.099771 | -0.047896 | 1.0276e-06 | -0.001769 | 0.0031925 | 0.0032144 | 0.0032144 | 0.99391 | -0.2591 | 0.99391 | -0.25901 | 1.4611
8 | 0.69078 | 0.30213 | -0.69074 | -0.30331 | 3.2361e-05 | -0.0011819 | 0.021898 | 0.021912 | 0.021912 | 0.99391 | -0.2591 | 0.99387 | -0.25878 | 9.96
9 | 1.4268 | 0.50595 | -1.4268 | -0.51058 | 4.4892e-05 | -0.0046342 | 0.043969 | 0.044014 | 0.044014 | 0.99391 | -0.2591 | 0.99388 | -0.25943 | 6.8988
10 | -2.3852 | -0.90936 | 2.3855 | 0.89943 | 0.00027513 | -0.0099338 | 0.074105 | 0.074001 | 0.074105 | 0.99439 | -0.24517 | 0.99451 | -0.24411 | 11.6152
11 | -2.3855 | -0.89943 | 2.3857 | 0.88954 | 0.00027291 | -0.0098842 | 0.074001 | 0.073899 | 0.074001 | 0.99451 | -0.24411 | 0.99463 | -0.24303 | 11.5989
12 | -2.5071 | -0.94827 | 2.5092 | 0.87852 | 0.0021127 | -0.069747 | 0.077796 | 0.077091 | 0.077796 | 0.99463 | -0.24303 | 0.99552 | -0.23455 | 12.1937
13 | 0.12137 | 0.058725 | -0.12137 | -0.058784 | 1.3708e-06 | -5.8463e-05 | 0.0039134 | 0.0039141 | 0.0039141 | 0.99463 | -0.24303 | 0.99462 | -0.2431 | 1.8639
14 | 0.061511 | 0.029119 | -0.061507 | -0.029789 | 3.9609e-06 | -0.00067001 | 0.0019734 | 0.0019818 | 0.0019818 | 0.99552 | -0.23455 | 0.99545 | -0.235 | 0.94373
15 | -2.5707 | -0.90764 | 2.5755 | 0.91761 | 0.0048116 | 0.0099735 | 0.079054 | 0.079026 | 0.079054 | 0.99552 | -0.23455 | 0.99876 | -0.012395 | 12.2565
16 | -2.5755 | -0.91761 | 2.5758 | 0.90884 | 0.00027466 | -0.0087768 | 0.079026 | 0.078939 | 0.079026 | 0.99876 | -0.012395 | 0.99887 | -0.011263 | 12.3864
17 | -2.705 | -0.97142 | 2.7052 | 0.96772 | 0.00012825 | -0.0037007 | 0.083064 | 0.083027 | 0.083064 | 0.99887 | -0.011263 | 0.99892 | -0.010771 | 13.0195
18 | 0.099771 | 0.047896 | -0.099771 | -0.048321 | 2.4901e-07 | -0.00042499 | 0.0032144 | 0.0032198 | 0.0032198 | 0.99391 | -0.25901 | 0.9939 | -0.25899 | 1.4635
19 | 0.69074 | 0.30331 | -0.69069 | -0.30511 | 4.942e-05 | -0.0018018 | 0.021912 | 0.021933 | 0.021933 | 0.99387 | -0.25878 | 0.9938 | -0.25828 | 9.9697
20 | 1.3132 | 0.4556 | -1.3128 | -0.45546 | 0.0004128 | 0.0001422 | 0.040374 | 0.040383 | 0.040383 | 0.99388 | -0.25943 | 0.99334 | -0.29708 | 6.2609
21 | 0.54016 | 0.23221 | -0.54015 | -0.23281 | 1.0008e-05 | -0.00060284 | 0.017079 | 0.017086 | 0.017086 | 0.9938 | -0.25828 | 0.99379 | -0.25816 | 7.7662
22 | 1.1822 | 0.39217 | -1.1821 | -0.39508 | 1.905e-05 | -0.0029045 | 0.036196 | 0.036223 | 0.036223 | 0.99334 | -0.29708 | 0.99333 | -0.29727 | 5.6775
23 | -0.058434 | -0.028301 | 0.058434 | 0.026876 | 2.8429e-07 | -0.0014247 | 0.0018861 | 0.0018684 | 0.0018861 | 0.99372 | -0.25795 | 0.99373 | -0.25799 | 0.85733
24 | -0.058434 | -0.026876 | 0.058437 | 0.015044 | 2.179e-06 | -0.011833 | 0.0018684 | 0.0017529 | 0.0018684 | 0.99373 | -0.25799 | 0.99376 | -0.2581 | 0.84929
25 | -0.058437 | -0.015044 | 0.058437 | 0.013224 | 3.1431e-07 | -0.00182 | 0.0017529 | 0.0017404 | 0.0017529 | 0.99376 | -0.2581 | 0.99377 | -0.25809 | 0.79675
26 | -0.15201 | -0.058542 | 0.15201 | 0.057495 | 1.3239e-06 | -0.0010464 | 0.0047317 | 0.0047209 | 0.0047317 | 0.99377 | -0.25809 | 0.99378 | -0.25813 | 2.1508
27 | -0.15201 | -0.057495 | 0.15201 | 0.056346 | 1.4467e-06 | -0.001149 | 0.0047209 | 0.0047092 | 0.0047209 | 0.99378 | -0.25813 | 0.99379 | -0.25816 | 2.1459
28 | 0.38814 | 0.17646 | -0.38805 | -0.18702 | 9.2909e-05 | -0.010558 | 0.012385 | 0.012516 | 0.012516 | 0.99379 | -0.25816 | 0.99356 | -0.25623 | 5.6889
29 | 0.38805 | 0.18702 | -0.38802 | -0.1871 | 2.237e-05 | -8.0435e-05 | 0.012516 | 0.012517 | 0.012517 | 0.99356 | -0.25623 | 0.9935 | -0.25662 | 5.9604
30 | 0.22838 | 0.10978 | -0.22838 | -0.10998 | 6.0404e-07 | -0.00019646 | 0.0073627 | 0.0073652 | 0.0073652 | 0.9935 | -0.25662 | 0.9935 | -0.2566 | 3.3478
31 | 0.22838 | 0.10998 | -0.22838 | -0.1103 | 9.9132e-07 | -0.00032213 | 0.0073652 | 0.0073692 | 0.0073692 | 0.9935 | -0.2566 | 0.9935 | -0.25656 | 3.3497
32 | 0.07221 | 0.034665 | -0.07221 | -0.034973 | 9.4761e-08 | -0.00030829 | 0.0023274 | 0.0023313 | 0.0023313 | 0.9935 | -0.25656 | 0.9935 | -0.25655 | 1.0597
33 | 1.1821 | 0.39508 | -1.1816 | -0.47139 | 0.00051143 | -0.076315 | 0.036223 | 0.036989 | 0.036989 | 0.99333 | -0.29727 | 0.99287 | -0.30157 | 5.7976
34 | 1.1816 | 0.47139 | -1.1816 | -0.47191 | 3.5276e-06 | -0.00051477 | 0.036989 | 0.036994 | 0.036994 | 0.99287 | -0.30157 | 0.99287 | -0.30159 | 5.7985
35 | -0.13683 | -0.066173 | 0.13684 | 0.060352 | 6.3671e-06 | -0.0058213 | 0.0044231 | 0.004352 | 0.0044231 | 0.992 | -0.32871 | 0.99204 | -0.32908 | 2.0105
36 | 0.13683 | 0.066173 | -0.13683 | -0.066269 | 2.9162e-06 | -9.6431e-05 | 0.0044231 | 0.0044243 | 0.0044243 | 0.992 | -0.32871 | 0.99198 | -0.32885 | 2.1068
37 | 0.09652 | 0.046576 | -0.096518 | -0.046746 | 2.527e-06 | -0.00016964 | 0.0031186 | 0.0031207 | 0.0031207 | 0.99204 | -0.32908 | 0.99202 | -0.32925 | 1.4861
38 | -0.93334 | -0.36037 | 0.93384 | 0.36015 | 0.00049897 | -0.00022311 | 0.029114 | 0.029105 | 0.029114 | 0.99204 | -0.32908 | 0.99271 | -0.30888 | 8.3182
39 | 0.69999 | 0.25344 | -0.6995 | -0.27119 | 0.00048116 | -0.017743 | 0.021663 | 0.021846 | 0.021846 | 0.99204 | -0.32908 | 0.99138 | -0.32637 | 9.9299
40 | 0.56667 | 0.20836 | -0.5666 | -0.2124 | 7.1561e-05 | -0.0040386 | 0.017581 | 0.017622 | 0.017622 | 0.99138 | -0.32637 | 0.99126 | -0.3259 | 8.0099
41 | 0.13284 | 0.062827 | -0.13284 | -0.064335 | 1.5778e-06 | -0.0015077 | 0.0042788 | 0.0042978 | 0.0042978 | 0.99138 | -0.32637 | 0.99137 | -0.32627 | 1.9535
42 | 0.43194 | 0.14795 | -0.43172 | -0.16878 | 0.00021358 | -0.020835 | 0.013296 | 0.013506 | 0.013506 | 0.99126 | -0.3259 | 0.99078 | -0.32415 | 6.1391
43 | 0.13466 | 0.064447 | -0.13466 | -0.065218 | 8.313e-07 | -0.00077092 | 0.0043475 | 0.0043573 | 0.0043573 | 0.99126 | -0.3259 | 0.99125 | -0.32585 | 1.9806
44 | -1.0389 | -0.41104 | 1.039 | 0.41099 | 6.3167e-05 | -5.851e-05 | 0.03249 | 0.032488 | 0.03249 | 0.99271 | -0.30888 | 0.99282 | -0.30197 | 5.0373
45 | 0.43172 | 0.16878 | -0.4317 | -0.17078 | 2.0804e-05 | -0.0019929 | 0.013506 | 0.013527 | 0.013527 | 0.99078 | -0.32415 | 0.99073 | -0.32392 | 6.1487
46 | -1.1816 | -0.48004 | 1.1816 | 0.47191 | 5.5887e-05 | -0.0081341 | 0.037083 | 0.036994 | 0.037083 | 0.99282 | -0.30197 | 0.99287 | -0.30159 | 5.8124
47 | 0.27493 | 0.09485 | -0.27493 | -0.096826 | 8.1128e-06 | -0.0019763 | 0.0084742 | 0.0084932 | 0.0084932 | 0.99073 | -0.32392 | 0.9907 | -0.32384 | 3.8605
48 | 0.27493 | 0.096826 | -0.27488 | -0.10795 | 4.6363e-05 | -0.011121 | 0.0084932 | 0.0086064 | 0.0086064 | 0.9907 | -0.32384 | 0.99054 | -0.32319 | 3.912
49 | 0.27488 | 0.10795 | -0.27488 | -0.10832 | 1.5659e-06 | -0.00037033 | 0.0086064 | 0.0086104 | 0.0086104 | 0.99054 | -0.32319 | 0.99053 | -0.32317 | 3.9138
50 | -0.072776 | -0.035247 | 0.072778 | 0.03506 | 1.5755e-06 | -0.00018735 | 0.0023515 | 0.0023491 | 0.0023515 | 0.9927 | -0.17333 | 0.99272 | -0.17318 | 1.1197
51 | -0.27151 | -0.13131 | 0.27152 | 0.12965 | 7.2336e-06 | -0.0016595 | 0.0087701 | 0.0087492 | 0.0087701 | 0.99272 | -0.17318 | 0.99275 | -0.17341 | 3.9864
52 | -0.15075 | -0.073012 | 0.15075 | 0.072946 | 2.4123e-06 | -6.5791e-05 | 0.0048681 | 0.0048672 | 0.0048681 | 0.99327 | -0.17687 | 0.99329 | -0.17676 | 2.3181
53 | -0.54118 | -0.22494 | 0.54131 | 0.21698 | 0.00013071 | -0.0079551 | 0.017032 | 0.016945 | 0.017032 | 0.99329 | -0.17676 | 0.99352 | -0.17809 | 7.742
54 | 0.39042 | 0.15199 | -0.39038 | -0.15726 | 4.4574e-05 | -0.005267 | 0.012176 | 0.012233 | 0.012233 | 0.99329 | -0.17676 | 0.99318 | -0.1762 | 5.5603
55 | -0.54131 | -0.21698 | 0.54134 | 0.21511 | 3.0578e-05 | -0.0018734 | 0.016945 | 0.016924 | 0.016945 | 0.99352 | -0.17809 | 0.99357 | -0.17837 | 7.7021
56 | 0.11874 | 0.057199 | -0.11874 | -0.057507 | 2.5609e-07 | -0.00030748 | 0.0038308 | 0.0038347 | 0.0038347 | 0.99318 | -0.1762 | 0.99318 | -0.17618 | 1.743
57 | 0.27164 | 0.10006 | -0.27152 | -0.12965 | 0.00012347 | -0.029592 | 0.008414 | 0.0087492 | 0.0087492 | 0.99318 | -0.1762 | 0.99275 | -0.17341 | 3.9769
58 | -0.66117 | -0.27315 | 0.66118 | 0.27297 | 4.4046e-06 | -0.00017872 | 0.020785 | 0.020783 | 0.020785 | 0.99357 | -0.17837 | 0.99358 | -0.17841 | 9.4476
59 | -0.66118 | -0.27297 | 0.66137 | 0.26511 | 0.00019284 | -0.007861 | 0.020783 | 0.020696 | 0.020783 | 0.99358 | -0.17841 | 0.99386 | -0.17999 | 9.4467
60 | -0.15477 | -0.074641 | 0.15478 | 0.073178 | 2.0089e-06 | -0.0014628 | 0.0049623 | 0.0049441 | 0.0049623 | 0.99962 | -0.0034822 | 0.99963 | -0.0035917 | 2.2556
61 | 0.10315 | 0.049637 | -0.10314 | -0.049954 | 5.2359e-06 | -0.00031711 | 0.0033057 | 0.0033097 | 0.0033097 | 0.99962 | -0.0034822 | 0.99957 | -0.0038209 | 1.5761
62 | 0.16152 | 0.076722 | -0.16152 | -0.07805 | 1.9898e-06 | -0.0013287 | 0.0051638 | 0.0051804 | 0.0051804 | 0.99963 | -0.0035917 | 0.99962 | -0.003487 | 2.3547
63 | 2.8216 | 0.97234 | -2.8204 | -1.004 | 0.0011867 | -0.031667 | 0.086184 | 0.086492 | 0.086492 | 0.99963 | -0.0035917 | 0.99918 | -0.0081606 | 13.5568
64 | -3.2925 | -1.1903 | 3.2936 | 1.1683 | 0.0011362 | -0.022003 | 0.1011 | 0.10088 | 0.1011 | 0.99963 | -0.0035917 | 1 | 0 | 15.8469
65 | 0.15463 | 0.068036 | -0.15463 | -0.074814 | 9.1817e-06 | -0.0067788 | 0.0048787 | 0.0049608 | 0.0049608 | 0.99963 | -0.0035917 | 0.99958 | -0.0031283 | 2.2549
66 | 0.16152 | 0.07805 | -0.16151 | -0.078222 | 7.0744e-06 | -0.00017198 | 0.0051804 | 0.0051826 | 0.0051826 | 0.99962 | -0.003487 | 0.99957 | -0.003777 | 2.4679
67 | 2.8204 | 1.004 | -2.8203 | -1.0054 | 5.3985e-05 | -0.0014343 | 0.086492 | 0.086507 | 0.086507 | 0.99918 | -0.0081606 | 0.99916 | -0.0083619 | 13.559
68 | 9.744 | 4.3255 | -9.7393 | -4.3328 | 0.0046647 | -0.0073791 | 0.30775 | 0.30787 | 0.30787 | 1 | 0 | 0.9995 | -0.0027198 | 48.2557
69 | 0.28848 | 0.13557 | -0.28847 | -0.13673 | 5.5131e-06 | -0.0011611 | 0.0092014 | 0.0092158 | 0.0092158 | 1 | 0 | 0.99998 | 0.00015703 | 4.189
70 | 0.15463 | 0.074814 | -0.15462 | -0.074887 | 2.7398e-06 | -7.2803e-05 | 0.0049608 | 0.0049617 | 0.0049617 | 0.99958 | -0.0031283 | 0.99956 | -0.0032453 | 2.3627
71 | 2.7058 | 0.94997 | -2.7057 | -0.95359 | 0.00012495 | -0.0036228 | 0.082853 | 0.082888 | 0.082888 | 0.99916 | -0.0083619 | 0.99911 | -0.0088595 | 12.9919
72 | 0.14299 | 0.061488 | -0.14299 | -0.068924 | 8.578e-06 | -0.0074358 | 0.0044956 | 0.0045847 | 0.0045847 | 0.9995 | -0.0027198 | 0.99944 | -0.0022662 | 2.084
73 | 9.5963 | 4.2713 | -9.595 | -4.2678 | 0.0013229 | 0.0035018 | 0.30338 | 0.30338 | 0.30338 | 0.9995 | -0.0027198 | 0.99925 | -0.017517 | 47.0352
74 | 0.15604 | 0.072596 | -0.15604 | -0.073138 | 7.486e-07 | -0.00054143 | 0.0049683 | 0.0049749 | 0.0049749 | 0.99998 | 0.00015703 | 0.99998 | 0.00019547 | 2.2613
75 | 2.7057 | 0.95359 | -2.7052 | -0.96772 | 0.00048851 | -0.01413 | 0.082888 | 0.083027 | 0.083027 | 0.99911 | -0.0088595 | 0.99892 | -0.010771 | 13.0137
76 | 0.14299 | 0.068924 | -0.14298 | -0.069251 | 3.8515e-07 | -0.00032693 | 0.0045847 | 0.0045888 | 0.0045888 | 0.99944 | -0.0022662 | 0.99944 | -0.0022429 | 2.0858
77 | 9.4806 | 4.2124 | -9.4746 | -4.1964 | 0.0060602 | 0.016036 | 0.29971 | 0.29971 | 0.29971 | 0.99925 | -0.017517 | 0.99808 | -0.086255 | 46.4667
78 | 0.15604 | 0.073138 | -0.15604 | -0.075522 | 3.3206e-06 | -0.0023843 | 0.0049749 | 0.0050045 | 0.0050045 | 0.99998 | 0.00019547 | 0.99996 | 0.00037407 | 2.2748
79 | 0.53754 | 0.25196 | -0.53748 | -0.25206 | 6.2194e-05 | -9.8547e-05 | 0.017272 | 0.017273 | 0.017273 | 0.99223 | -0.29261 | 0.99211 | -0.29347 | 8.2254
80 | -0.68179 | -0.32182 | 0.68193 | 0.32172 | 0.0001355 | -0.00010097 | 0.021934 | 0.021932 | 0.021934 | 0.99223 | -0.29261 | 0.99244 | -0.29117 | 10.445
81 | 0.53748 | 0.25206 | -0.53742 | -0.2551 | 5.1931e-05 | -0.0030416 | 0.017273 | 0.017311 | 0.017311 | 0.99211 | -0.29347 | 0.99202 | -0.29267 | 7.8687
82 | 5.4196 | 2.4116 | -5.418 | -2.4211 | 0.0015498 | -0.0095423 | 0.17254 | 0.17267 | 0.17267 | 0.99244 | -0.29117 | 0.99215 | -0.29277 | 27.0638
83 | -6.2387 | -2.7994 | 6.2419 | 2.785 | 0.0031872 | -0.014365 | 0.1989 | 0.19871 | 0.1989 | 0.99244 | -0.29117 | 0.99297 | -0.28835 | 31.1755
84 | 0.13723 | 0.066072 | -0.13723 | -0.066464 | 4.3697e-07 | -0.00039161 | 0.0044303 | 0.0044352 | 0.0044352 | 0.99244 | -0.29117 | 0.99244 | -0.29114 | 2.016
85 | 0.42572 | 0.2013 | -0.42569 | -0.20345 | 2.3049e-05 | -0.0021492 | 0.013703 | 0.01373 | 0.01373 | 0.99202 | -0.29267 | 0.99197 | -0.29222 | 6.241
86 | 0.11171 | 0.053796 | -0.11171 | -0.054102 | 2.2658e-07 | -0.00030595 | 0.003608 | 0.0036118 | 0.0036118 | 0.99202 | -0.29267 | 0.99202 | -0.29265 | 1.6417
87 | 5.418 | 2.4211 | -5.4177 | -2.4232 | 0.00034145 | -0.0020996 | 0.17267 | 0.17269 | 0.17269 | 0.99215 | -0.29277 | 0.99208 | -0.29312 | 27.0681
88 | -6.2419 | -2.785 | 6.2438 | 2.7898 | 0.0018503 | 0.0047967 | 0.19871 | 0.19871 | 0.19871 | 0.99297 | -0.28835 | 0.99351 | -0.2566 | 30.8074
89 | 0.42569 | 0.20345 | -0.42568 | -0.20432 | 9.2992e-06 | -0.00086463 | 0.01373 | 0.013741 | 0.013741 | 0.99197 | -0.29222 | 0.99195 | -0.29203 | 6.246
90 | 0.13285 | 0.062617 | -0.13284 | -0.06275 | 3.7306e-06 | -0.00013225 | 0.004274 | 0.0042757 | 0.0042757 | 0.99195 | -0.29203 | 0.99192 | -0.29224 | 2.036
91 | 0.16243 | 0.07854 | -0.16243 | -0.078667 | 5.4423e-06 | -0.00012669 | 0.0052507 | 0.0052523 | 0.0052523 | 0.99195 | -0.29203 | 0.99192 | -0.29226 | 2.5011
92 | -0.16419 | -0.079522 | 0.1642 | 0.077451 | 3.2542e-06 | -0.0020709 | 0.0052898 | 0.0052639 | 0.0052898 | 0.99559 | -0.081232 | 0.99561 | -0.081399 | 2.4045
93 | -0.1642 | -0.077451 | 0.1642 | 0.076353 | 1.7135e-06 | -0.0010986 | 0.0052639 | 0.0052504 | 0.0052639 | 0.99561 | -0.081399 | 0.99562 | -0.081483 | 2.3927
94 | -0.38262 | -0.17883 | 0.38262 | 0.1784 | 3.6586e-06 | -0.00043163 | 0.012246 | 0.012241 | 0.012246 | 0.99562 | -0.081483 | 0.99563 | -0.08156 | 5.5663
95 | 0.21842 | 0.10248 | -0.21842 | -0.10367 | 3.2834e-06 | -0.001186 | 0.0069955 | 0.0070102 | 0.0070102 | 0.99562 | -0.081483 | 0.9956 | -0.08136 | 3.1864
96 | -0.38262 | -0.1784 | 0.38264 | 0.17613 | 1.9197e-05 | -0.0022711 | 0.012241 | 0.012213 | 0.012241 | 0.99563 | -0.08156 | 0.99567 | -0.081954 | 5.5639
97 | 0.13752 | 0.064485 | -0.13752 | -0.066604 | 2.3329e-06 | -0.0021189 | 0.0044041 | 0.0044305 | 0.0044305 | 0.9956 | -0.08136 | 0.99559 | -0.081217 | 2.0139
98 | -0.45857 | -0.2129 | 0.45859 | 0.21083 | 2.5144e-05 | -0.0020711 | 0.014658 | 0.014633 | 0.014658 | 0.99567 | -0.081954 | 0.99572 | -0.082383 | 6.6629
99 | -0.15432 | -0.074742 | 0.15432 | 0.073876 | 1.2032e-06 | -0.00086595 | 0.0049697 | 0.0049588 | 0.0049697 | 0.99603 | -0.082958 | 0.99604 | -0.083025 | 2.2589
100 | -0.15432 | -0.073876 | 0.15433 | 0.073382 | 6.8503e-07 | -0.00049472 | 0.0049588 | 0.0049526 | 0.0049588 | 0.99604 | -0.083025 | 0.99604 | -0.083062 | 2.254
101 | -0.15433 | -0.073382 | 0.15433 | 0.07155 | 2.5221e-06 | -0.0018321 | 0.0049526 | 0.00493 | 0.0049526 | 0.99604 | -0.083062 | 0.99606 | -0.083195 | 2.2512
102 | -0.28072 | -0.13277 | 0.28073 | 0.13272 | 6.1153e-06 | -4.6364e-05 | 0.0089998 | 0.0089992 | 0.0089998 | 0.99606 | -0.083195 | 0.99608 | -0.083039 | 4.2856
103 | 0.053263 | 0.024207 | -0.053262 | -0.025796 | 2.6487e-07 | -0.0015895 | 0.0017027 | 0.0017223 | 0.0017223 | 0.99192 | -0.29224 | 0.99192 | -0.2922 | 0.78287
104 | 0.074836 | 0.035782 | -0.074836 | -0.036245 | 1.5125e-07 | -0.00046323 | 0.002404 | 0.0024098 | 0.0024098 | 0.99608 | -0.083039 | 0.99608 | -0.083021 | 1.0954
105 | -0.35556 | -0.1685 | 0.35557 | 0.16729 | 8.9118e-06 | -0.0012151 | 0.011403 | 0.011388 | 0.011403 | 0.99608 | -0.083039 | 0.9961 | -0.083245 | 5.1833
106 | -0.70796 | -0.32879 | 0.70797 | 0.32825 | 1.5644e-05 | -0.0005374 | 0.022628 | 0.022621 | 0.022628 | 0.99582 | -0.08318 | 0.99584 | -0.083355 | 10.2855
107 | 0.70796 | 0.32879 | -0.70793 | -0.32979 | 2.9142e-05 | -0.0010002 | 0.022628 | 0.02264 | 0.02264 | 0.99582 | -0.08318 | 0.99578 | -0.082853 | 10.2911
108 | -0.81747 | -0.38129 | 0.81748 | 0.38095 | 1.3173e-05 | -0.00033789 | 0.026148 | 0.026144 | 0.026148 | 0.99584 | -0.083355 | 0.99585 | -0.083483 | 11.8854
109 | 0.59719 | 0.27621 | -0.59718 | -0.27687 | 1.3623e-05 | -0.00065967 | 0.019075 | 0.019083 | 0.019083 | 0.99578 | -0.082853 | 0.99576 | -0.082674 | 8.6739
110 | 0.11074 | 0.053577 | -0.11074 | -0.053632 | 1.0625e-06 | -5.4829e-05 | 0.0035663 | 0.003567 | 0.003567 | 0.99578 | -0.082853 | 0.99577 | -0.082917 | 1.6986
111 | -0.81748 | -0.38095 | 0.81753 | 0.37986 | 4.227e-05 | -0.001085 | 0.026144 | 0.02613 | 0.026144 | 0.99585 | -0.083483 | 0.9959 | -0.083894 | 11.8835
112 | 0.59718 | 0.27687 | -0.59715 | -0.27794 | 2.2015e-05 | -0.0010648 | 0.019083 | 0.019096 | 0.019096 | 0.99576 | -0.082674 | 0.99572 | -0.082383 | 8.6799
113 | -0.81753 | -0.37986 | 0.81757 | 0.37874 | 4.3545e-05 | -0.001119 | 0.02613 | 0.026116 | 0.02613 | 0.9959 | -0.083894 | 0.99595 | -0.084314 | 11.8774
114 | -0.95702 | -0.44629 | 0.95716 | 0.44627 | 0.00013587 | -1.1309e-05 | 0.030607 | 0.030606 | 0.030607 | 0.99595 | -0.084314 | 0.9961 | -0.083245 | 14.5748
115 | -0.10367 | -0.050209 | 0.10367 | 0.04928 | 5.8558e-07 | -0.00092854 | 0.0033445 | 0.0033328 | 0.0033445 | 0.99422 | -0.25272 | 0.99422 | -0.25277 | 1.5202
116 | 6.4329 | 2.8605 | -6.4314 | -2.867 | 0.0015284 | -0.0064865 | 0.20441 | 0.2045 | 0.2045 | 0.99422 | -0.25277 | 0.99397 | -0.25411 | 32.0535
117 | -6.5366 | -2.9098 | 6.5386 | 2.915 | 0.0020119 | 0.0052317 | 0.20775 | 0.20774 | 0.20775 | 0.99422 | -0.25277 | 0.99478 | -0.21976 | 32.2087
118 | 6.4314 | 2.867 | -6.4312 | -2.8675 | 0.00012237 | -0.00051889 | 0.2045 | 0.20451 | 0.20451 | 0.99397 | -0.25411 | 0.99395 | -0.25422 | 32.0546
119 | -6.6683 | -2.9778 | 6.6704 | 2.9833 | 0.0020934 | 0.0054506 | 0.21192 | 0.21192 | 0.21192 | 0.99478 | -0.21976 | 0.99535 | -0.18615 | 32.8565
120 | 6.349 | 2.8277 | -6.3485 | -2.8303 | 0.00059155 | -0.0025826 | 0.20186 | 0.20189 | 0.20189 | 0.99395 | -0.25422 | 0.99386 | -0.25474 | 31.6445
121 | 0.91535 | 0.35296 | -0.91514 | -0.35756 | 0.00021358 | -0.0046023 | 0.028452 | 0.028501 | 0.028501 | 0.99535 | -0.18615 | 0.99513 | -0.18509 | 12.9552
122 | -7.5857 | -3.3362 | 7.5894 | 3.346 | 0.0037143 | 0.0097412 | 0.24034 | 0.24034 | 0.24034 | 0.99535 | -0.18615 | 0.99625 | -0.13332 | 37.262
123 | 7.5932 | 3.3348 | -7.5925 | -3.3368 | 0.00068285 | -0.0020064 | 0.24018 | 0.24021 | 0.24021 | 0.99677 | -0.13037 | 0.99667 | -0.1309 | 37.6504
124 | -7.6916 | -3.3824 | 7.6944 | 3.39 | 0.0028955 | 0.007598 | 0.24334 | 0.24334 | 0.24334 | 0.99677 | -0.13037 | 0.99745 | -0.089739 | 37.7277
125 | 7.5925 | 3.3368 | -7.5894 | -3.346 | 0.0031151 | -0.0091404 | 0.24021 | 0.24034 | 0.24034 | 0.99667 | -0.1309 | 0.99625 | -0.13332 | 37.6704
126 | -7.8149 | -3.4484 | 7.8154 | 3.4471 | 0.00046318 | -0.0012726 | 0.24721 | 0.24719 | 0.24721 | 0.99745 | -0.089739 | 0.99752 | -0.089393 | 38.748
127 | -7.8154 | -3.4471 | 7.8176 | 3.4409 | 0.0022653 | -0.0062301 | 0.24719 | 0.24711 | 0.24719 | 0.99752 | -0.089393 | 0.99782 | -0.087689 | 38.7452
128 | -9.3586 | -4.1454 | 9.3609 | 4.1414 | 0.0023276 | -0.0040657 | 0.29612 | 0.29606 | 0.29612 | 0.99782 | -0.087689 | 0.99808 | -0.086255 | 46.4142
129 | 1.541 | 0.70456 | -1.5402 | -0.70428 | 0.0008047 | 0.00028077 | 0.04902 | 0.049022 | 0.049022 | 0.99782 | -0.087689 | 0.99726 | -0.091876 | 23.344
130 | 6.3485 | 2.8303 | -6.347 | -2.8364 | 0.001405 | -0.0061275 | 0.20189 | 0.20197 | 0.20197 | 0.99386 | -0.25474 | 0.99363 | -0.25598 | 31.6573
131 | -1.3127 | -0.61356 | 1.313 | 0.61111 | 0.00025045 | -0.0024482 | 0.041994 | 0.041963 | 0.041994 | 0.9961 | -0.083245 | 0.99628 | -0.084769 | 19.0882
132 | -1.313 | -0.61111 | 1.3131 | 0.61113 | 8.5699e-05 | 2.131e-05 | 0.041963 | 0.041963 | 0.041963 | 0.99628 | -0.084769 | 0.99635 | -0.084274 | 19.9824
133 | 0.079093 | 0.032914 | -0.079093 | -0.03401 | 3.8222e-07 | -0.0010959 | 0.0024821 | 0.0024945 | 0.0024945 | 0.99635 | -0.084274 | 0.99634 | -0.084244 | 1.1339
134 | -1.3922 | -0.64405 | 1.3922 | 0.64359 | 5.2232e-05 | -0.00045408 | 0.044443 | 0.044437 | 0.044443 | 0.99635 | -0.084274 | 0.99638 | -0.084568 | 20.2013
135 | 0.079093 | 0.03401 | -0.079092 | -0.036934 | 1.0391e-06 | -0.0029244 | 0.0024945 | 0.0025291 | 0.0025291 | 0.99634 | -0.084244 | 0.99633 | -0.084149 | 1.1496
136 | -1.5387 | -0.71454 | 1.5388 | 0.71408 | 6.5797e-05 | -0.00046413 | 0.049152 | 0.049146 | 0.049152 | 0.99638 | -0.084568 | 0.99642 | -0.084906 | 22.3418
137 | -4.0115 | -1.8328 | 4.0119 | 1.8286 | 0.00037195 | -0.0042582 | 0.12872 | 0.12867 | 0.12872 | 0.98908 | -0.3648 | 0.98918 | -0.36433 | 20.176
138 | 3.7374 | 1.7002 | -3.7366 | -1.71 | 0.00074264 | -0.009856 | 0.11984 | 0.11996 | 0.11996 | 0.98908 | -0.3648 | 0.98888 | -0.3658 | 18.8026
139 | 0.12985 | 0.06275 | -0.12985 | -0.062887 | 3.7706e-06 | -0.00013708 | 0.0042092 | 0.0042109 | 0.0042109 | 0.98908 | -0.3648 | 0.98905 | -0.36499 | 2.0052
140 | -4.0119 | -1.8286 | 4.0136 | 1.8088 | 0.0017242 | -0.0198 | 0.12867 | 0.12842 | 0.12867 | 0.98918 | -0.36433 | 0.98962 | -0.36208 | 20.1676
141 | 3.5944 | 1.6413 | -3.5925 | -1.6684 | 0.001892 | -0.027109 | 0.11535 | 0.11569 | 0.11569 | 0.98888 | -0.3658 | 0.98834 | -0.36836 | 18.134
142 | 0.14222 | 0.068713 | -0.14222 | -0.068879 | 5.4955e-06 | -0.00016583 | 0.004611 | 0.0046131 | 0.0046131 | 0.98888 | -0.3658 | 0.98884 | -0.36606 | 2.1967
143 | 0.26132 | 0.11744 | -0.26131 | -0.12022 | 1.1154e-05 | -0.0027825 | 0.0083573 | 0.008391 | 0.008391 | 0.98962 | -0.36208 | 0.98958 | -0.36176 | 3.8141
144 | 0.12957 | 0.05709 | -0.12957 | -0.062698 | 5.5532e-06 | -0.005608 | 0.0041303 | 0.004199 | 0.004199 | 0.98962 | -0.36208 | 0.98958 | -0.36175 | 1.9086
145 | -4.4045 | -1.9833 | 4.4049 | 1.98 | 0.00034757 | -0.0032917 | 0.14091 | 0.14086 | 0.14091 | 0.98962 | -0.36208 | 0.9897 | -0.36166 | 22.0856
146 | 0.10929 | 0.045711 | -0.10928 | -0.050863 | 3.5927e-06 | -0.0051524 | 0.0034601 | 0.0035209 | 0.0035209 | 0.98834 | -0.36836 | 0.9883 | -0.36813 | 1.6004
147 | 3.4832 | 1.6227 | -3.4827 | -1.631 | 0.00054687 | -0.0083051 | 0.11224 | 0.11234 | 0.11234 | 0.98834 | -0.36836 | 0.98817 | -0.36907 | 17.6087
148 | 0.26131 | 0.12022 | -0.26131 | -0.12168 | 5.8664e-06 | -0.0014544 | 0.008391 | 0.0084088 | 0.0084088 | 0.98958 | -0.36176 | 0.98956 | -0.36159 | 3.8222
149 | 0.12957 | 0.062698 | -0.12957 | -0.062752 | 1.457e-06 | -5.3301e-05 | 0.004199 | 0.0041996 | 0.0041996 | 0.98958 | -0.36175 | 0.98957 | -0.36182 | 1.9998
150 | -4.553 | -2.0517 | 4.5537 | 2.0453 | 0.00072828 | -0.0064313 | 0.14566 | 0.14558 | 0.14566 | 0.9897 | -0.36166 | 0.98986 | -0.36079 | 22.8312
151 | 0.10928 | 0.050863 | -0.10928 | -0.052928 | 1.4765e-06 | -0.002065 | 0.0035209 | 0.0035468 | 0.0035468 | 0.9883 | -0.36813 | 0.98829 | -0.36802 | 1.6122
152 | 3.3577 | 1.5705 | -3.357 | -1.5688 | 0.00069647 | 0.0016484 | 0.10829 | 0.10829 | 0.10829 | 0.98817 | -0.36907 | 0.98779 | -0.39073 | 16.7892
153 | 0.12944 | 0.057812 | -0.12944 | -0.058133 | 3.1403e-07 | -0.00032117 | 0.0041355 | 0.0041393 | 0.0041393 | 0.98956 | -0.36159 | 0.98956 | -0.36157 | 1.8815
154 | -4.5537 | -2.0453 | 4.5546 | 2.0379 | 0.00083324 | -0.0073704 | 0.14558 | 0.14549 | 0.14558 | 0.98986 | -0.36079 | 0.99005 | -0.35979 | 22.8183
155 | 3.357 | 1.5688 | -3.3568 | -1.5721 | 0.0001995 | -0.0032614 | 0.10829 | 0.10833 | 0.10833 | 0.98779 | -0.39073 | 0.98773 | -0.391 | 16.98
156 | 3.2732 | 1.5408 | -3.2726 | -1.5514 | 0.00061564 | -0.010557 | 0.10574 | 0.10588 | 0.10588 | 0.98761 | -0.39153 | 0.98742 | -0.39233 | 16.5957
157 | -3.2732 | -1.5408 | 3.2736 | 1.534 | 0.00039751 | -0.0068335 | 0.10574 | 0.10566 | 0.10574 | 0.98761 | -0.39153 | 0.98773 | -0.391 | 16.5744
158 | 2.025 | 0.9471 | -2.0249 | -0.94865 | 3.3816e-05 | -0.00155 | 0.065356 | 0.065375 | 0.065375 | 0.98742 | -0.39233 | 0.9874 | -0.39241 | 10.2469
159 | 0.083213 | 0.038148 | -0.083212 | -0.040302 | 8.9211e-07 | -0.0021531 | 0.0026754 | 0.0027022 | 0.0027022 | 0.98773 | -0.391 | 0.98772 | -0.39091 | 1.2283
160 | -0.16401 | -0.079432 | 0.16402 | 0.079093 | 1.4857e-05 | -0.00033855 | 0.005306 | 0.0053016 | 0.005306 | 0.99142 | -0.31698 | 0.99151 | -0.31638 | 2.5267
161 | 5.0877 | 2.2684 | -5.0871 | -2.2724 | 0.00057569 | -0.0040492 | 0.16218 | 0.16223 | 0.16223 | 0.99151 | -0.31638 | 0.99139 | -0.31701 | 25.4284
162 | -5.2517 | -2.3475 | 5.2526 | 2.3411 | 0.00097722 | -0.0064188 | 0.16748 | 0.1674 | 0.16748 | 0.99151 | -0.31638 | 0.9917 | -0.31534 | 26.2509
163 | 5.0164 | 2.2382 | -5.0158 | -2.2368 | 0.00056678 | 0.0014398 | 0.15995 | 0.15995 | 0.15995 | 0.99139 | -0.31701 | 0.99119 | -0.32912 | 24.7982
164 | -5.2526 | -2.3411 | 5.2537 | 2.3438 | 0.0010888 | 0.0027798 | 0.1674 | 0.1674 | 0.1674 | 0.9917 | -0.31534 | 0.99208 | -0.29312 | 25.9532
165 | -6.3463 | -2.8395 | 6.347 | 2.8364 | 0.00071423 | -0.0031116 | 0.20202 | 0.20197 | 0.20202 | 0.99351 | -0.2566 | 0.99363 | -0.25598 | 31.6638
166 | -1.5388 | -0.71408 | 1.5402 | 0.70428 | 0.0013839 | -0.009798 | 0.049146 | 0.049022 | 0.049146 | 0.99642 | -0.084906 | 0.99726 | -0.091876 | 22.3391
167 | 0.079092 | 0.036934 | -0.079092 | -0.038306 | 4.9752e-07 | -0.0013715 | 0.0025291 | 0.0025462 | 0.0025462 | 0.99633 | -0.084149 | 0.99633 | -0.084097 | 1.1574
168 | -4.6418 | -2.0802 | 4.6429 | 2.0831 | 0.0011748 | 0.0029564 | 0.14831 | 0.14831 | 0.14831 | 0.99005 | -0.35979 | 0.99051 | -0.33274 | 22.994
169 | -4.7343 | -2.1274 | 4.7352 | 2.1198 | 0.00093282 | -0.0076148 | 0.15127 | 0.15117 | 0.15127 | 0.99051 | -0.33274 | 0.99072 | -0.33167 | 23.7094
170 | -4.7352 | -2.1198 | 4.7358 | 2.1153 | 0.00054274 | -0.0044368 | 0.15117 | 0.15111 | 0.15117 | 0.99072 | -0.33167 | 0.99084 | -0.33103 | 23.6942
171 | -0.093543 | -0.045305 | 0.093543 | 0.044799 | 2.6372e-07 | -0.00050598 | 0.0030281 | 0.0030217 | 0.0030281 | 0.99083 | -0.33101 | 0.99084 | -0.33103 | 1.3764
172 | -4.8293 | -2.1601 | 4.8304 | 2.1513 | 0.0011279 | -0.008852 | 0.15413 | 0.15402 | 0.15413 | 0.99084 | -0.33103 | 0.99108 | -0.32973 | 24.1588
173 | -4.8304 | -2.1513 | 4.8306 | 2.1497 | 0.00020422 | -0.0016047 | 0.15402 | 0.154 | 0.15402 | 0.99108 | -0.32973 | 0.99112 | -0.32949 | 24.1412
174 | -4.8911 | -2.1789 | 4.8911 | 2.1786 | 4.6151e-05 | -0.00035304 | 0.15595 | 0.15595 | 0.15595 | 0.99112 | -0.32949 | 0.99113 | -0.32944 | 24.4444
175 | -4.8911 | -2.1786 | 4.8914 | 2.1765 | 0.0002721 | -0.0020821 | 0.15595 | 0.15592 | 0.15595 | 0.99113 | -0.32944 | 0.99119 | -0.32912 | 24.4437
176 | -0.12943 | -0.062688 | 0.12943 | 0.062342 | 3.4743e-07 | -0.0003459 | 0.0041955 | 0.0041912 | 0.0041955 | 0.98952 | -0.36129 | 0.98953 | -0.36131 | 1.9071
177 | -0.12943 | -0.062342 | 0.12944 | 0.058133 | 4.1696e-06 | -0.0042083 | 0.0041912 | 0.0041393 | 0.0041912 | 0.98953 | -0.36131 | 0.98956 | -0.36157 | 1.9051
178 | 1.4938 | 0.69139 | -1.4936 | -0.69126 | 0.00012961 | 0.0001373 | 0.048122 | 0.048125 | 0.048125 | 0.9874 | -0.39241 | 0.98724 | -0.40152 | 7.4612
179 | -0.13764 | -0.066662 | 0.13764 | 0.063504 | 3.5932e-06 | -0.0031579 | 0.0044723 | 0.0044329 | 0.0044723 | 0.98714 | -0.40149 | 0.98716 | -0.40171 | 2.0329
180 | -0.13764 | -0.063504 | 0.13765 | 0.057865 | 6.263e-06 | -0.0056392 | 0.0044329 | 0.0043663 | 0.0044329 | 0.98716 | -0.40171 | 0.9872 | -0.40202 | 2.0149
181 | -0.69709 | -0.30899 | 0.69711 | 0.30562 | 2.4253e-05 | -0.0033654 | 0.022297 | 0.022257 | 0.022297 | 0.9872 | -0.40202 | 0.98724 | -0.40155 | 6.1594
182 | 0.55944 | 0.25112 | -0.5594 | -0.26061 | 4.4514e-05 | -0.0094885 | 0.017932 | 0.018047 | 0.018047 | 0.9872 | -0.40202 | 0.98712 | -0.40304 | 4.9855
183 | 0.5594 | 0.26061 | -0.55937 | -0.26569 | 2.4074e-05 | -0.0050799 | 0.018047 | 0.018111 | 0.018111 | 0.98712 | -0.40304 | 0.98707 | -0.40356 | 5.003
184 | 0.47688 | 0.22574 | -0.47667 | -0.22667 | 0.00020897 | -0.00092981 | 0.01543 | 0.015445 | 0.015445 | 0.98707 | -0.40356 | 0.98652 | -0.41728 | 4.4128
185 | -0.94315 | -0.42478 | 0.94315 | 0.42465 | 1.748e-06 | -0.00013101 | 0.030246 | 0.030245 | 0.030246 | 0.98724 | -0.40155 | 0.98724 | -0.40152 | 8.3553
186 | 0.33325 | 0.1572 | -0.3332 | -0.15744 | 4.6923e-05 | -0.0002337 | 0.010782 | 0.010785 | 0.010785 | 0.98652 | -0.41728 | 0.98638 | -0.4183 | 5.1359
187 | 0.1487 | 0.071657 | -0.1487 | -0.072018 | 4.6778e-07 | -0.00036086 | 0.0047883 | 0.0047929 | 0.0047929 | 0.99513 | -0.18509 | 0.99513 | -0.18506 | 2.1786
188 | 0.76644 | 0.2859 | -0.76556 | -0.31292 | 0.00087872 | -0.02702 | 0.02373 | 0.024018 | 0.024018 | 0.99513 | -0.18509 | 0.99403 | -0.17971 | 10.9174
189 | 0.76556 | 0.31292 | -0.76551 | -0.31295 | 5.4267e-05 | -2.8282e-05 | 0.024018 | 0.024019 | 0.024019 | 0.99403 | -0.17971 | 0.99395 | -0.18047 | 11.4376
190 | 0.27464 | 0.12908 | -0.27463 | -0.12918 | 1.3077e-05 | -9.9869e-05 | 0.0088812 | 0.0088826 | 0.0088826 | 0.98638 | -0.4183 | 0.98633 | -0.41864 | 4.2298
191 | 0.13112 | 0.059672 | -0.13112 | -0.060027 | 3.6296e-07 | -0.00035476 | 0.0042163 | 0.0042207 | 0.0042207 | 0.98633 | -0.41864 | 0.98632 | -0.41862 | 1.9185
192 | 0.13112 | 0.060027 | -0.13112 | -0.062757 | 2.8183e-06 | -0.00273 | 0.0042207 | 0.0042545 | 0.0042545 | 0.98632 | -0.41862 | 0.9863 | -0.41845 | 1.9339
193 | -0.13112 | -0.063503 | 0.13112 | 0.062757 | 7.7844e-07 | -0.00074632 | 0.004264 | 0.0042545 | 0.004264 | 0.9863 | -0.4184 | 0.9863 | -0.41845 | 1.9382
194 | 0.66143 | 0.26254 | -0.66137 | -0.26511 | 6.2547e-05 | -0.0025648 | 0.020668 | 0.020696 | 0.020696 | 0.99395 | -0.18047 | 0.99386 | -0.17999 | 9.4072
195 | 0.15604 | 0.075522 | -0.15604 | -0.075572 | 1.9022e-06 | -4.9688e-05 | 0.0050045 | 0.0050051 | 0.0050051 | 0.99996 | 0.00037407 | 0.99995 | 0.0002936 | 2.3834

## res_trafo
| p_hv_mw | q_hv_mvar | p_lv_mw | q_lv_mvar | pl_mw | ql_mvar | i_hv_ka | i_lv_ka | vm_hv_pu | va_hv_degree | vm_lv_pu | va_lv_degree | loading_percent
0 | 2.6518e-14 | 1.7507e-14 | 0.013999 | 0.0105 | 0.013999 | 0.0105 | 1.6678e-16 | 0.00050517 | 0.99997 | 149.9981 | 1 | 0 | 0.069998

## res_ext_grid
| p_mw | q_mvar
0 | 13.3401 | 5.6398

## res_load
| p_mw | q_mvar
0 | 0.12817 | 0.062075
1 | 0.099261 | 0.048074
2 | 0.067697 | 0.032787
3 | 0.12137 | 0.058784
4 | 0.061507 | 0.029789
5 | 0.12922 | 0.062585
6 | 0.11352 | 0.054981
7 | 0.099771 | 0.048321
8 | 0.15054 | 0.072908
9 | 0.13067 | 0.063285
10 | 0.058434 | 0.028301
11 | 0.09357 | 0.045318
12 | 0.15965 | 0.07732
13 | 0.15617 | 0.075635
14 | 0.07221 | 0.034973
15 | 0.13683 | 0.066269
16 | 0.13284 | 0.064335
17 | 0.096518 | 0.046746
18 | 0.10509 | 0.050897
19 | 0.13466 | 0.065218
20 | 0.14258 | 0.069055
21 | 0.15677 | 0.075927
22 | 0.14668 | 0.071043
23 | 0.072776 | 0.035247
24 | 0.19873 | 0.09625
25 | 0.15075 | 0.073012
26 | 0.11984 | 0.058039
27 | 0.11874 | 0.057507
28 | 0.051627 | 0.025004
29 | 0.10314 | 0.049954
30 | 0.16151 | 0.078222
31 | 0.11453 | 0.055469
32 | 0.13243 | 0.064139
33 | 0.15462 | 0.074887
34 | 0.11439 | 0.055401
35 | 0.14426 | 0.069866
36 | 0.13723 | 0.066464
37 | 0.11171 | 0.054102
38 | 0.1304 | 0.063158
39 | 0.16419 | 0.079522
40 | 0.080896 | 0.03918
41 | 0.075925 | 0.036772
42 | 0.13752 | 0.066604
43 | 0.15432 | 0.074742
44 | 0.12639 | 0.061216
45 | 0.079581 | 0.038543
46 | 0.16243 | 0.078667
47 | 0.053262 | 0.025796
48 | 0.1095 | 0.053033
49 | 0.11074 | 0.053632
50 | 0.13856 | 0.067107
51 | 0.13945 | 0.067541
52 | 0.10367 | 0.050209
53 | 0.1297 | 0.062818
54 | 0.082191 | 0.039807
55 | 0.098325 | 0.047621
56 | 0.12045 | 0.058335
57 | 0.074836 | 0.036245
58 | 0.14649 | 0.070947
59 | 0.14433 | 0.0699
60 | 0.12985 | 0.062887
61 | 0.14222 | 0.068879
62 | 0.14811 | 0.071732
63 | 0.12957 | 0.062752
64 | 0.12497 | 0.060527
65 | 0.10928 | 0.052928
66 | 0.13187 | 0.063867
67 | 1.2476 | 0.60425
68 | 0.16401 | 0.079432
69 | 0.070698 | 0.034241
70 | 0.16394 | 0.079401
71 | 0.10256 | 0.049674
72 | 0.079092 | 0.038306
73 | 0.11366 | 0.05505
74 | 0.087207 | 0.042236
75 | 0.091363 | 0.044249
76 | 0.093543 | 0.045305
77 | 0.14298 | 0.069251
78 | 0.060427 | 0.029266
79 | 0.12442 | 0.060258
80 | 0.12943 | 0.062688
81 | 0.083212 | 0.040302
82 | 0.53117 | 0.25726
83 | 0.13764 | 0.066662
84 | 0.082494 | 0.039953
85 | 0.24603 | 0.11916
86 | 0.14342 | 0.069461
87 | 0.55047 | 0.26661
88 | 0.1487 | 0.072018
89 | 0.058559 | 0.028362
90 | 0.14351 | 0.069505
91 | 0.13112 | 0.063503
92 | 0.10407 | 0.050405
93 | 0.15604 | 0.075572

## dtypes
| element | column | dtype
0 | bus | name | object
1 | bus | vn_kv | float64
2 | bus | type | object
3 | bus | zone | object
4 | bus | in_service | bool
5 | load | name | object
6 | load | bus | uint32
7 | load | p_mw | float64
8 | load | q_mvar | float64
9 | load | const_z_percent | float64
10 | load | const_i_percent | float64
11 | load | sn_mva | float64
12 | load | scaling | float64
13 | load | in_service | bool
14 | load | type | object
15 | ext_grid | name | object
16 | ext_grid | bus | uint32
17 | ext_grid | vm_pu | float64
18 | ext_grid | va_degree | float64
19 | ext_grid | slack_weight | float64
20 | ext_grid | in_service | bool
21 | line | name | object
22 | line | std_type | object
23 | line | from_bus | uint32
24 | line | to_bus | uint32
25 | line | length_km | float64
26 | line | r_ohm_per_km | float64
27 | line | x_ohm_per_km | float64
28 | line | c_nf_per_km | float64
29 | line | g_us_per_km | float64
30 | line | max_i_ka | float64
31 | line | df | float64
32 | line | parallel | uint32
33 | line | type | object
34 | line | in_service | bool
35 | trafo | name | object
36 | trafo | std_type | object
37 | trafo | hv_bus | uint32
38 | trafo | lv_bus | uint32
39 | trafo | sn_mva | float64
40 | trafo | vn_hv_kv | float64
41 | trafo | vn_lv_kv | float64
42 | trafo | vk_percent | float64
43 | trafo | vkr_percent | float64
44 | trafo | pfe_kw | float64
45 | trafo | i0_percent | float64
46 | trafo | shift_degree | float64
47 | trafo | tap_side | object
48 | trafo | tap_neutral | int32
49 | trafo | tap_min | int32
50 | trafo | tap_max | int32
51 | trafo | tap_step_percent | float64
52 | trafo | tap_step_degree | float64
53 | trafo | tap_pos | int32
54 | trafo | tap_phase_shifter | bool
55 | trafo | parallel | uint32
56 | trafo | df | float64
57 | trafo | in_service | bool
58 | bus_geodata | x | float64
59 | bus_geodata | y | float64
60 | bus_geodata | coords | object
61 | res_bus | vm_pu | float64
62 | res_bus | va_degree | float64
63 | res_bus | p_mw | float64
64 | res_bus | q_mvar | float64
65 | res_line | p_from_mw | float64
66 | res_line | q_from_mvar | float64
67 | res_line | p_to_mw | float64
68 | res_line | q_to_mvar | float64
69 | res_line | pl_mw | float64
70 | res_line | ql_mvar | float64
71 | res_line | i_from_ka | float64
72 | res_line | i_to_ka | float64
73 | res_line | i_ka | float64
74 | res_line | vm_from_pu | float64
75 | res_line | va_from_degree | float64
76 | res_line | vm_to_pu | float64
77 | res_line | va_to_degree | float64
78 | res_line | loading_percent | float64
79 | res_trafo | p_hv_mw | float64
80 | res_trafo | q_hv_mvar | float64
81 | res_trafo | p_lv_mw | float64
82 | res_trafo | q_lv_mvar | float64
83 | res_trafo | pl_mw | float64
84 | res_trafo | ql_mvar | float64
85 | res_trafo | i_hv_ka | float64
86 | res_trafo | i_lv_ka | float64
87 | res_trafo | vm_hv_pu | float64
88 | res_trafo | va_hv_degree | float64
89 | res_trafo | vm_lv_pu | float64
90 | res_trafo | va_lv_degree | float64
91 | res_trafo | loading_percent | float64
92 | res_ext_grid | p_mw | float64
93 | res_ext_grid | q_mvar | float64
94 | res_load | p_mw | float64
95 | res_load | q_mvar | float64

## parameters
| version | format_version | converged | OPF_converged | name | f_hz | sn_mva
0 | 2.14.6 | 2.14.0 | TRUE | FALSE |  | 50 | 1