## bus
| name | vn_kv | type | zone | in_service
0 | bus_MV_203_0_node_0 | 20 | n |  | TRUE
1 | bus_MV_203_0_node_1 | 20 | n |  | TRUE
2 | bus_MV_203_0_node_3 | 20 | n |  | TRUE
3 | bus_MV_203_0_node_10 | 20 | n |  | TRUE
4 | bus_MV_203_0_node_193 | 20 | n |  | TRUE
5 | bus_MV_203_0_node_123 | 20 | n |  | TRUE
6 | bus_MV_203_0_node_2 | 20 | n |  | TRUE
7 | bus_MV_203_0_node_4 | 20 | n |  | TRUE
8 | bus_MV_203_0_node_5 | 20 | n |  | TRUE
9 | bus_MV_203_0_node_124 | 20 | n |  | TRUE
10 | bus_MV_203_0_node_190 | 20 | n |  | TRUE
11 | bus_MV_203_0_node_6 | 20 | n |  | TRUE
12 | bus_MV_203_0_node_195 | 20 | n |  | TRUE
13 | bus_MV_203_0_node_194 | 20 | n |  | TRUE
14 | bus_MV_203_0_node_16 | 20 | n |  | TRUE
15 | bus_MV_203_0_node_7 | 20 | n |  | TRUE
16 | bus_MV_203_0_node_8 | 20 | n |  | TRUE
17 | bus_MV_203_0_node_9 | 20 | n |  | TRUE
18 | bus_MV_203_0_node_19 | 20 | n |  | TRUE
19 | bus_MV_203_0_node_12 | 20 | n |  | TRUE
20 | bus_MV_203_0_node_15 | 20 | n |  | TRUE
21 | bus_MV_203_0_node_18 | 20 | n |  | TRUE
22 | bus_MV_203_0_node_11 | 20 | n |  | TRUE
23 | bus_MV_203_0_node_13 | 20 | n |  | TRUE
24 | bus_MV_203_0_node_14 | 20 | n |  | TRUE
25 | bus_MV_203_0_node_17 | 20 | n |  | TRUE
26 | bus_MV_203_0_node_20 | 20 | n |  | TRUE
27 | bus_MV_203_0_node_21 | 20 | n |  | TRUE
28 | bus_MV_203_0_node_29 | 20 | n |  | TRUE
29 | bus_MV_203_0_node_25 | 20 | n |  | TRUE
30 | bus_MV_203_0_node_30 | 20 | n |  | TRUE
31 | bus_MV_203_0_node_22 | 20 | n |  | TRUE
32 | bus_MV_203_0_node_23 | 20 | n |  | TRUE
33 | bus_MV_203_0_node_24 | 20 | n |  | TRUE
34 | bus_MV_203_0_node_32 | 20 | n |  | TRUE
35 | bus_MV_203_0_node_33 | 20 | n |  | TRUE
36 | bus_MV_203_0_node_31 | 20 | n |  | TRUE
37 | bus_MV_203_0_node_62 | 20 | n |  | TRUE
38 | bus_MV_203_0_node_125 | 20 | n |  | TRUE
39 | bus_MV_203_0_node_63 | 20 | n |  | TRUE
40 | bus_MV_203_0_node_61 | 20 | n |  | TRUE
41 | bus_MV_203_0_node_126 | 20 | n |  | TRUE
42 | bus_MV_203_0_node_189 | 20 | n |  | TRUE
43 | bus_MV_203_0_node_64 | 20 | n |  | TRUE
44 | bus_MV_203_0_node_65 | 20 | n |  | TRUE
45 | bus_MV_203_0_node_34 | 20 | n |  | TRUE
46 | bus_MV_203_0_node_36 | 20 | n |  | TRUE
47 | bus_MV_203_0_node_39 | 20 | n |  | TRUE
48 | bus_MV_203_0_node_38 | 20 | n |  | TRUE
49 | bus_MV_203_0_node_45 | 20 | n |  | TRUE
50 | bus_MV_203_0_node_57 | 20 | n |  | TRUE
51 | bus_MV_203_0_node_44 | 20 | n |  | TRUE
52 | bus_MV_203_0_node_191 | 20 | n |  | TRUE
53 | bus_MV_203_0_node_48 | 20 | n |  | TRUE
54 | bus_MV_203_0_node_53 | 20 | n |  | TRUE
55 | bus_MV_203_0_node_40 | 20 | n |  | TRUE
56 | bus_MV_203_0_node_49 | 20 | n |  | TRUE
57 | bus_MV_203_0_node_46 | 20 | n |  | TRUE
58 | bus_MV_203_0_node_42 | 20 | n |  | TRUE
59 | bus_MV_203_0_node_192 | 20 | n |  | TRUE
60 | bus_MV_203_0_node_186 | 20 | n |  | TRUE
61 | bus_MV_203_0_node_185 | 20 | n |  | TRUE
62 | bus_MV_203_0_node_184 | 20 | n |  | TRUE
63 | bus_MV_203_0_node_183 | 20 | n |  | TRUE
64 | bus_MV_203_0_node_178 | 20 | n |  | TRUE
65 | bus_MV_203_0_node_179 | 20 | n |  | TRUE
66 | bus_MV_203_0_node_47 | 20 | n |  | TRUE
67 | bus_MV_203_0_node_60 | 20 | n |  | TRUE
68 | bus_MV_203_0_node_52 | 20 | n |  | TRUE
69 | bus_MV_203_0_node_59 | 20 | n |  | TRUE
70 | bus_MV_203_0_node_58 | 20 | n |  | TRUE
71 | bus_MV_203_0_node_50 | 20 | n |  | TRUE
72 | bus_MV_203_0_node_51 | 20 | n |  | TRUE
73 | bus_MV_203_0_node_54 | 20 | n |  | TRUE
74 | bus_MV_203_0_node_55 | 20 | n |  | TRUE
75 | bus_MV_203_0_node_56 | 20 | n |  | TRUE
76 | bus_MV_203_0_node_177 | 20 | n |  | TRUE
77 | bus_MV_203_0_node_127 | 20 | n |  | TRUE
78 | bus_MV_203_0_node_69 | 20 | n |  | TRUE
79 | bus_MV_203_0_node_68 | 20 | n |  | TRUE
80 | bus_MV_203_0_node_66 | 20 | n |  | TRUE
81 | bus_MV_203_0_node_67 | 20 | n |  | TRUE
82 | bus_MV_203_0_node_72 | 20 | n |  | TRUE
83 | bus_MV_203_0_node_70 | 20 | n |  | TRUE
84 | bus_MV_203_0_node_73 | 20 | n |  | TRUE
85 | bus_MV_203_0_node_75 | 20 | n |  | TRUE
86 | bus_MV_203_0_node_115 | 20 | n |  | TRUE
87 | bus_MV_203_0_node_78 | 20 | n |  | TRUE
88 | bus_MV_203_0_node_114 | 20 | n |  | TRUE
89 | bus_MV_203_0_node_76 | 20 | n |  | TRUE
90 | bus_MV_203_0_node_77 | 20 | n |  | TRUE
91 | bus_MV_203_0_node_104 | 20 | n |  | TRUE
92 | bus_MV_203_0_node_103 | 20 | n |  | TRUE
93 | bus_MV_203_0_node_116 | 20 | n |  | TRUE
94 | bus_MV_203_0_node_96 | 20 | n |  | TRUE
95 | bus_MV_203_0_node_105 | 20 | n |  | TRUE
96 | bus_MV_203_0_node_107 | 20 | n |  | TRUE
97 | bus_MV_203_0_node_106 | 20 | n |  | TRUE
98 | bus_MV_203_0_node_112 | 20 | n |  | TRUE
99 | bus_MV_203_0_node_94 | 20 | n |  | TRUE
100 | bus_MV_203_0_node_110 | 20 | n |  | TRUE
101 | bus_MV_203_0_node_92 | 20 | n |  | TRUE
102 | bus_MV_203_0_node_93 | 20 | n |  | TRUE
103 | bus_MV_203_0_node_79 | 20 | n |  | TRUE
104 | bus_MV_203_0_node_80 | 20 | n |  | TRUE
105 | bus_MV_203_0_node_83 | 20 | n |  | TRUE
106 | bus_MV_203_0_node_84 | 20 | n |  | TRUE
107 | bus_MV_203_0_node_111 | 20 | n |  | TRUE
108 | bus_MV_203_0_node_87 | 20 | n |  | TRUE
109 | bus_MV_203_0_node_196 | 20 | n |  | TRUE
110 | bus_MV_203_0_node_85 | 20 | n |  | TRUE
111 | bus_MV_203_0_node_86 | 20 | n |  | TRUE
112 | bus_MV_203_0_node_140 | 20 | n |  | TRUE
113 | bus_MV_203_0_node_187 | 20 | n |  | TRUE
114 | bus_MV_203_0_node_88 | 20 | n |  | TRUE
115 | bus_MV_203_0_node_113 | 20 | n |  | TRUE
116 | bus_MV_203_0_node_166 | 20 | n |  | TRUE
117 | bus_MV_203_0_node_118 | 20 | n |  | TRUE
118 | bus_MV_203_0_node_122 | 20 | n |  | TRUE
119 | bus_MV_203_0_node_117 | 20 | n |  | TRUE
120 | bus_MV_203_0_node_89 | 20 | n |  | TRUE
121 | bus_MV_203_0_node_91 | 20 | n |  | TRUE
122 | bus_MV_203_0_node_95 | 20 | n |  | TRUE
123 | bus_MV_203_0_node_119 | 20 | n |  | TRUE
124 | bus_MV_203_0_node_120 | 20 | n |  | TRUE
125 | bus_MV_203_0_node_121 | 20 | n |  | TRUE
126 | bus_MV_203_0_node_98 | 20 | n |  | TRUE
127 | bus_MV_203_0_node_100 | 20 | n |  | TRUE
128 | bus_MV_203_0_node_102 | 20 | n |  | TRUE
129 | bus_MV_203_0_node_159 | 20 | n |  | TRUE
130 | bus_MV_203_0_node_99 | 20 | n |  | TRUE
131 | bus_MV_203_0_node_101 | 20 | n |  | TRUE
132 | bus_MV_203_0_node_150 | 20 | n |  | TRUE
133 | bus_MV_203_0_node_176 | 20 | n |  | TRUE
134 | bus_MV_203_0_node_151 | 20 | n |  | TRUE
135 | bus_MV_203_0_node_170 | 20 | n |  | TRUE
136 | bus_MV_203_0_node_156 | 20 | n |  | TRUE
137 | bus_MV_203_0_node_158 | 20 | n |  | TRUE
138 | bus_MV_203_0_node_175 | 20 | n |  | TRUE
139 | bus_MV_203_0_node_171 | 20 | n |  | TRUE
140 | bus_MV_203_0_node_174 | 20 | n |  | TRUE
141 | bus_MV_203_0_node_154 | 20 | n |  | TRUE
142 | bus_MV_203_0_node_155 | 20 | n |  | TRUE
143 | bus_MV_203_0_node_108 | 20 | n |  | TRUE
144 | bus_MV_203_0_node_128 | 20 | n |  | TRUE
145 | bus_MV_203_0_node_109 | 20 | n |  | TRUE
146 | bus_MV_203_0_node_165 | 20 | n |  | TRUE
147 | bus_MV_203_0_node_153 | 20 | n |  | TRUE
148 | bus_MV_203_0_node_161 | 20 | n |  | TRUE
149 | bus_MV_203_0_node_141 | 20 | n |  | TRUE
150 | bus_MV_203_0_node_157 | 20 | n |  | TRUE
151 | bus_MV_203_0_node_152 | 20 | n |  | TRUE
152 | bus_MV_203_0_node_129 | 20 | n |  | TRUE
153 | bus_MV_203_0_node_130 | 20 | n |  | TRUE
154 | bus_MV_203_0_node_132 | 20 | n |  | TRUE
155 | bus_MV_203_0_node_133 | 20 | n |  | TRUE
156 | bus_MV_203_0_node_142 | 20 | n |  | TRUE
157 | bus_MV_203_0_node_148 | 20 | n |  | TRUE
158 | bus_MV_203_0_node_134 | 20 | n |  | TRUE
159 | bus_MV_203_0_node_135 | 20 | n |  | TRUE
160 | bus_MV_203_0_node_136 | 20 | n |  | TRUE
161 | bus_MV_203_0_node_197 | 20 | n |  | TRUE
162 | bus_MV_203_0_node_137 | 20 | n |  | TRUE
163 | bus_MV_203_0_node_139 | 20 | n |  | TRUE
164 | bus_MV_203_0_node_147 | 20 | n |  | TRUE
165 | bus_MV_203_0_node_168 | 20 | n |  | TRUE
166 | bus_MV_203_0_node_138 | 20 | n |  | TRUE
167 | bus_MV_203_0_node_160 | 20 | n |  | TRUE
168 | bus_MV_203_0_node_145 | 20 | n |  | TRUE
169 | bus_MV_203_0_node_149 | 20 | n |  | TRUE
170 | bus_MV_203_0_node_144 | 20 | n |  | TRUE
171 | bus_MV_203_0_node_169 | 20 | n |  | TRUE
172 | bus_MV_203_0_node_143 | 20 | n |  | TRUE
173 | bus_MV_203_0_node_146 | 20 | n |  | TRUE
174 | bus_MV_203_0_node_162 | 20 | n |  | TRUE
175 | bus_MV_203_0_node_163 | 20 | n |  | TRUE
176 | bus_MV_203_0_node_164 | 20 | n |  | TRUE
177 | bus_MV_203_0_node_167 | 20 | n |  | TRUE
178 | bus_MV_203_0_node_188 | 20 | n |  | TRUE
179 | bus_MV_203_0_node_198 | 20 | n |  | TRUE
180 | bus_MV_203_0_node_173 | 20 | n |  | TRUE
181 | bus_MV_203_0_node_172 | 20 | n |  | TRUE
182 | bus_MV_203_0_node_199 | 20 | n |  | TRUE
183 | bus_MV_203_0_node_200 | 20 | n |  | TRUE
184 | bus_MV_203_0_node_180 | 20 | n |  | TRUE
185 | bus_MV_203_0_node_181 | 20 | n |  | TRUE
186 | bus_MV_203_0_node_182 | 20 | n |  | TRUE
187 | bus_HV_203_0_node_127 | 110 | n |  | TRUE

## load
| name | bus | p_mw | q_mvar | const_z_percent | const_i_percent | sn_mva | scaling | in_service | type
0 | MV_203_0_load_0 | 0 | 0.14294 | 0.069228 | 0 | 0 |  | 1 | TRUE | wye
1 | MV_203_0_load_10 | 3 | 0.091948 | 0.044532 | 0 | 0 |  | 1 | TRUE | wye
2 | MV_203_0_load_193 | 4 | 0.11055 | 0.053543 | 0 | 0 |  | 1 | TRUE | wye
3 | MV_203_0_load_123 | 5 | 0.080669 | 0.03907 | 0 | 0 |  | 1 | TRUE | wye
4 | MV_203_0_load_2 | 6 | 0.14842 | 0.071883 | 0 | 0 |  | 1 | TRUE | wye
5 | MV_203_0_load_5 | 8 | 0.086515 | 0.041901 | 0 | 0 |  | 1 | TRUE | wye
6 | MV_203_0_load_190 | 10 | 0.32364 | 0.15675 | 0 | 0 |  | 1 | TRUE | wye
7 | MV_203_0_load_195 | 12 | 0.15993 | 0.077457 | 0 | 0 |  | 1 | TRUE | wye
8 | MV_203_0_load_194 | 13 | 0.14579 | 0.07061 | 0 | 0 |  | 1 | TRUE | wye
9 | MV_203_0_load_16 | 14 | 0.11344 | 0.05494 | 0 | 0 |  | 1 | TRUE | wye
10 | MV_203_0_load_7 | 15 | 0.1328 | 0.064317 | 0 | 0 |  | 1 | TRUE | wye
11 | MV_203_0_load_12 | 19 | 0.15661 | 0.075848 | 0 | 0 |  | 1 | TRUE | wye
12 | MV_203_0_load_18 | 21 | 0.15112 | 0.07319 | 0 | 0 |  | 1 | TRUE | wye
13 | MV_203_0_load_11 | 22 | 0.12175 | 0.058968 | 0 | 0 |  | 1 | TRUE | wye
14 | MV_203_0_load_13 | 23 | 0.11125 | 0.053881 | 0 | 0 |  | 1 | TRUE | wye
15 | MV_203_0_load_20 | 26 | 0.16311 | 0.078996 | 0 | 0 |  | 1 | TRUE | wye
16 | MV_203_0_load_29 | 28 | 0.14829 | 0.071819 | 0 | 0 |  | 1 | TRUE | wye
17 | MV_203_0_load_25 | 29 | 0.15716 | 0.076115 | 0 | 0 |  | 1 | TRUE | wye
18 | MV_203_0_load_22 | 31 | 0.14228 | 0.068907 | 0 | 0 |  | 1 | TRUE | wye
19 | MV_203_0_load_24 | 33 | 0.14266 | 0.069095 | 0 | 0 |  | 1 | TRUE | wye
20 | MV_203_0_load_31 | 36 | 0.11957 | 0.057909 | 0 | 0 |  | 1 | TRUE | wye
21 | MV_203_0_load_125 | 38 | 0.13191 | 0.063888 | 0 | 0 |  | 1 | TRUE | wye
22 | MV_203_0_load_61 | 40 | 0.14987 | 0.072584 | 0 | 0 |  | 1 | TRUE | wye
23 | MV_203_0_load_65 | 44 | 0.096002 | 0.046496 | 0 | 0 |  | 1 | TRUE | wye
24 | MV_203_0_load_34 | 45 | 0.13159 | 0.063732 | 0 | 0 |  | 1 | TRUE | wye
25 | MV_203_0_load_57 | 50 | 0.12306 | 0.0596 | 0 | 0 |  | 1 | TRUE | wye
26 | MV_203_0_load_44 | 51 | 0.12632 | 0.061178 | 0 | 0 |  | 1 | TRUE | wye
27 | MV_203_0_load_191 | 52 | 0.27029 | 0.13091 | 0 | 0 |  | 1 | TRUE | wye
28 | MV_203_0_load_40 | 55 | 0.10102 | 0.048926 | 0 | 0 |  | 1 | TRUE | wye
29 | MV_203_0_load_49 | 56 | 0.085839 | 0.041574 | 0 | 0 |  | 1 | TRUE | wye
30 | MV_203_0_load_42 | 58 | 0.1596 | 0.077297 | 0 | 0 |  | 1 | TRUE | wye
31 | MV_203_0_load_192 | 59 | 0.071305 | 0.034535 | 0 | 0 |  | 1 | TRUE | wye
32 | MV_203_0_load_186 | 60 | 0.10746 | 0.052047 | 0 | 0 |  | 1 | TRUE | wye
33 | MV_203_0_load_183 | 63 | 0.15075 | 0.07301 | 0 | 0 |  | 1 | TRUE | wye
34 | MV_203_0_load_178 | 64 | 0.12706 | 0.06154 | 0 | 0 |  | 1 | TRUE | wye
35 | MV_203_0_load_52 | 68 | 0.11764 | 0.056976 | 0 | 0 |  | 1 | TRUE | wye
36 | MV_203_0_load_58 | 70 | 0.16475 | 0.079793 | 0 | 0 |  | 1 | TRUE | wye
37 | MV_203_0_load_50 | 71 | 0.16393 | 0.079394 | 0 | 0 |  | 1 | TRUE | wye
38 | MV_203_0_load_55 | 74 | 0.12298 | 0.059563 | 0 | 0 |  | 1 | TRUE | wye
39 | MV_203_0_load_177 | 76 | 0.15581 | 0.07546 | 0 | 0 |  | 1 | TRUE | wye
40 | MV_203_0_load_69 | 78 | 0.10242 | 0.049605 | 0 | 0 |  | 1 | TRUE | wye
41 | MV_203_0_load_68 | 79 | 0.10081 | 0.048827 | 0 | 0 |  | 1 | TRUE | wye
42 | MV_203_0_load_72 | 82 | 0.075789 | 0.036706 | 0 | 0 |  | 1 | TRUE | wye
43 | MV_203_0_load_70 | 83 | 0.084427 | 0.04089 | 0 | 0 |  | 1 | TRUE | wye
44 | MV_203_0_load_73 | 84 | 0.10784 | 0.052228 | 0 | 0 |  | 1 | TRUE | wye
45 | MV_203_0_load_114 | 88 | 0.070727 | 0.034255 | 0 | 0 |  | 1 | TRUE | wye
46 | MV_203_0_load_76 | 89 | 0.12856 | 0.062265 | 0 | 0 |  | 1 | TRUE | wye
47 | MV_203_0_load_103 | 92 | 0.29134 | 0.1411 | 0 | 0 |  | 1 | TRUE | wye
48 | MV_203_0_load_116 | 93 | 0.085908 | 0.041607 | 0 | 0 |  | 1 | TRUE | wye
49 | MV_203_0_load_96 | 94 | 0.072958 | 0.035335 | 0 | 0 |  | 1 | TRUE | wye
50 | MV_203_0_load_107 | 96 | 0.37438 | 0.18132 | 0 | 0 |  | 1 | TRUE | wye
51 | MV_203_0_load_112 | 98 | 0.38348 | 0.18573 | 0 | 0 |  | 1 | TRUE | wye
52 | MV_203_0_load_110 | 100 | 0.19501 | 0.094446 | 0 | 0 |  | 1 | TRUE | wye
53 | MV_203_0_load_79 | 103 | 0.17679 | 0.085625 | 0 | 0 |  | 1 | TRUE | wye
54 | MV_203_0_load_111 | 107 | 0.25411 | 0.12307 | 0 | 0 |  | 1 | TRUE | wye
55 | MV_203_0_load_87 | 108 | 0.23846 | 0.11549 | 0 | 0 |  | 1 | TRUE | wye
56 | MV_203_0_load_196 | 109 | 0.076178 | 0.036895 | 0 | 0 |  | 1 | TRUE | wye
57 | MV_203_0_load_140 | 112 | 0.12171 | 0.058949 | 0 | 0 |  | 1 | TRUE | wye
58 | MV_203_0_load_187 | 113 | 0.25946 | 0.12566 | 0 | 0 |  | 1 | TRUE | wye
59 | MV_203_0_load_88 | 114 | 0.40397 | 0.19565 | 0 | 0 |  | 1 | TRUE | wye
60 | MV_203_0_load_113 | 115 | 0.348 | 0.16855 | 0 | 0 |  | 1 | TRUE | wye
61 | MV_203_0_load_117 | 119 | 0.2752 | 0.13328 | 0 | 0 |  | 1 | TRUE | wye
62 | MV_203_0_load_89 | 120 | 0.37682 | 0.1825 | 0 | 0 |  | 1 | TRUE | wye
63 | MV_203_0_load_95 | 122 | 0.12996 | 0.062944 | 0 | 0 |  | 1 | TRUE | wye
64 | MV_203_0_load_98 | 126 | 0.19863 | 0.096201 | 0 | 0 |  | 1 | TRUE | wye
65 | MV_203_0_load_100 | 127 | 0.20001 | 0.096869 | 0 | 0 |  | 1 | TRUE | wye
66 | MV_203_0_load_159 | 129 | 0.135 | 0.065382 | 0 | 0 |  | 1 | TRUE | wye
67 | MV_203_0_load_99 | 130 | 0.099745 | 0.048309 | 0 | 0 |  | 1 | TRUE | wye
68 | MV_203_0_load_101 | 131 | 0.10947 | 0.053018 | 0 | 0 |  | 1 | TRUE | wye
69 | MV_203_0_load_150 | 132 | 0.095828 | 0.046412 | 0 | 0 |  | 1 | TRUE | wye
70 | MV_203_0_load_176 | 133 | 0.23317 | 0.11293 | 0 | 0 |  | 1 | TRUE | wye
71 | MV_203_0_load_151 | 134 | 0.1128 | 0.054629 | 0 | 0 |  | 1 | TRUE | wye
72 | MV_203_0_load_170 | 135 | 0.11235 | 0.054414 | 0 | 0 |  | 1 | TRUE | wye
73 | MV_203_0_load_175 | 138 | 0.082093 | 0.03976 | 0 | 0 |  | 1 | TRUE | wye
74 | MV_203_0_load_174 | 140 | 0.15485 | 0.074996 | 0 | 0 |  | 1 | TRUE | wye
75 | MV_203_0_load_155 | 142 | 0.26517 | 0.12843 | 0 | 0 |  | 1 | TRUE | wye
76 | MV_203_0_load_128 | 144 | 0.32095 | 0.15545 | 0 | 0 |  | 1 | TRUE | wye
77 | MV_203_0_load_109 | 145 | 0.35926 | 0.174 | 0 | 0 |  | 1 | TRUE | wye
78 | MV_203_0_load_161 | 148 | 0.25601 | 0.12399 | 0 | 0 |  | 1 | TRUE | wye
79 | MV_203_0_load_141 | 149 | 0.078827 | 0.038177 | 0 | 0 |  | 1 | TRUE | wye
80 | MV_203_0_load_157 | 150 | 0.12633 | 0.061186 | 0 | 0 |  | 1 | TRUE | wye
81 | MV_203_0_load_152 | 151 | 0.090992 | 0.04407 | 0 | 0 |  | 1 | TRUE | wye
82 | MV_203_0_load_129 | 152 | 0.071069 | 0.03442 | 0 | 0 |  | 1 | TRUE | wye
83 | MV_203_0_load_132 | 154 | 0.081904 | 0.039668 | 0 | 0 |  | 1 | TRUE | wye
84 | MV_203_0_load_148 | 157 | 0.13061 | 0.063259 | 0 | 0 |  | 1 | TRUE | wye
85 | MV_203_0_load_134 | 158 | 0.23388 | 0.11327 | 0 | 0 |  | 1 | TRUE | wye
86 | MV_203_0_load_197 | 161 | 0.14053 | 0.068064 | 0 | 0 |  | 1 | TRUE | wye
87 | MV_203_0_load_168 | 165 | 0.073541 | 0.035617 | 0 | 0 |  | 1 | TRUE | wye
88 | MV_203_0_load_160 | 167 | 0.24237 | 0.11739 | 0 | 0 |  | 1 | TRUE | wye
89 | MV_203_0_load_149 | 169 | 0.13134 | 0.063613 | 0 | 0 |  | 1 | TRUE | wye
90 | MV_203_0_load_169 | 171 | 0.072423 | 0.035076 | 0 | 0 |  | 1 | TRUE | wye
91 | MV_203_0_load_143 | 172 | 0.18836 | 0.091227 | 0 | 0 |  | 1 | TRUE | wye
92 | MV_203_0_load_146 | 173 | 0.077595 | 0.037581 | 0 | 0 |  | 1 | TRUE | wye
93 | MV_203_0_load_162 | 174 | 0.10623 | 0.051448 | 0 | 0 |  | 1 | TRUE | wye
94 | MV_203_0_load_188 | 178 | 0.227 | 0.10994 | 0 | 0 |  | 1 | TRUE | wye
95 | MV_203_0_load_198 | 179 | 0.085616 | 0.041466 | 0 | 0 |  | 1 | TRUE | wye
96 | MV_203_0_load_173 | 180 | 0.28454 | 0.13781 | 0 | 0 |  | 1 | TRUE | wye
97 | MV_203_0_load_200 | 183 | 0.21811 | 0.10563 | 0 | 0 |  | 1 | TRUE | wye
98 | MV_203_0_load_182 | 186 | 0.16343 | 0.079154 | 0 | 0 |  | 1 | TRUE | wye

## ext_grid
| name | bus | vm_pu | va_degree | slack_weight | in_service
0 |  | 77 | 1 | 0 | 1 | TRUE

## line
| name | std_type | from_bus | to_bus | length_km | r_ohm_per_km | x_ohm_per_km | c_nf_per_km | g_us_per_km | max_i_ka | df | parallel | type | in_service
0 | MV_203_0_line_0 |  | 0 | 1 | 0.14611 | 0.445 | 0.132 | 190 | 0 | 0.22 | 1 | 1 | cs | TRUE
1 | MV_203_0_line_1 |  | 1 | 2 | 0.11807 | 0.445 | 0.132 | 190 | 0 | 0.22 | 1 | 1 | cs | TRUE
2 | MV_203_0_line_2 |  | 2 | 5 | 2.6763 | 0.1188 | 0.172 | 20.6 | 0 | 0.82 | 1 | 1 | ol | TRUE
3 | MV_203_0_line_3 |  | 2 | 6 | 0.03421 | 0.161 | 0.117 | 273 | 0 | 0.362 | 1 | 1 | cs | TRUE
4 | MV_203_0_line_4 |  | 3 | 4 | 1.2618 | 0.5939 | 0.372 | 9.5 | 0 | 0.21 | 1 | 1 | ol | TRUE
5 | MV_203_0_line_5 |  | 4 | 12 | 0.32396 | 0.5939 | 0.372 | 9.5 | 0 | 0.21 | 1 | 1 | ol | TRUE
6 | MV_203_0_line_6 |  | 5 | 9 | 0.032207 | 0.061 | 0.056 | 608 | 0 | 0.842 | 1 | 1 | cs | TRUE
7 | MV_203_0_line_7 |  | 6 | 7 | 0.048372 | 0.161 | 0.117 | 273 | 0 | 0.362 | 1 | 1 | cs | TRUE
8 | MV_203_0_line_8 |  | 7 | 8 | 2.1849 | 0.306 | 0.35 | 10 | 0 | 0.35 | 1 | 1 | ol | TRUE
9 | MV_203_0_line_9 |  | 8 | 11 | 0.28956 | 0.445 | 0.132 | 190 | 0 | 0.22 | 1 | 1 | cs | TRUE
10 | MV_203_0_line_10 |  | 8 | 12 | 0.76122 | 0.5939 | 0.372 | 9.5 | 0 | 0.21 | 1 | 1 | ol | TRUE
11 | MV_203_0_line_11 |  | 9 | 10 | 1.3856 | 0.1188 | 0.172 | 20.6 | 0 | 0.82 | 1 | 1 | ol | TRUE
12 | MV_203_0_line_12 |  | 10 | 42 | 0.053974 | 0.061 | 0.056 | 608 | 0 | 0.842 | 1 | 1 | cs | TRUE
13 | MV_203_0_line_13 |  | 11 | 13 | 2.0731 | 0.5939 | 0.372 | 9.5 | 0 | 0.21 | 1 | 1 | ol | TRUE
14 | MV_203_0_line_14 |  | 13 | 14 | 0.20845 | 0.5939 | 0.372 | 9.5 | 0 | 0.21 | 1 | 1 | ol | TRUE
15 | MV_203_0_line_15 |  | 14 | 25 | 0.051319 | 0.445 | 0.132 | 190 | 0 | 0.22 | 1 | 1 | cs | TRUE
16 | MV_203_0_line_16 |  | 15 | 16 | 0.025209 | 0.445 | 0.132 | 190 | 0 | 0.22 | 1 | 1 | cs | TRUE
17 | MV_203_0_line_17 |  | 16 | 17 | 0.084632 | 0.445 | 0.132 | 190 | 0 | 0.22 | 1 | 1 | cs | TRUE
18 | MV_203_0_line_18 |  | 17 | 19 | 0.074594 | 0.445 | 0.132 | 190 | 0 | 0.22 | 1 | 1 | cs | TRUE
19 | MV_203_0_line_19 |  | 18 | 19 | 0.083039 | 0.5939 | 0.372 | 9.5 | 0 | 0.21 | 1 | 1 | ol | TRUE
20 | MV_203_0_line_20 |  | 18 | 20 | 0.064971 | 0.445 | 0.132 | 190 | 0 | 0.22 | 1 | 1 | cs | TRUE
21 | MV_203_0_line_21 |  | 18 | 21 | 0.046643 | 0.445 | 0.132 | 190 | 0 | 0.22 | 1 | 1 | cs | TRUE
22 | MV_203_0_line_22 |  | 19 | 22 | 0.055189 | 0.445 | 0.132 | 190 | 0 | 0.22 | 1 | 1 | cs | TRUE
23 | MV_203_0_line_23 |  | 20 | 25 | 0.16588 | 0.445 | 0.132 | 190 | 0 | 0.22 | 1 | 1 | cs | TRUE
24 | MV_203_0_line_24 |  | 20 | 24 | 0.026171 | 0.445 | 0.132 | 190 | 0 | 0.22 | 1 | 1 | cs | TRUE
25 | MV_203_0_line_25 |  | 23 | 24 | 0.043064 | 0.445 | 0.132 | 190 | 0 | 0.22 | 1 | 1 | cs | TRUE
26 | MV_203_0_line_26 |  | 26 | 27 | 0.073927 | 0.445 | 0.132 | 190 | 0 | 0.22 | 1 | 1 | cs | TRUE
27 | MV_203_0_line_27 |  | 26 | 28 | 0.17611 | 0.5939 | 0.372 | 9.5 | 0 | 0.21 | 1 | 1 | ol | TRUE
28 | MV_203_0_line_28 |  | 27 | 29 | 0.000907 | 0.445 | 0.132 | 190 | 0 | 0.22 | 1 | 1 | cs | TRUE
29 | MV_203_0_line_29 |  | 28 | 30 | 0.039378 | 0.445 | 0.132 | 190 | 0 | 0.22 | 1 | 1 | cs | TRUE
30 | MV_203_0_line_30 |  | 30 | 32 | 0.009269 | 0.445 | 0.132 | 190 | 0 | 0.22 | 1 | 1 | cs | TRUE
31 | MV_203_0_line_31 |  | 31 | 32 | 0.029187 | 0.445 | 0.132 | 190 | 0 | 0.22 | 1 | 1 | cs | TRUE
32 | MV_203_0_line_32 |  | 31 | 33 | 0.058164 | 0.445 | 0.132 | 190 | 0 | 0.22 | 1 | 1 | cs | TRUE
33 | MV_203_0_line_33 |  | 33 | 34 | 0.10189 | 0.5939 | 0.372 | 9.5 | 0 | 0.21 | 1 | 1 | ol | TRUE
34 | MV_203_0_line_34 |  | 34 | 35 | 0.033986 | 0.445 | 0.132 | 190 | 0 | 0.22 | 1 | 1 | cs | TRUE
35 | MV_203_0_line_35 |  | 35 | 43 | 0.043279 | 0.445 | 0.132 | 190 | 0 | 0.22 | 1 | 1 | cs | TRUE
36 | MV_203_0_line_36 |  | 35 | 40 | 0.073802 | 0.445 | 0.132 | 190 | 0 | 0.22 | 1 | 1 | cs | TRUE
37 | MV_203_0_line_37 |  | 36 | 37 | 0.089006 | 0.5939 | 0.372 | 9.5 | 0 | 0.21 | 1 | 1 | ol | TRUE
38 | MV_203_0_line_38 |  | 36 | 38 | 2.5439 | 0.5939 | 0.372 | 9.5 | 0 | 0.21 | 1 | 1 | ol | TRUE
39 | MV_203_0_line_39 |  | 37 | 39 | 1.499 | 0.445 | 0.132 | 190 | 0 | 0.22 | 1 | 1 | cs | TRUE
40 | MV_203_0_line_40 |  | 37 | 40 | 0.032768 | 0.445 | 0.132 | 190 | 0 | 0.22 | 1 | 1 | cs | TRUE
41 | MV_203_0_line_41 |  | 38 | 41 | 0.54697 | 0.1188 | 0.172 | 20.6 | 0 | 0.82 | 1 | 1 | ol | TRUE
42 | MV_203_0_line_42 |  | 38 | 42 | 1.8281 | 0.1188 | 0.172 | 20.6 | 0 | 0.82 | 1 | 1 | ol | TRUE
43 | MV_203_0_line_43 |  | 39 | 78 | 0.021395 | 0.445 | 0.132 | 190 | 0 | 0.22 | 1 | 1 | cs | TRUE
44 | MV_203_0_line_44 |  | 41 | 77 | 0.69147 | 0.061 | 0.056 | 608 | 0 | 0.842 | 1 | 1 | cs | TRUE
45 | MV_203_0_line_45 |  | 41 | 75 | 2.3116 | 0.5939 | 0.372 | 9.5 | 0 | 0.21 | 1 | 1 | ol | TRUE
46 | MV_203_0_line_46 |  | 43 | 44 | 0.16881 | 0.445 | 0.132 | 190 | 0 | 0.22 | 1 | 1 | cs | TRUE
47 | MV_203_0_line_47 |  | 44 | 80 | 0.15366 | 0.5939 | 0.372 | 9.5 | 0 | 0.21 | 1 | 1 | ol | TRUE
48 | MV_203_0_line_48 |  | 45 | 46 | 0.001401 | 0.445 | 0.132 | 190 | 0 | 0.22 | 1 | 1 | cs | TRUE
49 | MV_203_0_line_49 |  | 46 | 47 | 0.28757 | 0.445 | 0.132 | 190 | 0 | 0.22 | 1 | 1 | cs | TRUE
50 | MV_203_0_line_50 |  | 46 | 48 | 0.12326 | 0.5939 | 0.372 | 9.5 | 0 | 0.21 | 1 | 1 | ol | TRUE
51 | MV_203_0_line_51 |  | 47 | 55 | 0.076816 | 0.445 | 0.132 | 190 | 0 | 0.22 | 1 | 1 | cs | TRUE
52 | MV_203_0_line_52 |  | 48 | 52 | 0.037129 | 0.445 | 0.132 | 190 | 0 | 0.22 | 1 | 1 | cs | TRUE
53 | MV_203_0_line_53 |  | 48 | 53 | 0.12807 | 0.5939 | 0.372 | 9.5 | 0 | 0.21 | 1 | 1 | ol | TRUE
54 | MV_203_0_line_54 |  | 49 | 50 | 0.11278 | 0.5939 | 0.372 | 9.5 | 0 | 0.21 | 1 | 1 | ol | TRUE
55 | MV_203_0_line_55 |  | 49 | 51 | 0.01041 | 0.445 | 0.132 | 190 | 0 | 0.22 | 1 | 1 | cs | TRUE
56 | MV_203_0_line_56 |  | 50 | 54 | 0.049304 | 0.445 | 0.132 | 190 | 0 | 0.22 | 1 | 1 | cs | TRUE
57 | MV_203_0_line_57 |  | 51 | 57 | 0.04644 | 0.445 | 0.132 | 190 | 0 | 0.22 | 1 | 1 | cs | TRUE
58 | MV_203_0_line_58 |  | 53 | 56 | 0.09473 | 0.445 | 0.132 | 190 | 0 | 0.22 | 1 | 1 | cs | TRUE
59 | MV_203_0_line_59 |  | 53 | 57 | 0.022015 | 0.445 | 0.132 | 190 | 0 | 0.22 | 1 | 1 | cs | TRUE
60 | MV_203_0_line_60 |  | 54 | 72 | 0.065538 | 0.445 | 0.132 | 190 | 0 | 0.22 | 1 | 1 | cs | TRUE
61 | MV_203_0_line_61 |  | 55 | 58 | 0.14128 | 0.445 | 0.132 | 190 | 0 | 0.22 | 1 | 1 | cs | TRUE
62 | MV_203_0_line_62 |  | 56 | 59 | 0.20579 | 0.5939 | 0.372 | 9.5 | 0 | 0.21 | 1 | 1 | ol | TRUE
63 | MV_203_0_line_63 |  | 58 | 60 | 0.21269 | 0.5939 | 0.372 | 9.5 | 0 | 0.21 | 1 | 1 | ol | TRUE
64 | MV_203_0_line_64 |  | 60 | 62 | 0.15797 | 0.5939 | 0.372 | 9.5 | 0 | 0.21 | 1 | 1 | ol | TRUE
65 | MV_203_0_line_65 |  | 61 | 62 | 0.05509 | 0.445 | 0.132 | 190 | 0 | 0.22 | 1 | 1 | cs | TRUE
66 | MV_203_0_line_66 |  | 61 | 63 | 0.11658 | 0.445 | 0.132 | 190 | 0 | 0.22 | 1 | 1 | cs | TRUE
67 | MV_203_0_line_67 |  | 63 | 185 | 0.16124 | 0.5939 | 0.372 | 9.5 | 0 | 0.21 | 1 | 1 | ol | TRUE
68 | MV_203_0_line_68 |  | 64 | 65 | 0.001123 | 0.445 | 0.132 | 190 | 0 | 0.22 | 1 | 1 | cs | TRUE
69 | MV_203_0_line_69 |  | 65 | 184 | 0.21703 | 0.445 | 0.132 | 190 | 0 | 0.22 | 1 | 1 | cs | TRUE
70 | MV_203_0_line_70 |  | 66 | 67 | 0.065817 | 0.5939 | 0.372 | 9.5 | 0 | 0.21 | 1 | 1 | ol | TRUE
71 | MV_203_0_line_71 |  | 66 | 68 | 0.062391 | 0.5939 | 0.372 | 9.5 | 0 | 0.21 | 1 | 1 | ol | TRUE
72 | MV_203_0_line_72 |  | 67 | 69 | 0.061205 | 0.445 | 0.132 | 190 | 0 | 0.22 | 1 | 1 | cs | TRUE
73 | MV_203_0_line_73 |  | 68 | 72 | 0.017699 | 0.445 | 0.132 | 190 | 0 | 0.22 | 1 | 1 | cs | TRUE
74 | MV_203_0_line_74 |  | 69 | 70 | 0.029318 | 0.445 | 0.132 | 190 | 0 | 0.22 | 1 | 1 | cs | TRUE
75 | MV_203_0_line_75 |  | 70 | 75 | 0.14066 | 0.5939 | 0.372 | 9.5 | 0 | 0.21 | 1 | 1 | ol | TRUE
76 | MV_203_0_line_76 |  | 71 | 72 | 0.042513 | 0.445 | 0.132 | 190 | 0 | 0.22 | 1 | 1 | cs | TRUE
77 | MV_203_0_line_77 |  | 73 | 74 | 0.035409 | 0.445 | 0.132 | 190 | 0 | 0.22 | 1 | 1 | cs | TRUE
78 | MV_203_0_line_78 |  | 73 | 75 | 0.30654 | 0.445 | 0.132 | 190 | 0 | 0.22 | 1 | 1 | cs | TRUE
79 | MV_203_0_line_79 |  | 74 | 76 | 0.10996 | 0.5939 | 0.372 | 9.5 | 0 | 0.21 | 1 | 1 | ol | TRUE
80 | MV_203_0_line_80 |  | 77 | 144 | 0.056516 | 0.061 | 0.056 | 608 | 0 | 0.842 | 1 | 1 | cs | TRUE
81 | MV_203_0_line_81 |  | 78 | 79 | 0.24153 | 0.5939 | 0.372 | 9.5 | 0 | 0.21 | 1 | 1 | ol | TRUE
82 | MV_203_0_line_82 |  | 80 | 81 | 0.24234 | 0.445 | 0.132 | 190 | 0 | 0.22 | 1 | 1 | cs | TRUE
83 | MV_203_0_line_83 |  | 81 | 82 | 0.10619 | 0.445 | 0.132 | 190 | 0 | 0.22 | 1 | 1 | cs | TRUE
84 | MV_203_0_line_84 |  | 81 | 83 | 1.1212 | 0.5939 | 0.372 | 9.5 | 0 | 0.21 | 1 | 1 | ol | TRUE
85 | MV_203_0_line_85 |  | 84 | 85 | 0.077611 | 0.445 | 0.132 | 190 | 0 | 0.22 | 1 | 1 | cs | TRUE
86 | MV_203_0_line_86 |  | 84 | 86 | 0.53337 | 0.5939 | 0.372 | 9.5 | 0 | 0.21 | 1 | 1 | ol | TRUE
87 | MV_203_0_line_87 |  | 85 | 87 | 0.60926 | 0.445 | 0.132 | 190 | 0 | 0.22 | 1 | 1 | cs | TRUE
88 | MV_203_0_line_88 |  | 86 | 88 | 0.36361 | 0.445 | 0.132 | 190 | 0 | 0.22 | 1 | 1 | cs | TRUE
89 | MV_203_0_line_89 |  | 87 | 91 | 0.24582 | 0.445 | 0.132 | 190 | 0 | 0.22 | 1 | 1 | cs | TRUE
90 | MV_203_0_line_90 |  | 87 | 92 | 0.005082 | 0.445 | 0.132 | 190 | 0 | 0.22 | 1 | 1 | cs | TRUE
91 | MV_203_0_line_91 |  | 88 | 93 | 0.52929 | 0.5939 | 0.372 | 9.5 | 0 | 0.21 | 1 | 1 | ol | TRUE
92 | MV_203_0_line_92 |  | 89 | 90 | 0.44481 | 0.445 | 0.132 | 190 | 0 | 0.22 | 1 | 1 | cs | TRUE
93 | MV_203_0_line_93 |  | 90 | 93 | 0.28288 | 0.5939 | 0.372 | 9.5 | 0 | 0.21 | 1 | 1 | ol | TRUE
94 | MV_203_0_line_94 |  | 91 | 95 | 0.2735 | 0.061 | 0.056 | 608 | 0 | 0.842 | 1 | 1 | cs | TRUE
95 | MV_203_0_line_95 |  | 91 | 96 | 0.031777 | 0.061 | 0.056 | 608 | 0 | 0.842 | 1 | 1 | cs | TRUE
96 | MV_203_0_line_96 |  | 93 | 94 | 0.41212 | 0.5939 | 0.372 | 9.5 | 0 | 0.21 | 1 | 1 | ol | TRUE
97 | MV_203_0_line_97 |  | 95 | 97 | 0.12221 | 0.061 | 0.056 | 608 | 0 | 0.842 | 1 | 1 | cs | TRUE
98 | MV_203_0_line_98 |  | 96 | 143 | 0.012168 | 0.061 | 0.056 | 608 | 0 | 0.842 | 1 | 1 | cs | TRUE
99 | MV_203_0_line_99 |  | 97 | 98 | 0.033545 | 0.5939 | 0.372 | 9.5 | 0 | 0.21 | 1 | 1 | ol | TRUE
100 | MV_203_0_line_100 |  | 97 | 99 | 0.16449 | 0.061 | 0.056 | 608 | 0 | 0.842 | 1 | 1 | cs | TRUE
101 | MV_203_0_line_101 |  | 99 | 100 | 0.002872 | 0.445 | 0.132 | 190 | 0 | 0.22 | 1 | 1 | cs | TRUE
102 | MV_203_0_line_102 |  | 99 | 101 | 0.37225 | 0.061 | 0.056 | 608 | 0 | 0.842 | 1 | 1 | cs | TRUE
103 | MV_203_0_line_103 |  | 99 | 102 | 0.2927 | 0.445 | 0.132 | 190 | 0 | 0.22 | 1 | 1 | cs | TRUE
104 | MV_203_0_line_104 |  | 101 | 105 | 0.35717 | 0.061 | 0.056 | 608 | 0 | 0.842 | 1 | 1 | cs | TRUE
105 | MV_203_0_line_105 |  | 102 | 115 | 0.039139 | 0.5939 | 0.372 | 9.5 | 0 | 0.21 | 1 | 1 | ol | TRUE
106 | MV_203_0_line_106 |  | 103 | 104 | 0.081036 | 0.5939 | 0.372 | 9.5 | 0 | 0.21 | 1 | 1 | ol | TRUE
107 | MV_203_0_line_107 |  | 104 | 105 | 0.18425 | 0.061 | 0.056 | 608 | 0 | 0.842 | 1 | 1 | cs | TRUE
108 | MV_203_0_line_108 |  | 104 | 106 | 0.25042 | 0.1188 | 0.172 | 20.6 | 0 | 0.82 | 1 | 1 | ol | TRUE
109 | MV_203_0_line_109 |  | 105 | 107 | 0.047797 | 0.5939 | 0.372 | 9.5 | 0 | 0.21 | 1 | 1 | ol | TRUE
110 | MV_203_0_line_110 |  | 105 | 108 | 0.046123 | 0.5939 | 0.372 | 9.5 | 0 | 0.21 | 1 | 1 | ol | TRUE
111 | MV_203_0_line_111 |  | 106 | 109 | 0.00623 | 0.445 | 0.132 | 190 | 0 | 0.22 | 1 | 1 | cs | TRUE
112 | MV_203_0_line_112 |  | 106 | 110 | 0.23637 | 0.061 | 0.056 | 608 | 0 | 0.842 | 1 | 1 | cs | TRUE
113 | MV_203_0_line_113 |  | 106 | 111 | 0.51761 | 0.061 | 0.056 | 608 | 0 | 0.842 | 1 | 1 | cs | TRUE
114 | MV_203_0_line_114 |  | 110 | 112 | 0.010804 | 0.445 | 0.132 | 190 | 0 | 0.22 | 1 | 1 | cs | TRUE
115 | MV_203_0_line_115 |  | 110 | 113 | 0.38991 | 0.1188 | 0.172 | 20.6 | 0 | 0.82 | 1 | 1 | ol | TRUE
116 | MV_203_0_line_116 |  | 111 | 114 | 0.003808 | 0.061 | 0.056 | 608 | 0 | 0.842 | 1 | 1 | cs | TRUE
117 | MV_203_0_line_117 |  | 113 | 116 | 0.041733 | 0.5939 | 0.372 | 9.5 | 0 | 0.21 | 1 | 1 | ol | TRUE
118 | MV_203_0_line_118 |  | 114 | 117 | 0.20812 | 0.1188 | 0.172 | 20.6 | 0 | 0.82 | 1 | 1 | ol | TRUE
119 | MV_203_0_line_119 |  | 116 | 146 | 0.11212 | 0.445 | 0.132 | 190 | 0 | 0.22 | 1 | 1 | cs | TRUE
120 | MV_203_0_line_120 |  | 116 | 145 | 0.19133 | 0.5939 | 0.372 | 9.5 | 0 | 0.21 | 1 | 1 | ol | TRUE
121 | MV_203_0_line_121 |  | 117 | 118 | 0.27319 | 0.061 | 0.056 | 608 | 0 | 0.842 | 1 | 1 | cs | TRUE
122 | MV_203_0_line_122 |  | 117 | 119 | 0.055623 | 0.1188 | 0.172 | 20.6 | 0 | 0.82 | 1 | 1 | ol | TRUE
123 | MV_203_0_line_123 |  | 118 | 138 | 0.019842 | 0.1188 | 0.172 | 20.6 | 0 | 0.82 | 1 | 1 | ol | TRUE
124 | MV_203_0_line_124 |  | 120 | 121 | 0.044231 | 0.445 | 0.132 | 190 | 0 | 0.22 | 1 | 1 | cs | TRUE
125 | MV_203_0_line_125 |  | 121 | 122 | 0.038869 | 0.445 | 0.132 | 190 | 0 | 0.22 | 1 | 1 | cs | TRUE
126 | MV_203_0_line_126 |  | 122 | 123 | 0.03474 | 0.445 | 0.132 | 190 | 0 | 0.22 | 1 | 1 | cs | TRUE
127 | MV_203_0_line_127 |  | 123 | 124 | 0.24871 | 0.445 | 0.132 | 190 | 0 | 0.22 | 1 | 1 | cs | TRUE
128 | MV_203_0_line_128 |  | 123 | 125 | 0.051826 | 0.445 | 0.132 | 190 | 0 | 0.22 | 1 | 1 | cs | TRUE
129 | MV_203_0_line_129 |  | 124 | 147 | 0.069548 | 0.445 | 0.132 | 190 | 0 | 0.22 | 1 | 1 | cs | TRUE
130 | MV_203_0_line_130 |  | 124 | 148 | 0.059232 | 0.445 | 0.132 | 190 | 0 | 0.22 | 1 | 1 | cs | TRUE
131 | MV_203_0_line_131 |  | 125 | 149 | 0.061917 | 0.445 | 0.132 | 190 | 0 | 0.22 | 1 | 1 | cs | TRUE
132 | MV_203_0_line_132 |  | 126 | 127 | 0.07353 | 0.445 | 0.132 | 190 | 0 | 0.22 | 1 | 1 | cs | TRUE
133 | MV_203_0_line_133 |  | 127 | 128 | 0.039707 | 0.061 | 0.056 | 608 | 0 | 0.842 | 1 | 1 | cs | TRUE
134 | MV_203_0_line_134 |  | 127 | 129 | 0.036889 | 0.1188 | 0.172 | 20.6 | 0 | 0.82 | 1 | 1 | ol | TRUE
135 | MV_203_0_line_135 |  | 128 | 135 | 0.025221 | 0.061 | 0.056 | 608 | 0 | 0.842 | 1 | 1 | cs | TRUE
136 | MV_203_0_line_136 |  | 128 | 136 | 0.061357 | 0.103 | 0.058 | 500 | 0 | 0.638 | 1 | 1 | cs | TRUE
137 | MV_203_0_line_137 |  | 129 | 137 | 0.01595 | 0.061 | 0.056 | 608 | 0 | 0.842 | 1 | 1 | cs | TRUE
138 | MV_203_0_line_138 |  | 130 | 131 | 0.033962 | 0.061 | 0.056 | 608 | 0 | 0.842 | 1 | 1 | cs | TRUE
139 | MV_203_0_line_139 |  | 130 | 132 | 0.033528 | 0.1188 | 0.172 | 20.6 | 0 | 0.82 | 1 | 1 | ol | TRUE
140 | MV_203_0_line_140 |  | 131 | 133 | 0.044836 | 0.1188 | 0.172 | 20.6 | 0 | 0.82 | 1 | 1 | ol | TRUE
141 | MV_203_0_line_141 |  | 132 | 134 | 0.090829 | 0.061 | 0.056 | 608 | 0 | 0.842 | 1 | 1 | cs | TRUE
142 | MV_203_0_line_142 |  | 133 | 138 | 0.014855 | 0.1188 | 0.172 | 20.6 | 0 | 0.82 | 1 | 1 | ol | TRUE
143 | MV_203_0_line_143 |  | 134 | 151 | 0.069866 | 0.061 | 0.056 | 608 | 0 | 0.842 | 1 | 1 | cs | TRUE
144 | MV_203_0_line_144 |  | 135 | 139 | 0.033413 | 0.061 | 0.056 | 608 | 0 | 0.842 | 1 | 1 | cs | TRUE
145 | MV_203_0_line_145 |  | 136 | 140 | 0.022258 | 0.445 | 0.132 | 190 | 0 | 0.22 | 1 | 1 | cs | TRUE
146 | MV_203_0_line_146 |  | 136 | 141 | 0.015046 | 0.103 | 0.058 | 500 | 0 | 0.638 | 1 | 1 | cs | TRUE
147 | MV_203_0_line_147 |  | 137 | 150 | 0.0018129 | 0.061 | 0.056 | 608 | 0 | 0.842 | 1 | 1 | cs | TRUE
148 | MV_203_0_line_148 |  | 139 | 180 | 0.011947 | 0.1188 | 0.172 | 20.6 | 0 | 0.82 | 1 | 1 | ol | TRUE
149 | MV_203_0_line_149 |  | 139 | 181 | 0.027852 | 0.1188 | 0.172 | 20.6 | 0 | 0.82 | 1 | 1 | ol | TRUE
150 | MV_203_0_line_150 |  | 141 | 142 | 0.014025 | 0.103 | 0.058 | 500 | 0 | 0.638 | 1 | 1 | cs | TRUE
151 | MV_203_0_line_151 |  | 142 | 163 | 0.035963 | 0.103 | 0.058 | 500 | 0 | 0.638 | 1 | 1 | cs | TRUE
152 | MV_203_0_line_152 |  | 143 | 144 | 2.4894 | 0.1188 | 0.172 | 20.6 | 0 | 0.82 | 1 | 1 | ol | TRUE
153 | MV_203_0_line_153 |  | 146 | 178 | 0.015246 | 0.445 | 0.132 | 190 | 0 | 0.22 | 1 | 1 | cs | TRUE
154 | MV_203_0_line_154 |  | 146 | 175 | 0.073856 | 0.445 | 0.132 | 190 | 0 | 0.22 | 1 | 1 | cs | TRUE
155 | MV_203_0_line_155 |  | 147 | 150 | 0.04333 | 0.1188 | 0.172 | 20.6 | 0 | 0.82 | 1 | 1 | ol | TRUE
156 | MV_203_0_line_156 |  | 147 | 151 | 0.056319 | 0.061 | 0.056 | 608 | 0 | 0.842 | 1 | 1 | cs | TRUE
157 | MV_203_0_line_157 |  | 152 | 153 | 0.015008 | 0.445 | 0.132 | 190 | 0 | 0.22 | 1 | 1 | cs | TRUE
158 | MV_203_0_line_158 |  | 153 | 154 | 0.047884 | 0.445 | 0.132 | 190 | 0 | 0.22 | 1 | 1 | cs | TRUE
159 | MV_203_0_line_159 |  | 154 | 155 | 0.059429 | 0.445 | 0.132 | 190 | 0 | 0.22 | 1 | 1 | cs | TRUE
160 | MV_203_0_line_160 |  | 155 | 156 | 0.14431 | 0.445 | 0.132 | 190 | 0 | 0.22 | 1 | 1 | cs | TRUE
161 | MV_203_0_line_161 |  | 156 | 157 | 0.039667 | 0.445 | 0.132 | 190 | 0 | 0.22 | 1 | 1 | cs | TRUE
162 | MV_203_0_line_162 |  | 157 | 164 | 0.054138 | 0.445 | 0.132 | 190 | 0 | 0.22 | 1 | 1 | cs | TRUE
163 | MV_203_0_line_163 |  | 158 | 159 | 0.020869 | 0.445 | 0.132 | 190 | 0 | 0.22 | 1 | 1 | cs | TRUE
164 | MV_203_0_line_164 |  | 159 | 160 | 0.1518 | 0.445 | 0.132 | 190 | 0 | 0.22 | 1 | 1 | cs | TRUE
165 | MV_203_0_line_165 |  | 160 | 161 | 0.031642 | 0.445 | 0.132 | 190 | 0 | 0.22 | 1 | 1 | cs | TRUE
166 | MV_203_0_line_166 |  | 160 | 162 | 0.2788 | 0.161 | 0.117 | 273 | 0 | 0.362 | 1 | 1 | cs | TRUE
167 | MV_203_0_line_167 |  | 160 | 163 | 0.24907 | 0.103 | 0.058 | 500 | 0 | 0.638 | 1 | 1 | cs | TRUE
168 | MV_203_0_line_168 |  | 162 | 164 | 0.056904 | 0.445 | 0.132 | 190 | 0 | 0.22 | 1 | 1 | cs | TRUE
169 | MV_203_0_line_169 |  | 162 | 165 | 0.063936 | 0.445 | 0.132 | 190 | 0 | 0.22 | 1 | 1 | cs | TRUE
170 | MV_203_0_line_170 |  | 163 | 166 | 0.05906 | 0.445 | 0.132 | 190 | 0 | 0.22 | 1 | 1 | cs | TRUE
171 | MV_203_0_line_171 |  | 164 | 168 | 0.074813 | 0.445 | 0.132 | 190 | 0 | 0.22 | 1 | 1 | cs | TRUE
172 | MV_203_0_line_172 |  | 165 | 171 | 0.039969 | 0.445 | 0.132 | 190 | 0 | 0.22 | 1 | 1 | cs | TRUE
173 | MV_203_0_line_173 |  | 166 | 167 | 0.007174 | 0.445 | 0.132 | 190 | 0 | 0.22 | 1 | 1 | cs | TRUE
174 | MV_203_0_line_174 |  | 168 | 169 | 0.036029 | 0.445 | 0.132 | 190 | 0 | 0.22 | 1 | 1 | cs | TRUE
175 | MV_203_0_line_175 |  | 168 | 170 | 0.008819 | 0.445 | 0.132 | 190 | 0 | 0.22 | 1 | 1 | cs | TRUE
176 | MV_203_0_line_176 |  | 170 | 173 | 0.026978 | 0.445 | 0.132 | 190 | 0 | 0.22 | 1 | 1 | cs | TRUE
177 | MV_203_0_line_177 |  | 170 | 172 | 0.031286 | 0.445 | 0.132 | 190 | 0 | 0.22 | 1 | 1 | cs | TRUE
178 | MV_203_0_line_178 |  | 174 | 175 | 0.0020157 | 0.445 | 0.132 | 190 | 0 | 0.22 | 1 | 1 | cs | TRUE
179 | MV_203_0_line_179 |  | 174 | 176 | 0.021131 | 0.445 | 0.132 | 190 | 0 | 0.22 | 1 | 1 | cs | TRUE
180 | MV_203_0_line_180 |  | 176 | 177 | 0.041429 | 0.445 | 0.132 | 190 | 0 | 0.22 | 1 | 1 | cs | TRUE
181 | MV_203_0_line_181 |  | 177 | 179 | 0.013815 | 0.445 | 0.132 | 190 | 0 | 0.22 | 1 | 1 | cs | TRUE
182 | MV_203_0_line_182 |  | 181 | 182 | 0.039987 | 0.445 | 0.132 | 190 | 0 | 0.22 | 1 | 1 | cs | TRUE
183 | MV_203_0_line_183 |  | 182 | 183 | 0.024848 | 0.445 | 0.132 | 190 | 0 | 0.22 | 1 | 1 | cs | TRUE
184 | MV_203_0_line_184 |  | 184 | 185 | 0.13929 | 0.445 | 0.132 | 190 | 0 | 0.22 | 1 | 1 | cs | TRUE
185 | MV_203_0_line_185 |  | 184 | 186 | 0.059134 | 0.5939 | 0.372 | 9.5 | 0 | 0.21 | 1 | 1 | ol | TRUE

## trafo
| name | std_type | hv_bus | lv_bus | sn_mva | vn_hv_kv | vn_lv_kv | vk_percent | vkr_percent | pfe_kw | i0_percent | shift_degree | tap_side | tap_neutral | tap_min | tap_max | tap_step_percent | tap_step_degree | tap_pos | tap_phase_shifter | parallel | df | in_service
0 | MV_203_0_trafo_127 | 25 MVA 110/20 kV | 187 | 77 | 25 | 110 | 20 | 12 | 0.41 | 14 | 0.07 | 150 | hv | 0 | -9 | 9 | 1.5 | 0 | 0 | FALSE | 1 | 1 | TRUE

## bus_geodata
| x | y | coords
0 | 2565645.2445 | 1100422.9097
1 | 2565765.8815 | 1100450.9079
2 | 2565744.3229 | 1100566.6229
3 | 2562104.9157 | 1100174.6901
4 | 2562507.8532 | 1101370.461
5 | 2568006.6601 | 1101996.4759
6 | 2565717.8715 | 1100587.6279
7 | 2565685.5981 | 1100623.2957
8 | 2563569.0181 | 1101165.5134
9 | 2568030.1113 | 1102009.2586
10 | 2568999.5911 | 1102999.2362
11 | 2563724.9505 | 1101401.967
12 | 2562814.4208 | 1101265.7393
13 | 2564018.18 | 1103454.2352
14 | 2564157.1416 | 1103609.6135
15 | 2564480.6966 | 1103725.0664
16 | 2564505.1862 | 1103720.854
17 | 2564449.3607 | 1103658.1269
18 | 2564312.7311 | 1103605.5257
19 | 2564380.1863 | 1103653.9535
20 | 2564272.5265 | 1103656.3668
21 | 2564315.9355 | 1103559.8944
22 | 2564391.1698 | 1103673.4657
23 | 2564211.3378 | 1103623.8447
24 | 2564249.0878 | 1103644.688
25 | 2564129.4875 | 1103641.1713
26 | 2566899.05 | 1106917.4199
27 | 2566950.7066 | 1106965.8957
28 | 2566726.6022 | 1106881.703
29 | 2566951.4747 | 1106966.3806
30 | 2566726.4882 | 1106842.7059
31 | 2566736.9288 | 1106808.0864
32 | 2566733.8796 | 1106837.0846
33 | 2566701.7578 | 1106761.8339
34 | 2566633.6482 | 1106686.0481
35 | 2566615.7284 | 1106658.5106
36 | 2566651.7849 | 1106545.4206
37 | 2566567.5565 | 1106574.189
38 | 2568518.2067 | 1104816.9287
39 | 2566025.3338 | 1105814.1305
40 | 2566579.1297 | 1106604.674
41 | 2568798.6045 | 1105286.561
42 | 2568988.6663 | 1103050.3962
43 | 2566575.1669 | 1106665.5048
44 | 2566418.1833 | 1106631.5121
45 | 2567679.0868 | 1107747.8044
46 | 2567679.6426 | 1107749.091
47 | 2567761.6781 | 1107983.9174
48 | 2567802.3415 | 1107760.8427
49 | 2567754.5745 | 1107641.8921
50 | 2567648.7264 | 1107680.8103
51 | 2567764.2792 | 1107638.125
52 | 2567816.9706 | 1107790.4578
53 | 2567831.8583 | 1107636.2222
54 | 2567620.98 | 1107640.138
55 | 2567761.5063 | 1108018.3804
56 | 2567919.304 | 1107665.1521
57 | 2567810.175 | 1107632.0687
58 | 2567665.0378 | 1107922.2129
59 | 2568039.1717 | 1107832.4234
60 | 2567461.1691 | 1107982.8369
61 | 2567582.0021 | 1108137.567
62 | 2567544.7408 | 1108116.8896
63 | 2567653.1607 | 1108222.1181
64 | 2567843.7924 | 1108340.8178
65 | 2567843.8174 | 1108339.6949
66 | 2567680.4319 | 1107543.871
67 | 2567634.7832 | 1107496.4575
68 | 2567623.1559 | 1107568.6121
69 | 2567626.4395 | 1107436.8496
70 | 2567616.6284 | 1107409.2991
71 | 2567580.6587 | 1107605.8365
72 | 2567616.4633 | 1107584.9007
73 | 2567451.1994 | 1107352.7691
74 | 2567420.1481 | 1107363.5751
75 | 2567609.4516 | 1107268.8214
76 | 2567338.7283 | 1107289.6763
77 | 2569113.6718 | 1105185.1153
78 | 2566028.9507 | 1105793.1105
79 | 2565944.9792 | 1105566.644
80 | 2566273.7598 | 1106579.0328
81 | 2566063.2052 | 1106466.5968
82 | 2566057.1761 | 1106362.2216
83 | 2565591.2374 | 1107483.5717
84 | 2570874.2871 | 1107257.9832
85 | 2570917.8749 | 1107193.6964
86 | 2570354.3053 | 1107376.7362
87 | 2571176.7501 | 1106825.0814
88 | 2570156.9595 | 1107682.4397
89 | 2570902.2727 | 1107458.599
90 | 2570666.1782 | 1107835.5375
91 | 2571175.0137 | 1106663.5854
92 | 2571180.8775 | 1106828.0632
93 | 2570513.4674 | 1108073.6564
94 | 2570750.8065 | 1108410.5785
95 | 2571359.2811 | 1106566.1941
96 | 2571145.4753 | 1106651.6535
97 | 2571418.3966 | 1106469.054
98 | 2571394.1012 | 1106445.9238
99 | 2571508.287 | 1106347.0792
100 | 2571506.3747 | 1106344.9316
101 | 2571692.8822 | 1106404.0526
102 | 2571534.482 | 1106134.837
103 | 2572001.3421 | 1106509.5372
104 | 2571985.4712 | 1106430.0704
105 | 2571867.9904 | 1106368.7734
106 | 2571993.5586 | 1106680.3599
107 | 2571821.1281 | 1106359.3645
108 | 2571911.5057 | 1106353.4856
109 | 2571987.9191 | 1106683.0429
110 | 2572066.861 | 1106833.7209
111 | 2572197.4504 | 1106445.9338
112 | 2572063.3362 | 1106843.9313
113 | 2571730.1583 | 1106637.0966
114 | 2572200.7509 | 1106444.0176
115 | 2571560.8219 | 1106105.8873
116 | 2571719.1609 | 1106596.8386
117 | 2572255.3922 | 1106243.1982
118 | 2572187.9383 | 1106126.2153
119 | 2572280.9608 | 1106193.8004
120 | 2571897.5007 | 1106180.0516
121 | 2571941.447 | 1106174.0112
122 | 2571949.6645 | 1106212.0013
123 | 2571957.0213 | 1106245.9532
124 | 2572060.108 | 1106093.4766
125 | 2571934.0144 | 1106263.5911
126 | 2572110.8348 | 1106004.9087
127 | 2572060.6779 | 1105951.2801
128 | 2572044.4207 | 1105921.6508
129 | 2572051.8838 | 1105987.1051
130 | 2572145.3031 | 1106040.6968
131 | 2572169.6809 | 1106064.3256
132 | 2572114.781 | 1106026.8217
133 | 2572177.0239 | 1106108.5565
134 | 2572129.0578 | 1106086.7547
135 | 2572062.92 | 1105904.509
136 | 2572006.4594 | 1105938.0902
137 | 2572061.978 | 1105999.4759
138 | 2572191.7681 | 1106106.7461
139 | 2572087.5097 | 1105881.8872
140 | 2571989.9158 | 1105952.9815
141 | 2572016.502 | 1105949.2939
142 | 2572005.5762 | 1105958.0881
143 | 2571134.3027 | 1106646.7599
144 | 2569146.3142 | 1105148.3856
145 | 2571536.5547 | 1106653.9463
146 | 2571698.295 | 1106486.7026
147 | 2572037.4321 | 1106035.741
148 | 2572003.3423 | 1106110.3898
149 | 2571890.7177 | 1106295.1102
150 | 2572063.1435 | 1106000.8645
151 | 2572066.9067 | 1106083.6695
152 | 2571674.1652 | 1105965.5722
153 | 2571681.7499 | 1105978.522
154 | 2571640.8202 | 1106003.3739
155 | 2571636.5638 | 1106048.5693
156 | 2571707.7383 | 1106133.6236
157 | 2571742.151 | 1106113.8971
158 | 2571800.4567 | 1105950.0997
159 | 2571793.8009 | 1105931.3746
160 | 2571875.3334 | 1105959.287
161 | 2571848.1282 | 1105975.5773
162 | 2571828.2762 | 1106079.667
163 | 2571986.7596 | 1105983.8491
164 | 2571785.4726 | 1106083.8131
165 | 2571836.2524 | 1106129.1072
166 | 2572022.0865 | 1106024.8286
167 | 2572027.121 | 1106029.9524
168 | 2571759.5653 | 1106026.8272
169 | 2571743.7253 | 1105994.5517
170 | 2571751.8841 | 1106031.1987
171 | 2571801.3842 | 1106148.6407
172 | 2571767.1336 | 1106058.5133
173 | 2571728.3853 | 1106044.5708
174 | 2571754.7073 | 1106521.312
175 | 2571752.764 | 1106520.7764
176 | 2571772.1292 | 1106533.2701
177 | 2571748.1411 | 1106565.6318
178 | 2571695.3718 | 1106471.742
179 | 2571734.4181 | 1106567.5414
180 | 2572090.0541 | 1105870.214
181 | 2572112.811 | 1105893.532
182 | 2572145.8026 | 1105914.4239
183 | 2572128.2377 | 1105932.0471
184 | 2567763.8833 | 1108500.4466
185 | 2567718.3689 | 1108369.5894
186 | 2567815.3699 | 1108529.5317
187 | 2569113.6718 | 1105185.1153

## line_std_types
| c_nf_per_km | r_ohm_per_km | x_ohm_per_km | max_i_ka | type | q_mm2 | alpha | voltage_rating
NAYY 4x50 SE | 210 | 0.642 | 0.083 | 0.142 | cs | 50 | 0.00403 | LV
NAYY 4x120 SE | 264 | 0.225 | 0.08 | 0.242 | cs | 120 | 0.00403 | LV
NAYY 4x150 SE | 261 | 0.208 | 0.08 | 0.27 | cs | 150 | 0.00403 | LV
NA2XS2Y 1x95 RM/25 12/20 kV | 216 | 0.313 | 0.132 | 0.252 | cs | 95 | 0.00403 | MV
NA2XS2Y 1x185 RM/25 12/20 kV | 273 | 0.161 | 0.117 | 0.362 | cs | 185 | 0.00403 | MV
NA2XS2Y 1x240 RM/25 12/20 kV | 304 | 0.122 | 0.112 | 0.421 | cs | 240 | 0.00403 | MV
NA2XS2Y 1x95 RM/25 6/10 kV | 315 | 0.313 | 0.123 | 0.249 | cs | 95 | 0.00403 | MV
NA2XS2Y 1x185 RM/25 6/10 kV | 406 | 0.161 | 0.11 | 0.358 | cs | 185 | 0.00403 | MV
NA2XS2Y 1x240 RM/25 6/10 kV | 456 | 0.122 | 0.105 | 0.416 | cs | 240 | 0.00403 | MV
NA2XS2Y 1x150 RM/25 12/20 kV | 250 | 0.206 | 0.116 | 0.319 | cs | 150 | 0.00403 | MV
NA2XS2Y 1x120 RM/25 12/20 kV | 230 | 0.253 | 0.119 | 0.283 | cs | 120 | 0.00403 | MV
NA2XS2Y 1x70 RM/25 12/20 kV | 190 | 0.443 | 0.132 | 0.22 | cs | 70 | 0.00403 | MV
NA2XS2Y 1x150 RM/25 6/10 kV | 360 | 0.206 | 0.11 | 0.315 | cs | 150 | 0.00403 | MV
NA2XS2Y 1x120 RM/25 6/10 kV | 340 | 0.253 | 0.113 | 0.28 | cs | 120 | 0.00403 | MV
NA2XS2Y 1x70 RM/25 6/10 kV | 280 | 0.443 | 0.123 | 0.217 | cs | 70 | 0.00403 | MV
N2XS(FL)2Y 1x120 RM/35 64/110 kV | 112 | 0.153 | 0.166 | 0.366 | cs | 120 | 0.00393 | HV
N2XS(FL)2Y 1x185 RM/35 64/110 kV | 125 | 0.099 | 0.156 | 0.457 | cs | 185 | 0.00393 | HV
N2XS(FL)2Y 1x240 RM/35 64/110 kV | 135 | 0.075 | 0.149 | 0.526 | cs | 240 | 0.00393 | HV
N2XS(FL)2Y 1x300 RM/35 64/110 kV | 144 | 0.06 | 0.144 | 0.588 | cs | 300 | 0.00393 | HV
15-AL1/3-ST1A 0.4 | 11 | 1.8769 | 0.35 | 0.105 | ol | 16 | 0.00403 | LV
24-AL1/4-ST1A 0.4 | 11.25 | 1.2012 | 0.335 | 0.14 | ol | 24 | 0.00403 | LV
48-AL1/8-ST1A 0.4 | 12.2 | 0.5939 | 0.3 | 0.21 | ol | 48 | 0.00403 | LV
94-AL1/15-ST1A 0.4 | 13.2 | 0.306 | 0.29 | 0.35 | ol | 94 | 0.00403 | LV
34-AL1/6-ST1A 10.0 | 9.7 | 0.8342 | 0.36 | 0.17 | ol | 34 | 0.00403 | MV
48-AL1/8-ST1A 10.0 | 10.1 | 0.5939 | 0.35 | 0.21 | ol | 48 | 0.00403 | MV
70-AL1/11-ST1A 10.0 | 10.4 | 0.4132 | 0.339 | 0.29 | ol | 70 | 0.00403 | MV
94-AL1/15-ST1A 10.0 | 10.75 | 0.306 | 0.33 | 0.35 | ol | 94 | 0.00403 | MV
122-AL1/20-ST1A 10.0 | 11.1 | 0.2376 | 0.323 | 0.41 | ol | 122 | 0.00403 | MV
149-AL1/24-ST1A 10.0 | 11.25 | 0.194 | 0.315 | 0.47 | ol | 149 | 0.00403 | MV
34-AL1/6-ST1A 20.0 | 9.15 | 0.8342 | 0.382 | 0.17 | ol | 34 | 0.00403 | MV
48-AL1/8-ST1A 20.0 | 9.5 | 0.5939 | 0.372 | 0.21 | ol | 48 | 0.00403 | MV
70-AL1/11-ST1A 20.0 | 9.7 | 0.4132 | 0.36 | 0.29 | ol | 70 | 0.00403 | MV
94-AL1/15-ST1A 20.0 | 10 | 0.306 | 0.35 | 0.35 | ol | 94 | 0.00403 | MV
122-AL1/20-ST1A 20.0 | 10.3 | 0.2376 | 0.344 | 0.41 | ol | 122 | 0.00403 | MV
149-AL1/24-ST1A 20.0 | 10.5 | 0.194 | 0.337 | 0.47 | ol | 149 | 0.00403 | MV
184-AL1/30-ST1A 20.0 | 10.75 | 0.1571 | 0.33 | 0.535 | ol | 184 | 0.00403 | MV
243-AL1/39-ST1A 20.0 | 11 | 0.1188 | 0.32 | 0.645 | ol | 243 | 0.00403 | MV
48-AL1/8-ST1A 110.0 | 8 | 0.5939 | 0.46 | 0.21 | ol | 48 | 0.00403 | HV
70-AL1/11-ST1A 110.0 | 8.4 | 0.4132 | 0.45 | 0.29 | ol | 70 | 0.00403 | HV
94-AL1/15-ST1A 110.0 | 8.65 | 0.306 | 0.44 | 0.35 | ol | 94 | 0.00403 | HV
122-AL1/20-ST1A 110.0 | 8.5 | 0.2376 | 0.43 | 0.41 | ol | 122 | 0.00403 | HV
149-AL1/24-ST1A 110.0 | 8.75 | 0.194 | 0.41 | 0.47 | ol | 149 | 0.00403 | HV
184-AL1/30-ST1A 110.0 | 8.8 | 0.1571 | 0.4 | 0.535 | ol | 184 | 0.00403 | HV
243-AL1/39-ST1A 110.0 | 9 | 0.1188 | 0.39 | 0.645 | ol | 243 | 0.00403 | HV
305-AL1/39-ST1A 110.0 | 9.2 | 0.0949 | 0.38 | 0.74 | ol | 305 | 0.00403 | HV
490-AL1/64-ST1A 110.0 | 9.75 | 0.059 | 0.37 | 0.96 | ol | 490 | 0.00403 | HV
679-AL1/86-ST1A 110.0 | 9.95 | 0.042 | 0.36 | 1.15 | ol | 679 | 0.00403 | HV
490-AL1/64-ST1A 220.0 | 10 | 0.059 | 0.285 | 0.96 | ol | 490 | 0.00403 | HV
679-AL1/86-ST1A 220.0 | 11.7 | 0.042 | 0.275 | 1.15 | ol | 679 | 0.00403 | HV
490-AL1/64-ST1A 380.0 | 11 | 0.059 | 0.253 | 0.96 | ol | 490 | 0.00403 | HV
679-AL1/86-ST1A 380.0 | 14.6 | 0.042 | 0.25 | 1.15 | ol | 679 | 0.00403 | HV

## trafo_std_types
| i0_percent | pfe_kw | vkr_percent | sn_mva | vn_lv_kv | vn_hv_kv | vk_percent | shift_degree | vector_group | tap_side | tap_neutral | tap_min | tap_max | tap_step_degree | tap_step_percent | tap_phase_shifter
160 MVA 380/110 kV | 0.06 | 60 | 0.25 | 160 | 110 | 380 | 12.2 | 0 | Yy0 | hv | 0 | -9 | 9 | 0 | 1.5 | FALSE
100 MVA 220/110 kV | 0.06 | 55 | 0.26 | 100 | 110 | 220 | 12 | 0 | Yy0 | hv | 0 | -9 | 9 | 0 | 1.5 | FALSE
63 MVA 110/20 kV | 0.04 | 22 | 0.32 | 63 | 20 | 110 | 18 | 150 | YNd5 | hv | 0 | -9 | 9 | 0 | 1.5 | FALSE
40 MVA 110/20 kV | 0.05 | 18 | 0.34 | 40 | 20 | 110 | 16.2 | 150 | YNd5 | hv | 0 | -9 | 9 | 0 | 1.5 | FALSE
25 MVA 110/20 kV | 0.07 | 14 | 0.41 | 25 | 20 | 110 | 12 | 150 | YNd5 | hv | 0 | -9 | 9 | 0 | 1.5 | FALSE
63 MVA 110/10 kV | 0.04 | 22 | 0.32 | 63 | 10 | 110 | 18 | 150 | YNd5 | hv | 0 | -9 | 9 | 0 | 1.5 | FALSE
40 MVA 110/10 kV | 0.05 | 18 | 0.34 | 40 | 10 | 110 | 16.2 | 150 | YNd5 | hv | 0 | -9 | 9 | 0 | 1.5 | FALSE
25 MVA 110/10 kV | 0.07 | 14 | 0.41 | 25 | 10 | 110 | 12 | 150 | YNd5 | hv | 0 | -9 | 9 | 0 | 1.5 | FALSE
0.25 MVA 20/0.4 kV | 0.32 | 0.8 | 1.44 | 0.25 | 0.4 | 20 | 6 | 150 | Yzn5 | hv | 0 | -2 | 2 | 0 | 2.5 | FALSE
0.4 MVA 20/0.4 kV | 0.3375 | 1.35 | 1.425 | 0.4 | 0.4 | 20 | 6 | 150 | Dyn5 | hv | 0 | -2 | 2 | 0 | 2.5 | FALSE
0.63 MVA 20/0.4 kV | 0.2619 | 1.65 | 1.206 | 0.63 | 0.4 | 20 | 6 | 150 | Dyn5 | hv | 0 | -2 | 2 | 0 | 2.5 | FALSE
0.25 MVA 10/0.4 kV | 0.24 | 0.6 | 1.2 | 0.25 | 0.4 | 10 | 4 | 150 | Dyn5 | hv | 0 | -2 | 2 | 0 | 2.5 | FALSE
0.4 MVA 10/0.4 kV | 0.2375 | 0.95 | 1.325 | 0.4 | 0.4 | 10 | 4 | 150 | Dyn5 | hv | 0 | -2 | 2 | 0 | 2.5 | FALSE
0.63 MVA 10/0.4 kV | 0.1873 | 1.18 | 1.0794 | 0.63 | 0.4 | 10 | 4 | 150 | Dyn5 | hv | 0 | -2 | 2 | 0 | 2.5 | FALSE

## trafo3w_std_types
| sn_hv_mva | sn_mv_mva | sn_lv_mva | vn_hv_kv | vn_mv_kv | vn_lv_kv | vk_hv_percent | vk_mv_percent | vk_lv_percent | vkr_hv_percent | vkr_mv_percent | vkr_lv_percent | pfe_kw | i0_percent | shift_mv_degree | shift_lv_degree | vector_group | tap_side | tap_neutral | tap_min | tap_max | tap_step_percent
63/25/38 MVA 110/20/10 kV | 63 | 25 | 38 | 110 | 20 | 10 | 10.4 | 10.4 | 10.4 | 0.28 | 0.32 | 0.35 | 35 | 0.89 | 0 | 0 | YN0yn0yn0 | hv | 0 | -10 | 10 | 1.2
63/25/38 MVA 110/10/10 kV | 63 | 25 | 38 | 110 | 10 | 10 | 10.4 | 10.4 | 10.4 | 0.28 | 0.32 | 0.35 | 35 | 0.89 | 0 | 0 | YN0yn0yn0 | hv | 0 | -10 | 10 | 1.2

## fuse_std_types
| fuse_type | i_rated_a | t_avg | t_min | t_total | x_avg | x_min | x_total
HV 100A | HV 100A | 100 | 0 | [10.0, 3.64, 0.854, 0.281, 0.1, 0.0531, 0.022, 0.01] | [10.0, 4.267, 1.21, 0.403, 0.1, 0.058, 0.022, 0.01] | 0 | [300.0, 350.0, 450.0, 550.0, 700.0, 850.0, 1200.0, 1752.0] | [600.0, 700.0, 900.0, 1150.0, 1665.0, 2000.0, 3000.0, 4313.0]
HV 10A | HV 10A | 10 | 0 | [10.0, 1675.0, 0.344, 0.156, 0.1, 0.0417, 0.0171, 0.01] | [10.0, 1.3, 0.3, 0.155, 0.1, 0.0555, 0.023, 0.01] | 0 | [30.0, 32.0, 35.0, 37.0, 39.0, 50.0, 70.0, 88.0] | [60.0, 70.0, 80.0, 87.0, 94.0, 110.0, 150.0, 216.0]
HV 125A | HV 125A | 125 | 0 | [10.0, 1.82, 0.344, 0.1, 0.0467, 0.0269, 0.01] | [10.0, 2.478, 0.426, 0.1, 0.0427, 0.0211, 0.01] | 0 | [375.0, 500.0, 700.0, 925.0, 1200.0, 1500.0, 2341.0] | [750.0, 1000.0, 1500.0, 2200.0, 3000.0, 4000.0, 5765.0]
HV 160A | HV 160A | 160 | 0 | [10.0, 4.15, 1.03, 0.198, 0.1, 0.051, 0.0172, 0.01] | [10.0, 2.3, 0.734, 0.274, 0.1, 0.046, 0.0177, 0.01] | 0 | [480.0, 550.0, 700.0, 1000.0, 1260.0, 1600.0, 2500.0, 3227.0] | [960.0, 1300.0, 1700.0, 2200.0, 2996.0, 4000.0, 6000.0, 7946.0]
HV 16A | HV 16A | 16 | 0 | [10.0, 0.352, 0.164, 0.1, 0.0649, 0.0342, 0.01] | [10.0, 2.34, 0.722, 0.181, 0.1, 0.055, 0.0296, 0.01] | 0 | [48.0, 60.0, 65.0, 71.0, 80.0, 100.0, 162.0] | [96.0, 110.0, 125.0, 150.0, 168.0, 200.0, 250.0, 398.0]
HV 200A | HV 200A | 200 | 0 | [10.0, 4.267, 1.21, 0.403, 0.1, 0.058, 0.022, 0.01] | [10.0, 3.73, 1.654, 0.328, 0.1, 0.0531, 0.019, 0.01] | 0 | [600.0, 700.0, 900.0, 1150.0, 1665.0, 2000.0, 3000.0, 4313.0] | [1200.0, 1500.0, 1800.0, 2700.0, 3960.0, 5000.0, 7500.0, 10620.0]
HV 20A | HV 20A | 20 | 0 | [10.0, 1.3, 0.3, 0.155, 0.1, 0.0555, 0.023, 0.01] | [10.0, 1.3, 0.161, 0.1, 0.0611, 0.0399, 0.0141, 0.01] | 0 | [60.0, 70.0, 80.0, 87.0, 94.0, 110.0, 150.0, 216.0] | [120.0, 150.0, 200.0, 223.0, 260.0, 300.0, 450.0, 532.0]
HV 25A | HV 25A | 25 | 0 | [10.0, 2.512, 0.833, 0.299, 0.1, 0.0372, 0.0223, 0.01] | [10.0, 3.125, 0.597, 0.198, 0.1, 0.0378, 0.022, 0.01] | 0 | [75.0, 82.0, 90.0, 100.0, 124.0, 170.0, 200.0, 289.0] | [150.0, 170.0, 210.0, 250.0, 294.0, 400.0, 500.0, 711.0]
HV 31.5A | HV 31.5A | 31.5 | 0 | [10.0, 2.34, 0.722, 0.181, 0.1, 0.055, 0.0296, 0.01] | [10.0, 2.84, 0.368, 0.164, 0.1, 0.0621, 0.0378, 0.0195, 0.01] | 0 | [95.0, 110.0, 125.0, 150.0, 165.0, 200.0, 250.0, 390.0] | [189.0, 220.0, 300.0, 350.0, 393.0, 450.0, 530.0, 700.0, 960.0]
HV 40A | HV 40A | 40 | 0 | [10.0, 1.3, 0.161, 0.1, 0.0611, 0.0399, 0.0141, 0.01] | [10.0, 2.05, 0.369, 0.198, 0.1, 0.051, 0.0298, 0.01] | 0 | [120.0, 150.0, 200.0, 223.0, 260.0, 300.0, 450.0, 532.0] | [240.0, 300.0, 400.0, 450.0, 530.0, 650.0, 800.0, 1311.0]
HV 50A | HV 50A | 50 | 0 | [10.0, 3.215, 0.597, 0.198, 0.1, 0.0378, 0.022, 0.01] | [10.0, 3.64, 0.854, 0.281, 0.1, 0.0531, 0.022, 0.01] | 0 | [150.0, 170.0, 210.0, 250.0, 294.0, 400.0, 500.0, 711.0] | [300.0, 350.0, 450.0, 550.0, 700.0, 850.0, 1200.0, 1752.0]
HV 6.3A | HV 6.3A | 6.3 | 0 | [10.0, 1.39, 0.344, 0.168, 0.1, 0.056, 0.0263, 0.01] | [10.0, 1.711, 0.516, 0.198, 0.1, 0.0634, 0.0303, 0.01] | 0 | [19.0, 19.5, 20.4, 20.8, 22.0, 25.0, 32.0, 48.0] | [38.0, 40.0, 43.0, 48.0, 53.0, 60.0, 75.0, 118.0]
HV 63A | HV 63A | 63 | 0 | [10.0, 2.84, 0.368, 0.164, 0.1, 0.0621, 0.0378, 0.0195, 0.01] | [10.0, 1.82, 0.344, 0.1, 0.0467, 0.0269, 0.01] | 0 | [189.0, 220.0, 300.0, 350.0, 393.0, 450.0, 530.0, 700.0, 961.0] | [378.0, 500.0, 700.0, 934.0, 1200.0, 1500.0, 2366.0]
HV 80A | HV 80A | 80 | 0 | [10.0, 2.05, 0.369, 0.198, 0.1, 0.051, 0.0298, 0.01] | [10.0, 4.15, 1.03, 0.198, 0.1, 0.051, 0.0172, 0.01] | 0 | [240.0, 300.0, 400.0, 450.0, 530.0, 650.0, 800.0, 1311.0] | [480.0, 550.0, 700.0, 1000.0, 1260.0, 1600.0, 2500.0, 3227.0]
Siemens NH-1-100 | Siemens NH-1-100 | 100 | [5400.0, 2000.0, 400.0, 20.0, 1.0, 0.2, 0.012, 0.004] | 0 | 0 | [150.0, 190.0, 250.0, 430.0, 900.0, 1250.0, 2700.0, 3600.0] | 0 | 0
Siemens NH-1-125 | Siemens NH-1-125 | 125 | [4800.0, 120.0, 7.0, 0.1, 0.004] | 0 | 0 | [180.0, 400.0, 740.0, 2000.0, 4250.0] | 0 | 0
Siemens NH-1-16 | Siemens NH-1-16 | 16 | [4000.0, 400.0, 2.0, 0.1, 0.04, 0.01] | 0 | 0 | [26.0, 35.0, 75.0, 150.0, 200.0, 300.0] | 0 | 0
Siemens NH-1-160 | Siemens NH-1-160 | 160 | [4800.0, 120.0, 7.0, 0.1, 0.004] | 0 | 0 | [210.0, 500.0, 900.0, 2300.0, 5000.0] | 0 | 0
Siemens NH-1-25 | Siemens NH-1-25 | 25 | [4000.0, 1000.0, 10.0, 0.2, 0.02, 0.01] | 0 | 0 | [40.0, 50.0, 100.0, 210.0, 400.0, 500.0] | 0 | 0
Siemens NH-1-50 | Siemens NH-1-50 | 50 | [4000.0, 40.0, 4.0, 1.0, 0.02, 0.01] | 0 | 0 | [86.0, 200.0, 300.0, 400.0, 1000.0, 1280.0] | 0 | 0
Siemens NH-1-63 | Siemens NH-1-63 | 63 | [4000.0, 100.0, 10.0, 2.0, 0.04, 0.01] | 0 | 0 | [100.0, 200.0, 300.0, 400.0, 1000.0, 1500.0] | 0 | 0
Siemens NH-1-80 | Siemens NH-1-80 | 80 | [4800.0, 120.0, 7.0, 0.1, 0.01] | 0 | 0 | [150.58, 250.0, 450.0, 1150.0, 2470.0] | 0 | 0
Siemens NH-2-1000 | Siemens NH-2-1000 | 1000 | [4800.0, 120.0, 7.0, 0.1, 0.004] | 0 | 0 | [1900.0, 3500.0, 8400.0, 24000.0, 52000.0] | 0 | 0
Siemens NH-2-200 | Siemens NH-2-200 | 200 | [4800.0, 120.0, 7.0, 0.1, 0.004] | 0 | 0 | [280.0, 650.0, 1200.0, 3000.0, 7000.0] | 0 | 0
Siemens NH-2-224 | Siemens NH-2-224 | 224 | [4800.0, 120.0, 7.0, 0.2, 0.04, 0.004] | 0 | 0 | [400.0, 750.0, 1453.0, 3025.0, 4315.0, 7600.0] | 0 | 0
Siemens NH-2-250 | Siemens NH-2-250 | 250 | [4800.0, 120.0, 7.0, 0.1, 0.004] | 0 | 0 | [450.0, 800.0, 1650.0, 4000.0, 8500.0] | 0 | 0
Siemens NH-2-315 | Siemens NH-2-315 | 315 | [4800.0, 120.0, 7.0, 0.1, 0.004] | 0 | 0 | [550.0, 920.0, 1900.0, 5000.0, 11000.0] | 0 | 0
Siemens NH-2-355 | Siemens NH-2-355 | 355 | [4800.0, 120.0, 6.0, 0.1, 0.004] | 0 | 0 | [650.0, 1116.27, 2350.0, 5840.0, 12790.0] | 0 | 0
Siemens NH-2-400 | Siemens NH-2-400 | 400 | [4800.0, 120.0, 7.0, 0.1, 0.004] | 0 | 0 | [720.0, 1350.0, 2800.0, 6500.0, 15000.0] | 0 | 0
Siemens NH-2-425 | Siemens NH-2-425 | 425 | [4800.0, 120.0, 7.0, 0.1, 0.004] | 0 | 0 | [850.0, 1500.0, 3050.0, 7500.0, 16500.0] | 0 | 0
Siemens NH-2-630 | Siemens NH-2-630 | 630 | [4800.0, 120.0, 7.0, 0.1, 0.004] | 0 | 0 | [1200.0, 2000.0, 4800.0, 12000.0, 26000.0] | 0 | 0

## res_bus
| vm_pu | va_degree | p_mw | q_mvar
0 | 0.99264 | -0.23443 | 0.14294 | 0.069228
1 | 0.99267 | -0.23467 | 0 | 0
2 | 0.99269 | -0.23484 | 0 | 0
3 | 0.98814 | -0.3334 | 0.091948 | 0.044532
4 | 0.98837 | -0.33188 | 0.11055 | 0.053543
5 | 0.99493 | -0.15833 | 0.080669 | 0.03907
6 | 0.99266 | -0.23516 | 0.14842 | 0.071883
7 | 0.99262 | -0.23557 | 0 | 0
8 | 0.98903 | -0.32746 | 0.086515 | 0.041901
9 | 0.99495 | -0.1581 | 0 | 0
10 | 0.99616 | -0.1166 | 0.32364 | 0.15675
11 | 0.98869 | -0.32453 | 0 | 0
12 | 0.9885 | -0.33102 | 0.15993 | 0.077457
13 | 0.98492 | -0.35149 | 0.14579 | 0.07061
14 | 0.9846 | -0.3538 | 0.11344 | 0.05494
15 | 0.98427 | -0.35195 | 0.1328 | 0.064317
16 | 0.98427 | -0.35199 | 0 | 0
17 | 0.98428 | -0.35212 | 0 | 0
18 | 0.98436 | -0.35176 | 0 | 0
19 | 0.9843 | -0.35222 | 0.15661 | 0.075848
20 | 0.98441 | -0.35217 | 0 | 0
21 | 0.98435 | -0.35167 | 0.15112 | 0.07319
22 | 0.98429 | -0.35214 | 0.12175 | 0.058968
23 | 0.9844 | -0.35208 | 0.11125 | 0.053881
24 | 0.98441 | -0.35214 | 0 | 0
25 | 0.98455 | -0.35343 | 0 | 0
26 | 0.9901 | -0.11223 | 0.16311 | 0.078996
27 | 0.99009 | -0.11209 | 0 | 0
28 | 0.99021 | -0.1115 | 0.14829 | 0.071819
29 | 0.99008 | -0.11209 | 0.15716 | 0.076115
30 | 0.99023 | -0.11172 | 0 | 0
31 | 0.99026 | -0.11193 | 0.14228 | 0.068907
32 | 0.99024 | -0.11177 | 0 | 0
33 | 0.9903 | -0.11235 | 0.14266 | 0.069095
34 | 0.99045 | -0.11136 | 0 | 0
35 | 0.99048 | -0.11166 | 0 | 0
36 | 0.99086 | -0.11093 | 0.11957 | 0.057909
37 | 0.99063 | -0.11288 | 0 | 0
38 | 0.99809 | -0.051552 | 0.13191 | 0.063888
39 | 0.99025 | -0.11095 | 0 | 0
40 | 0.99058 | -0.11246 | 0.14987 | 0.072584
41 | 0.99909 | -0.017069 | 0 | 0
42 | 0.99619 | -0.11615 | 0 | 0
43 | 0.99047 | -0.11156 | 0 | 0
44 | 0.99042 | -0.11116 | 0.096002 | 0.046496
45 | 0.98603 | -0.10092 | 0.13159 | 0.063732
46 | 0.98603 | -0.10093 | 0 | 0
47 | 0.98573 | -0.098462 | 0 | 0
48 | 0.98626 | -0.099216 | 0 | 0
49 | 0.9867 | -0.098192 | 0 | 0
50 | 0.98703 | -0.0958 | 0.12306 | 0.0596
51 | 0.98668 | -0.098021 | 0.12632 | 0.061178
52 | 0.98624 | -0.099093 | 0.27029 | 0.13091
53 | 0.98656 | -0.096999 | 0 | 0
54 | 0.98713 | -0.096681 | 0 | 0
55 | 0.98565 | -0.097782 | 0.10102 | 0.048926
56 | 0.98654 | -0.096824 | 0.085839 | 0.041574
57 | 0.9866 | -0.097328 | 0 | 0
58 | 0.98552 | -0.096684 | 0.1596 | 0.077297
59 | 0.98651 | -0.097008 | 0.071305 | 0.034535
60 | 0.9853 | -0.098376 | 0.10746 | 0.052047
61 | 0.98513 | -0.099162 | 0 | 0
62 | 0.98516 | -0.099419 | 0 | 0
63 | 0.98507 | -0.098603 | 0.15075 | 0.07301
64 | 0.98489 | -0.098563 | 0.12706 | 0.06154
65 | 0.98489 | -0.098565 | 0 | 0
66 | 0.98754 | -0.096537 | 0 | 0
67 | 0.98778 | -0.094788 | 0 | 0
68 | 0.9873 | -0.098195 | 0.11764 | 0.056976
69 | 0.98793 | -0.096075 | 0 | 0
70 | 0.988 | -0.09669 | 0.16475 | 0.079793
71 | 0.98726 | -0.097763 | 0.16393 | 0.079394
72 | 0.98726 | -0.097847 | 0 | 0
73 | 0.98845 | -0.091686 | 0 | 0
74 | 0.98844 | -0.091566 | 0.12298 | 0.059563
75 | 0.98856 | -0.092642 | 0 | 0
76 | 0.98841 | -0.091779 | 0.15581 | 0.07546
77 | 1 | 0 | -15.9926 | -7.2817
78 | 0.99024 | -0.1109 | 0.10242 | 0.049605
79 | 0.99019 | -0.1112 | 0.10081 | 0.048827
80 | 0.99037 | -0.11159 | 0 | 0
81 | 0.99032 | -0.11122 | 0 | 0
82 | 0.99031 | -0.11113 | 0.075789 | 0.036706
83 | 0.99014 | -0.11245 | 0.084427 | 0.04089
84 | 0.98742 | -0.40554 | 0.10784 | 0.052228
85 | 0.98747 | -0.40588 | 0 | 0
86 | 0.98706 | -0.40887 | 0 | 0
87 | 0.98783 | -0.40818 | 0 | 0
88 | 0.98689 | -0.40765 | 0.070727 | 0.034255
89 | 0.98646 | -0.41022 | 0.12856 | 0.062265
90 | 0.98653 | -0.41078 | 0 | 0
91 | 0.98806 | -0.40982 | 0 | 0
92 | 0.98783 | -0.40816 | 0.29134 | 0.1411
93 | 0.9866 | -0.41007 | 0.085908 | 0.041607
94 | 0.98654 | -0.41045 | 0.072958 | 0.035335
95 | 0.98757 | -0.41936 | 0 | 0
96 | 0.98813 | -0.40861 | 0.37438 | 0.18132
97 | 0.98734 | -0.42361 | 0 | 0
98 | 0.98732 | -0.42377 | 0.38348 | 0.18573
99 | 0.98706 | -0.42907 | 0 | 0
100 | 0.98706 | -0.42906 | 0.19501 | 0.094446
101 | 0.98645 | -0.44056 | 0 | 0
102 | 0.98693 | -0.42789 | 0 | 0
103 | 0.98556 | -0.45696 | 0.17679 | 0.085625
104 | 0.98559 | -0.45679 | 0 | 0
105 | 0.98587 | -0.45152 | 0 | 0
106 | 0.98475 | -0.48604 | 0 | 0
107 | 0.98585 | -0.45167 | 0.25411 | 0.12307
108 | 0.98585 | -0.45165 | 0.23846 | 0.11549
109 | 0.98475 | -0.48603 | 0.076178 | 0.036895
110 | 0.98469 | -0.48714 | 0 | 0
111 | 0.98412 | -0.49778 | 0 | 0
112 | 0.98469 | -0.48713 | 0.12171 | 0.058949
113 | 0.98448 | -0.49404 | 0.25946 | 0.12566
114 | 0.98412 | -0.49787 | 0.40397 | 0.19565
115 | 0.9869 | -0.42805 | 0.348 | 0.16855
116 | 0.98442 | -0.49447 | 0 | 0
117 | 0.98358 | -0.51622 | 0 | 0
118 | 0.98329 | -0.52164 | 0 | 0
119 | 0.98358 | -0.51648 | 0.2752 | 0.13328
120 | 0.98248 | -0.53183 | 0.37682 | 0.1825
121 | 0.9825 | -0.53204 | 0 | 0
122 | 0.98252 | -0.53222 | 0.12996 | 0.062944
123 | 0.98254 | -0.53243 | 0 | 0
124 | 0.98273 | -0.5341 | 0 | 0
125 | 0.98254 | -0.53239 | 0 | 0
126 | 0.98265 | -0.53901 | 0.19863 | 0.096201
127 | 0.98267 | -0.53919 | 0.20001 | 0.096869
128 | 0.98265 | -0.5396 | 0 | 0
129 | 0.98273 | -0.53734 | 0.135 | 0.065382
130 | 0.98308 | -0.52861 | 0.099745 | 0.048309
131 | 0.98311 | -0.528 | 0.10947 | 0.053018
132 | 0.983 | -0.5311 | 0.095828 | 0.046412
133 | 0.98321 | -0.5245 | 0.23317 | 0.11293
134 | 0.98292 | -0.53267 | 0.1128 | 0.054629
135 | 0.98265 | -0.53966 | 0.11235 | 0.054414
136 | 0.98261 | -0.53978 | 0 | 0
137 | 0.98274 | -0.53715 | 0 | 0
138 | 0.98325 | -0.52329 | 0.082093 | 0.03976
139 | 0.98264 | -0.53973 | 0 | 0
140 | 0.98261 | -0.53974 | 0.15485 | 0.074996
141 | 0.98261 | -0.53983 | 0 | 0
142 | 0.9826 | -0.53987 | 0.26517 | 0.12843
143 | 0.98815 | -0.40812 | 0 | 0
144 | 0.99988 | -0.0022454 | 0.32095 | 0.15545
145 | 0.98428 | -0.49532 | 0.35926 | 0.174
146 | 0.98436 | -0.49392 | 0 | 0
147 | 0.98281 | -0.53476 | 0 | 0
148 | 0.98271 | -0.53391 | 0.25601 | 0.12399
149 | 0.98253 | -0.53233 | 0.078827 | 0.038177
150 | 0.98274 | -0.53712 | 0.12633 | 0.061186
151 | 0.98286 | -0.53384 | 0.090992 | 0.04407
152 | 0.98223 | -0.54089 | 0.071069 | 0.03442
153 | 0.98223 | -0.54091 | 0 | 0
154 | 0.98224 | -0.54094 | 0.081904 | 0.039668
155 | 0.98225 | -0.54105 | 0 | 0
156 | 0.98228 | -0.54128 | 0 | 0
157 | 0.98229 | -0.54134 | 0.13061 | 0.063259
158 | 0.98243 | -0.53998 | 0.23388 | 0.11327
159 | 0.98244 | -0.54004 | 0 | 0
160 | 0.98248 | -0.54046 | 0 | 0
161 | 0.98248 | -0.5404 | 0.14053 | 0.068064
162 | 0.98236 | -0.54193 | 0 | 0
163 | 0.98258 | -0.53996 | 0 | 0
164 | 0.98231 | -0.5415 | 0 | 0
165 | 0.98234 | -0.54182 | 0.073541 | 0.035617
166 | 0.98256 | -0.53978 | 0 | 0
167 | 0.98256 | -0.53976 | 0.24237 | 0.11739
168 | 0.98227 | -0.54115 | 0 | 0
169 | 0.98226 | -0.54109 | 0.13134 | 0.063613
170 | 0.98226 | -0.54112 | 0 | 0
171 | 0.98234 | -0.54179 | 0.072423 | 0.035076
172 | 0.98226 | -0.54105 | 0.18836 | 0.091227
173 | 0.98226 | -0.54109 | 0.077595 | 0.037581
174 | 0.98434 | -0.49376 | 0.10623 | 0.051448
175 | 0.98434 | -0.49376 | 0 | 0
176 | 0.98434 | -0.49374 | 0 | 0
177 | 0.98433 | -0.4937 | 0 | 0
178 | 0.98435 | -0.49388 | 0.227 | 0.10994
179 | 0.98433 | -0.49368 | 0.085616 | 0.041466
180 | 0.98264 | -0.53978 | 0.28454 | 0.13781
181 | 0.98264 | -0.53983 | 0 | 0
182 | 0.98263 | -0.53972 | 0 | 0
183 | 0.98262 | -0.53966 | 0.21811 | 0.10563
184 | 0.98492 | -0.098869 | 0 | 0
185 | 0.98497 | -0.099306 | 0 | 0
186 | 0.9849 | -0.098989 | 0.16343 | 0.079154
187 | 0.99997 | 149.9981 | 0 | 0

## res_line
| p_from_mw | q_from_mvar | p_to_mw | q_to_mvar | pl_mw | ql_mvar | i_from_ka | i_to_ka | i_ka | vm_from_pu | va_from_degree | vm_to_pu | va_to_degree | loading_percent
0 | -0.14294 | -0.069228 | 0.14294 | 0.065792 | 4.1223e-06 | -0.0034362 | 0.0046187 | 0.0045761 | 0.0046187 | 0.99264 | -0.23443 | 0.99267 | -0.23467 | 2.0994
1 | -0.14294 | -0.065792 | 0.14295 | 0.063015 | 3.2765e-06 | -0.0027769 | 0.0045761 | 0.0045429 | 0.0045761 | 0.99267 | -0.23467 | 0.99269 | -0.23484 | 2.08
2 | -1.6815 | -0.7788 | 1.6843 | 0.77596 | 0.0027657 | -0.0028384 | 0.053889 | 0.053806 | 0.053889 | 0.99269 | -0.23484 | 0.99493 | -0.15833 | 6.5719
3 | 1.5386 | 0.71579 | -1.5385 | -0.71691 | 4.0249e-05 | -0.0011272 | 0.049347 | 0.049361 | 0.049361 | 0.99269 | -0.23484 | 0.99266 | -0.23516 | 13.6358
4 | -0.091948 | -0.044532 | 0.091968 | 0.043074 | 1.9902e-05 | -0.0014587 | 0.0029846 | 0.0029661 | 0.0029846 | 0.98814 | -0.3334 | 0.98837 | -0.33188 | 1.4212
5 | -0.20252 | -0.096617 | 0.20255 | 0.096254 | 2.4773e-05 | -0.00036233 | 0.0065537 | 0.006549 | 0.0065537 | 0.98837 | -0.33188 | 0.9885 | -0.33102 | 3.1208
6 | -1.765 | -0.81503 | 1.765 | 0.81262 | 1.8742e-05 | -0.0024187 | 0.056406 | 0.056376 | 0.056406 | 0.99493 | -0.15833 | 0.99495 | -0.1581 | 6.6991
7 | 1.3901 | 0.64503 | -1.3901 | -0.64663 | 4.6425e-05 | -0.0016014 | 0.044566 | 0.044586 | 0.044586 | 0.99266 | -0.23516 | 0.99262 | -0.23557 | 12.3167
8 | 1.3901 | 0.64663 | -1.3861 | -0.64476 | 0.0039903 | 0.0018685 | 0.044586 | 0.044619 | 0.044619 | 0.99262 | -0.23557 | 0.98903 | -0.32746 | 12.7484
9 | 0.93691 | 0.42992 | -0.93656 | -0.43658 | 0.00035091 | -0.0066563 | 0.030088 | 0.030171 | 0.030171 | 0.98903 | -0.32746 | 0.98869 | -0.32453 | 13.7139
10 | 0.36266 | 0.17294 | -0.36247 | -0.17371 | 0.0001867 | -0.00077151 | 0.011727 | 0.011738 | 0.011738 | 0.98903 | -0.32746 | 0.9885 | -0.33102 | 5.5897
11 | -1.765 | -0.81262 | 1.7666 | 0.81133 | 0.0015684 | -0.0012844 | 0.056376 | 0.056333 | 0.056376 | 0.99495 | -0.1581 | 0.99616 | -0.1166 | 6.8752
12 | -2.0902 | -0.96808 | 2.0902 | 0.96403 | 4.3979e-05 | -0.0040519 | 0.066752 | 0.066703 | 0.066752 | 0.99616 | -0.1166 | 0.99619 | -0.11615 | 7.9278
13 | 0.93656 | 0.43658 | -0.9332 | -0.43688 | 0.0033656 | -0.00030193 | 0.030171 | 0.030201 | 0.030201 | 0.98869 | -0.32453 | 0.98492 | -0.35149 | 14.3812
14 | 0.78741 | 0.36627 | -0.78717 | -0.36636 | 0.00024065 | -9.0592e-05 | 0.025453 | 0.025456 | 0.025456 | 0.98492 | -0.35149 | 0.9846 | -0.3538 | 12.122
15 | 0.67373 | 0.31142 | -0.6737 | -0.3126 | 3.2465e-05 | -0.0011782 | 0.021761 | 0.021776 | 0.021776 | 0.9846 | -0.3538 | 0.98455 | -0.35343 | 9.8981
16 | -0.1328 | -0.064317 | 0.1328 | 0.063734 | 6.2918e-07 | -0.00058292 | 0.0043276 | 0.0043201 | 0.0043276 | 0.98427 | -0.35195 | 0.98427 | -0.35199 | 1.9671
17 | -0.1328 | -0.063734 | 0.1328 | 0.061777 | 2.0967e-06 | -0.001957 | 0.0043201 | 0.0042956 | 0.0043201 | 0.98427 | -0.35199 | 0.98428 | -0.35212 | 1.9637
18 | -0.1328 | -0.061777 | 0.1328 | 0.060052 | 1.8285e-06 | -0.001725 | 0.0042956 | 0.0042745 | 0.0042956 | 0.98428 | -0.35212 | 0.9843 | -0.35222 | 1.9526
19 | 0.41119 | 0.19351 | -0.41116 | -0.19359 | 2.6281e-05 | -7.9588e-05 | 0.013327 | 0.013328 | 0.013328 | 0.98436 | -0.35176 | 0.9843 | -0.35222 | 6.3469
20 | -0.56231 | -0.26562 | 0.56234 | 0.26413 | 2.882e-05 | -0.0014947 | 0.018238 | 0.018219 | 0.018238 | 0.98436 | -0.35176 | 0.98441 | -0.35217 | 8.2898
21 | 0.15112 | 0.072111 | -0.15112 | -0.07319 | 1.5056e-06 | -0.0010786 | 0.0049104 | 0.0049242 | 0.0049242 | 0.98436 | -0.35176 | 0.98435 | -0.35167 | 2.2383
22 | 0.12176 | 0.057692 | -0.12175 | -0.058968 | 1.1551e-06 | -0.0012763 | 0.0039514 | 0.0039676 | 0.0039676 | 0.9843 | -0.35222 | 0.98429 | -0.35214 | 1.8035
23 | -0.67359 | -0.31641 | 0.6737 | 0.3126 | 0.00010524 | -0.0038073 | 0.021823 | 0.021776 | 0.021823 | 0.98441 | -0.35217 | 0.98455 | -0.35343 | 9.9198
24 | 0.11125 | 0.052279 | -0.11125 | -0.052885 | 4.5492e-07 | -0.00060539 | 0.0036047 | 0.0036122 | 0.0036122 | 0.98441 | -0.35217 | 0.98441 | -0.35214 | 1.6419
25 | -0.11125 | -0.053881 | 0.11125 | 0.052885 | 7.5277e-07 | -0.00099616 | 0.0036249 | 0.0036122 | 0.0036249 | 0.9844 | -0.35208 | 0.98441 | -0.35214 | 1.6477
26 | 0.15716 | 0.074364 | -0.15716 | -0.076094 | 2.547e-06 | -0.0017295 | 0.0050693 | 0.005091 | 0.005091 | 0.9901 | -0.11223 | 0.99009 | -0.11209 | 2.3141
27 | -0.32027 | -0.15336 | 0.3203 | 0.15317 | 3.3624e-05 | -0.00018506 | 0.010353 | 0.01035 | 0.010353 | 0.9901 | -0.11223 | 0.99021 | -0.1115 | 4.93
28 | 0.15716 | 0.076094 | -0.15716 | -0.076115 | 3.135e-08 | -2.1219e-05 | 0.005091 | 0.0050913 | 0.0050913 | 0.99009 | -0.11209 | 0.99008 | -0.11209 | 2.3142
29 | -0.46859 | -0.22499 | 0.4686 | 0.22408 | 1.2063e-05 | -0.00091832 | 0.015154 | 0.015142 | 0.015154 | 0.99021 | -0.1115 | 0.99023 | -0.11172 | 6.8881
30 | -0.4686 | -0.22408 | 0.4686 | 0.22386 | 2.8367e-06 | -0.00021617 | 0.015142 | 0.015139 | 0.015142 | 0.99023 | -0.11172 | 0.99024 | -0.11177 | 6.8828
31 | 0.46861 | 0.22318 | -0.4686 | -0.22386 | 8.9257e-06 | -0.0006807 | 0.015131 | 0.015139 | 0.015139 | 0.99026 | -0.11193 | 0.99024 | -0.11177 | 6.8816
32 | -0.61089 | -0.29209 | 0.61092 | 0.29073 | 3.0228e-05 | -0.0013529 | 0.019739 | 0.019722 | 0.019739 | 0.99026 | -0.11193 | 0.9903 | -0.11235 | 8.9723
33 | -0.75358 | -0.35983 | 0.75369 | 0.35978 | 0.00010757 | -5.1933e-05 | 0.024343 | 0.024341 | 0.024343 | 0.9903 | -0.11235 | 0.99045 | -0.11136 | 11.5918
34 | -0.75369 | -0.35978 | 0.75371 | 0.35899 | 2.6871e-05 | -0.00078808 | 0.024341 | 0.024331 | 0.024341 | 0.99045 | -0.11136 | 0.99048 | -0.11166 | 11.0642
35 | 0.25627 | 0.10949 | -0.25626 | -0.11051 | 3.8169e-06 | -0.0010126 | 0.008122 | 0.0081337 | 0.0081337 | 0.99048 | -0.11166 | 0.99047 | -0.11156 | 3.6971
36 | -1.01 | -0.46848 | 1.0101 | 0.46678 | 0.00010367 | -0.0016981 | 0.032448 | 0.032427 | 0.032448 | 0.99048 | -0.11166 | 0.99058 | -0.11246 | 14.7492
37 | 1.3636 | 0.60126 | -1.3633 | -0.60118 | 0.00029896 | 8.296e-05 | 0.043418 | 0.04342 | 0.04342 | 0.99086 | -0.11093 | 0.99063 | -0.11288 | 20.676
38 | -1.4832 | -0.65917 | 1.4933 | 0.66251 | 0.010127 | 0.0033398 | 0.047286 | 0.047251 | 0.047286 | 0.99086 | -0.11093 | 0.99809 | -0.051552 | 22.5174
39 | 0.20332 | 0.062565 | -0.20324 | -0.097651 | 8.1162e-05 | -0.035086 | 0.0061991 | 0.0065733 | 0.0065733 | 0.99063 | -0.11288 | 0.99025 | -0.11095 | 2.9878
40 | 1.16 | 0.53862 | -1.16 | -0.53937 | 6.0779e-05 | -0.00074971 | 0.03727 | 0.037279 | 0.037279 | 0.99063 | -0.11288 | 0.99058 | -0.11246 | 16.945
41 | -3.7184 | -1.6899 | 3.7211 | 1.6924 | 0.00272 | 0.0025262 | 0.11813 | 0.11812 | 0.11813 | 0.99809 | -0.051552 | 0.99909 | -0.017069 | 14.4063
42 | 2.0931 | 0.96351 | -2.0902 | -0.96403 | 0.0028964 | -0.0005119 | 0.066646 | 0.066703 | 0.066703 | 0.99809 | -0.051552 | 0.99619 | -0.11615 | 8.1345
43 | 0.20324 | 0.097651 | -0.20324 | -0.098151 | 1.2353e-06 | -0.00050054 | 0.0065733 | 0.0065796 | 0.0065796 | 0.99025 | -0.11095 | 0.99024 | -0.1109 | 2.9907
44 | -6.0924 | -2.7968 | 6.0971 | 2.7484 | 0.0047319 | -0.048438 | 0.19369 | 0.19306 | 0.19369 | 0.99909 | -0.017069 | 1 | 0 | 23.0041
45 | 2.3713 | 1.1043 | -2.3477 | -1.0923 | 0.023538 | 0.012018 | 0.075581 | 0.075615 | 0.075615 | 0.99909 | -0.017069 | 0.98856 | -0.092642 | 36.007
46 | 0.25626 | 0.11051 | -0.25625 | -0.11445 | 1.4994e-05 | -0.0039494 | 0.0081337 | 0.00818 | 0.00818 | 0.99047 | -0.11156 | 0.99042 | -0.11116 | 3.7182
47 | 0.16025 | 0.067959 | -0.16024 | -0.068134 | 7.0497e-06 | -0.00017552 | 0.0050734 | 0.0050754 | 0.0050754 | 0.99042 | -0.11116 | 0.99037 | -0.11159 | 2.4169
48 | -0.13159 | -0.063732 | 0.13159 | 0.0637 | 3.4375e-08 | -3.2512e-05 | 0.0042806 | 0.0042802 | 0.0042806 | 0.98603 | -0.10092 | 0.98603 | -0.10093 | 1.9457
49 | 0.81003 | 0.36758 | -0.80977 | -0.37417 | 0.00026117 | -0.0065961 | 0.026042 | 0.026124 | 0.026124 | 0.98603 | -0.10093 | 0.98573 | -0.098462 | 11.8743
50 | -0.94162 | -0.43128 | 0.94182 | 0.43126 | 0.0002019 | -1.6639e-05 | 0.030321 | 0.030319 | 0.030321 | 0.98603 | -0.10093 | 0.98626 | -0.099216 | 14.4387
51 | 0.80977 | 0.37417 | -0.8097 | -0.37593 | 7.0042e-05 | -0.0017612 | 0.026124 | 0.026145 | 0.026145 | 0.98573 | -0.098462 | 0.98565 | -0.097782 | 11.8843
52 | 0.27029 | 0.13004 | -0.27029 | -0.13091 | 3.8253e-06 | -0.00086115 | 0.0087794 | 0.0087904 | 0.0087904 | 0.98626 | -0.099216 | 0.98624 | -0.099093 | 3.9956
53 | -1.2121 | -0.5613 | 1.2125 | 0.56137 | 0.00034878 | 6.9707e-05 | 0.039098 | 0.039096 | 0.039098 | 0.98626 | -0.099216 | 0.98656 | -0.096999 | 18.6179
54 | -1.4961 | -0.69445 | 1.4966 | 0.69461 | 0.00046791 | 0.00016197 | 0.048257 | 0.048256 | 0.048257 | 0.9867 | -0.098192 | 0.98703 | -0.0958 | 22.9798
55 | 1.4961 | 0.69445 | -1.4961 | -0.69468 | 3.2366e-05 | -0.00023238 | 0.048257 | 0.04826 | 0.04826 | 0.9867 | -0.098192 | 0.98668 | -0.098021 | 21.9366
56 | -1.6197 | -0.75421 | 1.6198 | 0.75312 | 0.00017968 | -0.0010937 | 0.052254 | 0.05224 | 0.052254 | 0.98703 | -0.0958 | 0.98713 | -0.096681 | 23.752
57 | 1.3698 | 0.63351 | -1.3697 | -0.63455 | 0.00012091 | -0.0010435 | 0.044155 | 0.044168 | 0.044168 | 0.98668 | -0.098021 | 0.9866 | -0.097328 | 20.0764
58 | 0.15715 | 0.07367 | -0.15715 | -0.075871 | 3.2794e-06 | -0.0022004 | 0.0050785 | 0.0051062 | 0.0051062 | 0.98656 | -0.096999 | 0.98654 | -0.096824 | 2.321
59 | -1.3696 | -0.63504 | 1.3697 | 0.63455 | 5.7343e-05 | -0.00049461 | 0.044174 | 0.044168 | 0.044174 | 0.98656 | -0.096999 | 0.9866 | -0.097328 | 20.0792
60 | -1.6198 | -0.75312 | 1.6201 | 0.75167 | 0.00023869 | -0.0014542 | 0.05224 | 0.052221 | 0.05224 | 0.98713 | -0.096681 | 0.98726 | -0.097847 | 23.7455
61 | 0.70868 | 0.32701 | -0.70858 | -0.33025 | 9.8725e-05 | -0.0032474 | 0.022859 | 0.022899 | 0.022899 | 0.98565 | -0.097782 | 0.98552 | -0.096684 | 10.4086
62 | 0.071307 | 0.034297 | -0.071305 | -0.034535 | 1.9681e-06 | -0.00023786 | 0.0023153 | 0.0023184 | 0.0023184 | 0.98654 | -0.096824 | 0.98651 | -0.097008 | 1.104
63 | 0.54898 | 0.25296 | -0.54886 | -0.25313 | 0.00011882 | -0.00017214 | 0.017705 | 0.017708 | 0.017708 | 0.98552 | -0.096684 | 0.9853 | -0.098376 | 8.4326
64 | 0.4414 | 0.20108 | -0.44134 | -0.20123 | 5.6848e-05 | -0.00014745 | 0.014211 | 0.014213 | 0.014213 | 0.9853 | -0.098376 | 0.98516 | -0.099419 | 6.7682
65 | -0.44133 | -0.2025 | 0.44134 | 0.20123 | 1.4873e-05 | -0.0012721 | 0.014229 | 0.014213 | 0.014229 | 0.98513 | -0.099162 | 0.98516 | -0.099419 | 6.4676
66 | 0.44133 | 0.2025 | -0.44129 | -0.20519 | 3.1582e-05 | -0.0026918 | 0.014229 | 0.014262 | 0.014262 | 0.98513 | -0.099162 | 0.98507 | -0.098603 | 6.4827
67 | 0.29055 | 0.13218 | -0.29052 | -0.13236 | 2.5145e-05 | -0.00017102 | 0.0093543 | 0.0093565 | 0.0093565 | 0.98507 | -0.098603 | 0.98497 | -0.099306 | 4.4555
68 | -0.12706 | -0.06154 | 0.12706 | 0.061514 | 2.5759e-08 | -2.6001e-05 | 0.0041381 | 0.0041378 | 0.0041381 | 0.98489 | -0.098563 | 0.98489 | -0.098565 | 1.881
69 | -0.12706 | -0.061514 | 0.12707 | 0.056489 | 4.8852e-06 | -0.0050251 | 0.0041378 | 0.0040758 | 0.0041378 | 0.98489 | -0.098565 | 0.98492 | -0.098869 | 1.8808
70 | -1.9021 | -0.88685 | 1.9026 | 0.88705 | 0.00044136 | 0.00019981 | 0.06135 | 0.061349 | 0.06135 | 0.98754 | -0.096537 | 0.98778 | -0.094788 | 29.2142
71 | 1.9021 | 0.88685 | -1.9017 | -0.88666 | 0.0004184 | 0.00018945 | 0.06135 | 0.061351 | 0.061351 | 0.98754 | -0.096537 | 0.9873 | -0.098195 | 29.2146
72 | -1.9026 | -0.88705 | 1.9029 | 0.88571 | 0.00030744 | -0.0013349 | 0.061349 | 0.061331 | 0.061349 | 0.98778 | -0.094788 | 0.98793 | -0.096075 | 27.8858
73 | 1.7841 | 0.82968 | -1.784 | -0.83007 | 7.8207e-05 | -0.00038871 | 0.057529 | 0.057534 | 0.057534 | 0.9873 | -0.098195 | 0.98726 | -0.097847 | 26.152
74 | -1.9029 | -0.88571 | 1.903 | 0.88507 | 0.0001472 | -0.00063959 | 0.061331 | 0.061323 | 0.061331 | 0.98793 | -0.096075 | 0.988 | -0.09669 | 27.8778
75 | -2.0678 | -0.96486 | 2.0689 | 0.9654 | 0.001114 | 0.00053373 | 0.066671 | 0.066669 | 0.066671 | 0.988 | -0.09669 | 0.98856 | -0.092642 | 31.748
76 | -0.16393 | -0.079394 | 0.16393 | 0.078405 | 1.606e-06 | -0.00098887 | 0.0053258 | 0.0053133 | 0.0053258 | 0.98726 | -0.097763 | 0.98726 | -0.097847 | 2.4208
77 | 0.2788 | 0.13407 | -0.27879 | -0.1349 | 3.863e-06 | -0.00082486 | 0.0090347 | 0.0090452 | 0.0090452 | 0.98845 | -0.091686 | 0.98844 | -0.091566 | 4.1115
78 | -0.2788 | -0.13407 | 0.27883 | 0.12693 | 3.3074e-05 | -0.0071421 | 0.0090347 | 0.0089462 | 0.0090347 | 0.98845 | -0.091686 | 0.98856 | -0.092642 | 4.1067
79 | 0.15581 | 0.075335 | -0.15581 | -0.07546 | 5.0065e-06 | -0.00012511 | 0.0050544 | 0.0050561 | 0.0050561 | 0.98844 | -0.091566 | 0.98841 | -0.091779 | 2.4077
80 | 9.8815 | 4.5229 | -9.8805 | -4.5263 | 0.001018 | -0.0033829 | 0.31372 | 0.31377 | 0.31377 | 1 | 0 | 0.99988 | -0.0022454 | 37.2646
81 | 0.10082 | 0.048547 | -0.10081 | -0.048827 | 4.5843e-06 | -0.00027986 | 0.0032621 | 0.0032656 | 0.0032656 | 0.99024 | -0.1109 | 0.99019 | -0.1112 | 1.5551
82 | 0.16024 | 0.068134 | -0.16023 | -0.073807 | 8.4423e-06 | -0.0056724 | 0.0050754 | 0.0051424 | 0.0051424 | 0.99037 | -0.11159 | 0.99032 | -0.11122 | 2.3374
83 | 0.075789 | 0.03422 | -0.075789 | -0.036706 | 8.4339e-07 | -0.0024862 | 0.002424 | 0.0024547 | 0.0024547 | 0.99032 | -0.11122 | 0.99031 | -0.11113 | 1.1158
84 | 0.084442 | 0.039587 | -0.084427 | -0.04089 | 1.4852e-05 | -0.0013031 | 0.0027185 | 0.002735 | 0.002735 | 0.99032 | -0.11122 | 0.99014 | -0.11245 | 1.3024
85 | -0.46628 | -0.20501 | 0.4663 | 0.20321 | 2.2943e-05 | -0.0018 | 0.014891 | 0.01487 | 0.014891 | 0.98742 | -0.40554 | 0.98747 | -0.40588 | 6.7688
86 | 0.35844 | 0.15278 | -0.35832 | -0.15333 | 0.00012339 | -0.0005433 | 0.011391 | 0.011399 | 0.011399 | 0.98742 | -0.40554 | 0.98706 | -0.40887 | 5.4279
87 | -0.4663 | -0.20321 | 0.46648 | 0.18907 | 0.00017788 | -0.014137 | 0.01487 | 0.014709 | 0.01487 | 0.98747 | -0.40588 | 0.98783 | -0.40818 | 6.7591
88 | 0.35832 | 0.15333 | -0.35826 | -0.16176 | 6.3615e-05 | -0.0084381 | 0.011399 | 0.011498 | 0.011498 | 0.98706 | -0.40887 | 0.98689 | -0.40765 | 5.2264
89 | -0.75782 | -0.33006 | 0.75801 | 0.32439 | 0.00019095 | -0.0056719 | 0.024155 | 0.024089 | 0.024155 | 0.98783 | -0.40818 | 0.98806 | -0.40982 | 10.9797
90 | 0.29134 | 0.14098 | -0.29134 | -0.1411 | 6.0701e-07 | -0.00011822 | 0.0094583 | 0.0094598 | 0.0094598 | 0.98783 | -0.40818 | 0.98783 | -0.40816 | 4.2999
91 | 0.28753 | 0.12751 | -0.28745 | -0.12808 | 7.989e-05 | -0.00056519 | 0.0092004 | 0.0092078 | 0.0092078 | 0.98689 | -0.40765 | 0.9866 | -0.41007 | 4.3846
92 | -0.12856 | -0.062265 | 0.12857 | 0.051933 | 1.0063e-05 | -0.010332 | 0.0041802 | 0.0040575 | 0.0041802 | 0.98646 | -0.41022 | 0.98653 | -0.41078 | 1.9001
93 | -0.12857 | -0.051933 | 0.12858 | 0.051609 | 8.2903e-06 | -0.0003235 | 0.0040575 | 0.0040539 | 0.0040575 | 0.98653 | -0.41078 | 0.9866 | -0.41007 | 1.9321
94 | 8.3447 | 3.7558 | -8.3412 | -3.7729 | 0.0035809 | -0.017103 | 0.26736 | 0.2676 | 0.2676 | 0.98806 | -0.40982 | 0.98757 | -0.41936 | 31.7818
95 | -9.1027 | -4.0802 | 9.1032 | 4.0783 | 0.00049389 | -0.001917 | 0.29144 | 0.29141 | 0.29144 | 0.98806 | -0.40982 | 0.98813 | -0.40861 | 34.6131
96 | 0.072963 | 0.034859 | -0.072958 | -0.035335 | 4.121e-06 | -0.00047629 | 0.002366 | 0.0023721 | 0.0023721 | 0.9866 | -0.41007 | 0.98654 | -0.41045 | 1.1296
97 | 8.3412 | 3.7729 | -8.3396 | -3.7805 | 0.0016022 | -0.0076338 | 0.2676 | 0.26771 | 0.26771 | 0.98757 | -0.41936 | 0.98734 | -0.42361 | 31.7948
98 | -9.4776 | -4.2596 | 9.4778 | 4.2589 | 0.00020519 | -0.00071939 | 0.30356 | 0.30355 | 0.30356 | 0.98813 | -0.40861 | 0.98815 | -0.40812 | 36.0525
99 | 0.38349 | 0.1857 | -0.38348 | -0.18573 | 9.276e-06 | -3.3228e-05 | 0.012458 | 0.012458 | 0.012458 | 0.98734 | -0.42361 | 0.98732 | -0.42377 | 5.9325
100 | 7.9561 | 3.5948 | -7.9541 | -3.6053 | 0.0019625 | -0.010447 | 0.25526 | 0.25541 | 0.25541 | 0.98734 | -0.42361 | 0.98706 | -0.42907 | 30.3333
101 | 0.19501 | 0.094379 | -0.19501 | -0.094446 | 1.5395e-07 | -6.6763e-05 | 0.006336 | 0.0063369 | 0.0063369 | 0.98706 | -0.42907 | 0.98706 | -0.42906 | 2.8804
102 | 7.411 | 3.3492 | -7.4072 | -3.3733 | 0.0038592 | -0.02415 | 0.23785 | 0.23818 | 0.23818 | 0.98706 | -0.42907 | 0.98645 | -0.44056 | 28.2878
103 | 0.34806 | 0.16171 | -0.34801 | -0.16851 | 4.9603e-05 | -0.0067932 | 0.011224 | 0.01131 | 0.01131 | 0.98706 | -0.42907 | 0.98693 | -0.42789 | 5.1408
104 | 7.4072 | 3.3733 | -7.4035 | -3.3965 | 0.0037131 | -0.023131 | 0.23818 | 0.23851 | 0.23851 | 0.98645 | -0.44056 | 0.98587 | -0.45152 | 28.3262
105 | 0.34801 | 0.16851 | -0.348 | -0.16855 | 8.9203e-06 | -3.9922e-05 | 0.01131 | 0.01131 | 0.01131 | 0.98693 | -0.42789 | 0.9869 | -0.42805 | 5.3859
106 | -0.17679 | -0.085625 | 0.1768 | 0.085534 | 4.7788e-06 | -9.0978e-05 | 0.0057537 | 0.0057525 | 0.0057537 | 0.98556 | -0.45696 | 0.98559 | -0.45679 | 2.7399
107 | -6.9092 | -3.1702 | 6.9109 | 3.158 | 0.0016703 | -0.012145 | 0.22265 | 0.22249 | 0.22265 | 0.98559 | -0.45679 | 0.98587 | -0.45152 | 26.4433
108 | 6.7324 | 3.0846 | -6.7282 | -3.0792 | 0.004199 | 0.0054502 | 0.2169 | 0.21691 | 0.21691 | 0.98559 | -0.45679 | 0.98475 | -0.48604 | 26.4523
109 | 0.25412 | 0.12302 | -0.25411 | -0.12307 | 5.8205e-06 | -5.1813e-05 | 0.0082669 | 0.0082676 | 0.0082676 | 0.98587 | -0.45152 | 0.98585 | -0.45167 | 3.937
110 | 0.23846 | 0.11544 | -0.23846 | -0.11549 | 4.9458e-06 | -5.0418e-05 | 0.0077576 | 0.0077583 | 0.0077583 | 0.98587 | -0.45152 | 0.98585 | -0.45165 | 3.6944
111 | 0.076178 | 0.03675 | -0.076178 | -0.036895 | 5.1157e-08 | -0.00014423 | 0.0024794 | 0.0024812 | 0.0024812 | 0.98475 | -0.48604 | 0.98475 | -0.48603 | 1.1278
112 | 1.1596 | 0.53634 | -1.1596 | -0.55379 | 6.1031e-05 | -0.017456 | 0.037454 | 0.037672 | 0.037672 | 0.98475 | -0.48604 | 0.98469 | -0.48714 | 4.4741
113 | 5.4924 | 2.5061 | -5.4894 | -2.5417 | 0.0029746 | -0.035595 | 0.17698 | 0.17745 | 0.17745 | 0.98475 | -0.48604 | 0.98412 | -0.49778 | 21.0743
114 | 0.12171 | 0.058699 | -0.12171 | -0.058949 | 2.2654e-07 | -0.00025005 | 0.0039615 | 0.0039647 | 0.0039647 | 0.98469 | -0.48714 | 0.98469 | -0.48713 | 1.8021
115 | 1.0378 | 0.49509 | -1.0377 | -0.49584 | 0.00015798 | -0.00074975 | 0.033711 | 0.033723 | 0.033723 | 0.98469 | -0.48714 | 0.98448 | -0.49404 | 4.1126
116 | 5.4894 | 2.5417 | -5.4894 | -2.5419 | 2.1943e-05 | -0.00026163 | 0.17745 | 0.17745 | 0.17745 | 0.98412 | -0.49778 | 0.98412 | -0.49787 | 21.0747
117 | 0.77823 | 0.37018 | -0.77818 | -0.3702 | 4.7482e-05 | -1.8542e-05 | 0.02527 | 0.02527 | 0.02527 | 0.98448 | -0.49404 | 0.98442 | -0.49447 | 12.0336
118 | 5.0854 | 2.3463 | -5.0834 | -2.3439 | 0.002002 | 0.002377 | 0.16429 | 0.16429 | 0.16429 | 0.98412 | -0.49787 | 0.98358 | -0.51622 | 20.0355
119 | 0.41888 | 0.1964 | -0.41885 | -0.19898 | 2.7616e-05 | -0.002586 | 0.013567 | 0.013599 | 0.013599 | 0.98442 | -0.49447 | 0.98436 | -0.49392 | 6.1814
120 | 0.35931 | 0.1738 | -0.35926 | -0.174 | 4.6711e-05 | -0.00019206 | 0.011704 | 0.011707 | 0.011707 | 0.98442 | -0.49447 | 0.98428 | -0.49532 | 5.5749
121 | 4.8082 | 2.2108 | -4.807 | -2.2299 | 0.001208 | -0.019078 | 0.15532 | 0.15557 | 0.15557 | 0.98358 | -0.51622 | 0.98329 | -0.52164 | 18.4761
122 | 0.2752 | 0.13315 | -0.2752 | -0.13328 | 1.5963e-06 | -0.00013699 | 0.0089725 | 0.0089743 | 0.0089743 | 0.98358 | -0.51622 | 0.98358 | -0.51648 | 1.0944
123 | 4.807 | 2.2299 | -4.8069 | -2.2297 | 0.00017115 | 0.00019813 | 0.15557 | 0.15557 | 0.15557 | 0.98329 | -0.52164 | 0.98325 | -0.52329 | 18.9719
124 | -0.37682 | -0.1825 | 0.37683 | 0.18149 | 8.9271e-06 | -0.0010168 | 0.012302 | 0.012289 | 0.012302 | 0.98248 | -0.53183 | 0.9825 | -0.53204 | 5.5919
125 | -0.37683 | -0.18149 | 0.37684 | 0.18059 | 7.8293e-06 | -0.00089354 | 0.012289 | 0.012278 | 0.012289 | 0.9825 | -0.53204 | 0.98252 | -0.53222 | 5.586
126 | -0.5068 | -0.24354 | 0.50682 | 0.24274 | 1.265e-05 | -0.00079698 | 0.01652 | 0.01651 | 0.01652 | 0.98252 | -0.53222 | 0.98254 | -0.53243 | 7.5093
127 | -0.58564 | -0.2783 | 0.58576 | 0.2726 | 0.00012004 | -0.0056982 | 0.01905 | 0.018979 | 0.01905 | 0.98254 | -0.53243 | 0.98273 | -0.5341 | 8.6593
128 | 0.078828 | 0.035556 | -0.078827 | -0.03675 | 4.4917e-07 | -0.0011944 | 0.0025407 | 0.0025553 | 0.0025553 | 0.98254 | -0.53243 | 0.98254 | -0.53239 | 1.1615
129 | -0.84178 | -0.39523 | 0.84185 | 0.39364 | 6.9233e-05 | -0.0015833 | 0.027317 | 0.027297 | 0.027317 | 0.98273 | -0.5341 | 0.98281 | -0.53476 | 12.4168
130 | 0.25602 | 0.12263 | -0.25601 | -0.12399 | 5.5097e-06 | -0.0013641 | 0.0083386 | 0.008356 | 0.008356 | 0.98273 | -0.5341 | 0.98271 | -0.53391 | 3.7982
131 | 0.078827 | 0.03675 | -0.078827 | -0.038177 | 5.4352e-07 | -0.001427 | 0.0025553 | 0.0025733 | 0.0025733 | 0.98254 | -0.53239 | 0.98253 | -0.53233 | 1.1697
132 | -0.19863 | -0.096201 | 0.19863 | 0.094507 | 4.1126e-06 | -0.0016941 | 0.0064835 | 0.006462 | 0.0064835 | 0.98265 | -0.53901 | 0.98267 | -0.53919 | 2.947
133 | 2.4791 | 1.137 | -2.4791 | -1.1399 | 4.6669e-05 | -0.0028866 | 0.080123 | 0.080159 | 0.080159 | 0.98267 | -0.53919 | 0.98265 | -0.5396 | 9.52
134 | -2.8778 | -1.3284 | 2.8779 | 1.3285 | 0.00011398 | 7.2805e-05 | 0.093111 | 0.09311 | 0.093111 | 0.98267 | -0.53919 | 0.98273 | -0.53734 | 11.3551
135 | 0.615 | 0.29194 | -0.615 | -0.2938 | 1.8482e-06 | -0.001859 | 0.019999 | 0.020023 | 0.020023 | 0.98265 | -0.5396 | 0.98265 | -0.53966 | 2.378
136 | 1.8641 | 0.84798 | -1.864 | -0.85166 | 6.8673e-05 | -0.0036837 | 0.060161 | 0.060207 | 0.060207 | 0.98265 | -0.5396 | 0.98261 | -0.53978 | 9.4368
137 | -3.0129 | -1.3939 | 3.0129 | 1.3927 | 2.7752e-05 | -0.0011514 | 0.097516 | 0.097501 | 0.097516 | 0.98273 | -0.53734 | 0.98274 | -0.53715 | 11.5814
138 | -4.3816 | -2.0258 | 4.3817 | 2.0234 | 0.00012485 | -0.0023932 | 0.14175 | 0.14172 | 0.14175 | 0.98308 | -0.52861 | 0.98311 | -0.528 | 16.8347
139 | 4.2818 | 1.9775 | -4.2816 | -1.9773 | 0.0002292 | 0.00024796 | 0.13849 | 0.1385 | 0.1385 | 0.98308 | -0.52861 | 0.983 | -0.5311 | 16.8897
140 | -4.4911 | -2.0764 | 4.4915 | 2.0768 | 0.00033731 | 0.00037617 | 0.14529 | 0.14529 | 0.14529 | 0.98311 | -0.528 | 0.98321 | -0.5245 | 17.7181
141 | 4.1857 | 1.9309 | -4.1854 | -1.9373 | 0.00030477 | -0.0064254 | 0.13537 | 0.13545 | 0.13545 | 0.983 | -0.5311 | 0.98292 | -0.53267 | 16.0869
142 | -4.7246 | -2.1898 | 4.7248 | 2.1899 | 0.00012376 | 0.00014201 | 0.15289 | 0.15289 | 0.15289 | 0.98321 | -0.5245 | 0.98325 | -0.52329 | 18.6454
143 | 4.0726 | 1.8827 | -4.0724 | -1.8876 | 0.00022211 | -0.004953 | 0.13177 | 0.13184 | 0.13184 | 0.98292 | -0.53267 | 0.98286 | -0.53384 | 15.6574
144 | 0.50265 | 0.23939 | -0.50265 | -0.24185 | 1.6388e-06 | -0.0024635 | 0.016356 | 0.016387 | 0.016387 | 0.98265 | -0.53966 | 0.98264 | -0.53973 | 1.9462
145 | 0.15485 | 0.074483 | -0.15485 | -0.074996 | 7.5822e-07 | -0.0005129 | 0.0050481 | 0.0050546 | 0.0050546 | 0.98261 | -0.53978 | 0.98261 | -0.53974 | 2.2976
146 | 1.7092 | 0.77718 | -1.7092 | -0.77809 | 1.4148e-05 | -0.00090479 | 0.05516 | 0.055171 | 0.055171 | 0.98261 | -0.53978 | 0.98261 | -0.53983 | 8.6475
147 | -3.0129 | -1.3927 | 3.0129 | 1.3926 | 3.1541e-06 | -0.00013087 | 0.097501 | 0.0975 | 0.097501 | 0.98274 | -0.53715 | 0.98274 | -0.53712 | 11.5797
148 | 0.28454 | 0.13778 | -0.28454 | -0.13781 | 3.673e-07 | -2.9332e-05 | 0.0092874 | 0.0092878 | 0.0092878 | 0.98264 | -0.53973 | 0.98264 | -0.53978 | 1.1327
149 | 0.21811 | 0.10407 | -0.21811 | -0.10414 | 5.004e-07 | -6.8895e-05 | 0.0070996 | 0.0071005 | 0.0071005 | 0.98264 | -0.53973 | 0.98264 | -0.53983 | 0.86591
150 | 1.7092 | 0.77809 | -1.7091 | -0.77893 | 1.3194e-05 | -0.00084341 | 0.055171 | 0.055181 | 0.055181 | 0.98261 | -0.53983 | 0.9826 | -0.53987 | 8.6491
151 | 1.444 | 0.6505 | -1.4439 | -0.65267 | 2.407e-05 | -0.0021681 | 0.046528 | 0.046554 | 0.046554 | 0.9826 | -0.53987 | 0.98258 | -0.53996 | 7.2969
152 | -9.4778 | -4.2589 | 9.5596 | 4.3708 | 0.081732 | 0.11196 | 0.30355 | 0.30347 | 0.30355 | 0.98815 | -0.40812 | 0.99988 | -0.0022454 | 37.0184
153 | 0.227 | 0.10959 | -0.227 | -0.10994 | 1.1129e-06 | -0.00035238 | 0.0073924 | 0.0073969 | 0.0073969 | 0.98436 | -0.49392 | 0.98435 | -0.49388 | 3.3622
154 | 0.19185 | 0.089393 | -0.19184 | -0.0911 | 3.8116e-06 | -0.0017075 | 0.006207 | 0.0062283 | 0.0062283 | 0.98436 | -0.49392 | 0.98434 | -0.49376 | 2.831
155 | 3.1394 | 1.4539 | -3.1393 | -1.4538 | 0.00015948 | 0.00012256 | 0.10162 | 0.10162 | 0.10162 | 0.98281 | -0.53476 | 0.98274 | -0.53712 | 12.3929
156 | -3.9813 | -1.8475 | 3.9814 | 1.8435 | 0.00017122 | -0.0039993 | 0.12892 | 0.12887 | 0.12892 | 0.98281 | -0.53476 | 0.98286 | -0.53384 | 15.3109
157 | -0.071069 | -0.03442 | 0.071069 | 0.034075 | 1.077e-07 | -0.00034567 | 0.0023208 | 0.0023164 | 0.0023208 | 0.98223 | -0.54089 | 0.98223 | -0.54091 | 1.0549
158 | -0.071069 | -0.034075 | 0.07107 | 0.032972 | 3.4093e-07 | -0.0011029 | 0.0023164 | 0.0023025 | 0.0023164 | 0.98223 | -0.54091 | 0.98224 | -0.54094 | 1.0529
159 | -0.15297 | -0.07264 | 0.15298 | 0.071271 | 1.9584e-06 | -0.0013684 | 0.0049769 | 0.0049598 | 0.0049769 | 0.98224 | -0.54094 | 0.98225 | -0.54105 | 2.2622
160 | -0.15298 | -0.071271 | 0.15298 | 0.067948 | 4.7003e-06 | -0.0033231 | 0.0049598 | 0.0049193 | 0.0049598 | 0.98225 | -0.54105 | 0.98228 | -0.54128 | 2.2545
161 | -0.15298 | -0.067948 | 0.15298 | 0.067035 | 1.2787e-06 | -0.00091345 | 0.0049193 | 0.0049085 | 0.0049193 | 0.98228 | -0.54128 | 0.98229 | -0.54134 | 2.2361
162 | -0.2836 | -0.13029 | 0.2836 | 0.12905 | 6.0698e-06 | -0.0012454 | 0.0091718 | 0.0091566 | 0.0091718 | 0.98229 | -0.54134 | 0.98231 | -0.5415 | 4.169
163 | -0.23388 | -0.11327 | 0.23388 | 0.11279 | 1.6232e-06 | -0.00048045 | 0.0076359 | 0.0076298 | 0.0076359 | 0.98243 | -0.53998 | 0.98244 | -0.54004 | 3.4709
164 | -0.23388 | -0.11279 | 0.2339 | 0.1093 | 1.1729e-05 | -0.0034949 | 0.0076298 | 0.0075857 | 0.0076298 | 0.98244 | -0.54004 | 0.98248 | -0.54046 | 3.4681
165 | 0.14054 | 0.067335 | -0.14053 | -0.068064 | 8.874e-07 | -0.00072898 | 0.0045787 | 0.004588 | 0.004588 | 0.98248 | -0.54046 | 0.98248 | -0.5404 | 2.0855
166 | 0.82702 | 0.37522 | -0.82692 | -0.38438 | 9.6287e-05 | -0.0091613 | 0.026684 | 0.026797 | 0.026797 | 0.98248 | -0.54046 | 0.98236 | -0.54193 | 7.4025
167 | -1.2015 | -0.55185 | 1.2016 | 0.53681 | 0.00011559 | -0.015043 | 0.038847 | 0.038664 | 0.038847 | 0.98248 | -0.54046 | 0.98258 | -0.53996 | 6.0889
168 | 0.68096 | 0.31608 | -0.68092 | -0.31738 | 3.7e-05 | -0.0013001 | 0.022061 | 0.022077 | 0.022077 | 0.98236 | -0.54193 | 0.98231 | -0.5415 | 10.0352
169 | 0.14597 | 0.0683 | -0.14596 | -0.069773 | 1.9217e-06 | -0.0014726 | 0.0047357 | 0.0047542 | 0.0047542 | 0.98236 | -0.54193 | 0.98234 | -0.54182 | 2.161
170 | 0.24238 | 0.11586 | -0.24237 | -0.11722 | 4.9223e-06 | -0.0013599 | 0.0078926 | 0.0079099 | 0.0079099 | 0.98258 | -0.53996 | 0.98256 | -0.53978 | 3.5954
171 | 0.39732 | 0.18833 | -0.3973 | -0.19005 | 1.6704e-05 | -0.0017186 | 0.012921 | 0.012943 | 0.012943 | 0.98231 | -0.5415 | 0.98227 | -0.54115 | 5.8833
172 | 0.072424 | 0.034155 | -0.072423 | -0.035076 | 2.969e-07 | -0.0009208 | 0.0023531 | 0.0023647 | 0.0023647 | 0.98234 | -0.54182 | 0.98234 | -0.54179 | 1.0749
173 | 0.24237 | 0.11722 | -0.24237 | -0.11739 | 5.9938e-07 | -0.00016519 | 0.0079099 | 0.0079121 | 0.0079121 | 0.98256 | -0.53978 | 0.98256 | -0.53976 | 3.5964
174 | 0.13134 | 0.062783 | -0.13134 | -0.063613 | 8.8259e-07 | -0.00082974 | 0.0042783 | 0.0042889 | 0.0042889 | 0.98227 | -0.54115 | 0.98226 | -0.54109 | 1.9495
175 | 0.26596 | 0.12726 | -0.26596 | -0.12747 | 8.8422e-07 | -0.0002029 | 0.0086649 | 0.0086675 | 0.0086675 | 0.98227 | -0.54115 | 0.98226 | -0.54112 | 3.9398
176 | 0.077595 | 0.03696 | -0.077595 | -0.037581 | 2.3051e-07 | -0.00062141 | 0.0025259 | 0.0025338 | 0.0025338 | 0.98226 | -0.54112 | 0.98226 | -0.54109 | 1.1517
177 | 0.18836 | 0.090507 | -0.18836 | -0.091227 | 1.5778e-06 | -0.00072024 | 0.0061416 | 0.0061508 | 0.0061508 | 0.98226 | -0.54112 | 0.98226 | -0.54105 | 2.7958
178 | -0.19184 | -0.091147 | 0.19184 | 0.0911 | 1.0442e-07 | -4.6601e-05 | 0.0062289 | 0.0062283 | 0.0062289 | 0.98434 | -0.49376 | 0.98434 | -0.49376 | 2.8313
179 | 0.085616 | 0.039699 | -0.085616 | -0.040188 | 2.1656e-07 | -0.00048878 | 0.0027676 | 0.0027737 | 0.0027737 | 0.98434 | -0.49376 | 0.98434 | -0.49374 | 1.2608
180 | 0.085616 | 0.040188 | -0.085616 | -0.041146 | 4.2735e-07 | -0.00095828 | 0.0027737 | 0.0027858 | 0.0027858 | 0.98434 | -0.49374 | 0.98433 | -0.4937 | 1.2663
181 | 0.085616 | 0.041146 | -0.085616 | -0.041466 | 1.4333e-07 | -0.00031955 | 0.0027858 | 0.0027898 | 0.0027898 | 0.98433 | -0.4937 | 0.98433 | -0.49368 | 1.2681
182 | 0.21811 | 0.10414 | -0.21811 | -0.10506 | 2.6958e-06 | -0.00092106 | 0.0071005 | 0.0071122 | 0.0071122 | 0.98264 | -0.53983 | 0.98263 | -0.53972 | 3.2328
183 | 0.21811 | 0.10506 | -0.21811 | -0.10563 | 1.6797e-06 | -0.00057234 | 0.0071122 | 0.0071195 | 0.0071195 | 0.98263 | -0.53972 | 0.98262 | -0.53966 | 3.2361
184 | -0.29051 | -0.13558 | 0.29052 | 0.13236 | 1.6348e-05 | -0.0032215 | 0.0093961 | 0.0093565 | 0.0093961 | 0.98492 | -0.098869 | 0.98497 | -0.099306 | 4.271
185 | 0.16344 | 0.079088 | -0.16343 | -0.079154 | 2.9842e-06 | -6.6611e-05 | 0.0053216 | 0.0053225 | 0.0053225 | 0.98492 | -0.098869 | 0.9849 | -0.098989 | 2.5345

## res_trafo
| p_hv_mw | q_hv_mvar | p_lv_mw | q_lv_mvar | pl_mw | ql_mvar | i_hv_ka | i_lv_ka | vm_hv_pu | va_hv_degree | vm_lv_pu | va_lv_degree | loading_percent
0 | 2.6518e-14 | 1.7507e-14 | 0.013999 | 0.0105 | 0.013999 | 0.0105 | 1.6678e-16 | 0.00050517 | 0.99997 | 149.9981 | 1 | 0 | 0.069998

## res_ext_grid
| p_mw | q_mvar
0 | 15.9926 | 7.2817

## res_load
| p_mw | q_mvar
0 | 0.14294 | 0.069228
1 | 0.091948 | 0.044532
2 | 0.11055 | 0.053543
3 | 0.080669 | 0.03907
4 | 0.14842 | 0.071883
5 | 0.086515 | 0.041901
6 | 0.32364 | 0.15675
7 | 0.15993 | 0.077457
8 | 0.14579 | 0.07061
9 | 0.11344 | 0.05494
10 | 0.1328 | 0.064317
11 | 0.15661 | 0.075848
12 | 0.15112 | 0.07319
13 | 0.12175 | 0.058968
14 | 0.11125 | 0.053881
15 | 0.16311 | 0.078996
16 | 0.14829 | 0.071819
17 | 0.15716 | 0.076115
18 | 0.14228 | 0.068907
19 | 0.14266 | 0.069095
20 | 0.11957 | 0.057909
21 | 0.13191 | 0.063888
22 | 0.14987 | 0.072584
23 | 0.096002 | 0.046496
24 | 0.13159 | 0.063732
25 | 0.12306 | 0.0596
26 | 0.12632 | 0.061178
27 | 0.27029 | 0.13091
28 | 0.10102 | 0.048926
29 | 0.085839 | 0.041574
30 | 0.1596 | 0.077297
31 | 0.071305 | 0.034535
32 | 0.10746 | 0.052047
33 | 0.15075 | 0.07301
34 | 0.12706 | 0.06154
35 | 0.11764 | 0.056976
36 | 0.16475 | 0.079793
37 | 0.16393 | 0.079394
38 | 0.12298 | 0.059563
39 | 0.15581 | 0.07546
40 | 0.10242 | 0.049605
41 | 0.10081 | 0.048827
42 | 0.075789 | 0.036706
43 | 0.084427 | 0.04089
44 | 0.10784 | 0.052228
45 | 0.070727 | 0.034255
46 | 0.12856 | 0.062265
47 | 0.29134 | 0.1411
48 | 0.085908 | 0.041607
49 | 0.072958 | 0.035335
50 | 0.37438 | 0.18132
51 | 0.38348 | 0.18573
52 | 0.19501 | 0.094446
53 | 0.17679 | 0.085625
54 | 0.25411 | 0.12307
55 | 0.23846 | 0.11549
56 | 0.076178 | 0.036895
57 | 0.12171 | 0.058949
58 | 0.25946 | 0.12566
59 | 0.40397 | 0.19565
60 | 0.348 | 0.16855
61 | 0.2752 | 0.13328
62 | 0.37682 | 0.1825
63 | 0.12996 | 0.062944
64 | 0.19863 | 0.096201
65 | 0.20001 | 0.096869
66 | 0.135 | 0.065382
67 | 0.099745 | 0.048309
68 | 0.10947 | 0.053018
69 | 0.095828 | 0.046412
70 | 0.23317 | 0.11293
71 | 0.1128 | 0.054629
72 | 0.11235 | 0.054414
73 | 0.082093 | 0.03976
74 | 0.15485 | 0.074996
75 | 0.26517 | 0.12843
76 | 0.32095 | 0.15545
77 | 0.35926 | 0.174
78 | 0.25601 | 0.12399
79 | 0.078827 | 0.038177
80 | 0.12633 | 0.061186
81 | 0.090992 | 0.04407
82 | 0.071069 | 0.03442
83 | 0.081904 | 0.039668
84 | 0.13061 | 0.063259
85 | 0.23388 | 0.11327
86 | 0.14053 | 0.068064
87 | 0.073541 | 0.035617
88 | 0.24237 | 0.11739
89 | 0.13134 | 0.063613
90 | 0.072423 | 0.035076
91 | 0.18836 | 0.091227
92 | 0.077595 | 0.037581
93 | 0.10623 | 0.051448
94 | 0.227 | 0.10994
95 | 0.085616 | 0.041466
96 | 0.28454 | 0.13781
97 | 0.21811 | 0.10563
98 | 0.16343 | 0.079154

## dtypes
| element | column | dtype
0 | bus | name | object
1 | bus | vn_kv | float64
2 | bus | type | object
3 | bus | zone | object
4 | bus | in_service | bool
5 | load | name | object
6 | load | bus | uint32
7 | load | p_mw | float64
8 | load | q_mvar | float64
9 | load | const_z_percent | float64
10 | load | const_i_percent | float64
11 | load | sn_mva | float64
12 | load | scaling | float64
13 | load | in_service | bool
14 | load | type | object
15 | ext_grid | name | object
16 | ext_grid | bus | uint32
17 | ext_grid | vm_pu | float64
18 | ext_grid | va_degree | float64
19 | ext_grid | slack_weight | float64
20 | ext_grid | in_service | bool
21 | line | name | object
22 | line | std_type | object
23 | line | from_bus | uint32
24 | line | to_bus | uint32
25 | line | length_km | float64
26 | line | r_ohm_per_km | float64
27 | line | x_ohm_per_km | float64
28 | line | c_nf_per_km | float64
29 | line | g_us_per_km | float64
30 | line | max_i_ka | float64
31 | line | df | float64
32 | line | parallel | uint32
33 | line | type | object
34 | line | in_service | bool
35 | trafo | name | object
36 | trafo | std_type | object
37 | trafo | hv_bus | uint32
38 | trafo | lv_bus | uint32
39 | trafo | sn_mva | float64
40 | trafo | vn_hv_kv | float64
41 | trafo | vn_lv_kv | float64
42 | trafo | vk_percent | float64
43 | trafo | vkr_percent | float64
44 | trafo | pfe_kw | float64
45 | trafo | i0_percent | float64
46 | trafo | shift_degree | float64
47 | trafo | tap_side | object
48 | trafo | tap_neutral | int32
49 | trafo | tap_min | int32
50 | trafo | tap_max | int32
51 | trafo | tap_step_percent | float64
52 | trafo | tap_step_degree | float64
53 | trafo | tap_pos | int32
54 | trafo | tap_phase_shifter | bool
55 | trafo | parallel | uint32
56 | trafo | df | float64
57 | trafo | in_service | bool
58 | bus_geodata | x | float64
59 | bus_geodata | y | float64
60 | bus_geodata | coords | object
61 | res_bus | vm_pu | float64
62 | res_bus | va_degree | float64
63 | res_bus | p_mw | float64
64 | res_bus | q_mvar | float64
65 | res_line | p_from_mw | float64
66 | res_line | q_from_mvar | float64
67 | res_line | p_to_mw | float64
68 | res_line | q_to_mvar | float64
69 | res_line | pl_mw | float64
70 | res_line | ql_mvar | float64
71 | res_line | i_from_ka | float64
72 | res_line | i_to_ka | float64
73 | res_line | i_ka | float64
74 | res_line | vm_from_pu | float64
75 | res_line | va_from_degree | float64
76 | res_line | vm_to_pu | float64
77 | res_line | va_to_degree | float64
78 | res_line | loading_percent | float64
79 | res_trafo | p_hv_mw | float64
80 | res_trafo | q_hv_mvar | float64
81 | res_trafo | p_lv_mw | float64
82 | res_trafo | q_lv_mvar | float64
83 | res_trafo | pl_mw | float64
84 | res_trafo | ql_mvar | float64
85 | res_trafo | i_hv_ka | float64
86 | res_trafo | i_lv_ka | float64
87 | res_trafo | vm_hv_pu | float64
88 | res_trafo | va_hv_degree | float64
89 | res_trafo | vm_lv_pu | float64
90 | res_trafo | va_lv_degree | float64
91 | res_trafo | loading_percent | float64
92 | res_ext_grid | p_mw | float64
93 | res_ext_grid | q_mvar | float64
94 | res_load | p_mw | float64
95 | res_load | q_mvar | float64

## parameters
| version | format_version | converged | OPF_converged | name | f_hz | sn_mva
0 | 2.14.6 | 2.14.0 | TRUE | FALSE |  | 50 | 1