## bus
| name | vn_kv | type | zone | in_service
0 | bus_MV_204_0_node_0 | 20 | n |  | TRUE
1 | bus_MV_204_0_node_1 | 20 | n |  | TRUE
2 | bus_MV_204_0_node_27 | 20 | n |  | TRUE
3 | bus_MV_204_0_node_2 | 20 | n |  | TRUE
4 | bus_MV_204_0_node_3 | 20 | n |  | TRUE
5 | bus_MV_204_0_node_28 | 20 | n |  | TRUE
6 | bus_MV_204_0_node_201 | 20 | n |  | TRUE
7 | bus_MV_204_0_node_26 | 20 | n |  | TRUE
8 | bus_MV_204_0_node_4 | 20 | n |  | TRUE
9 | bus_MV_204_0_node_9 | 20 | n |  | TRUE
10 | bus_MV_204_0_node_10 | 20 | n |  | TRUE
11 | bus_MV_204_0_node_8 | 20 | n |  | TRUE
12 | bus_MV_204_0_node_5 | 20 | n |  | TRUE
13 | bus_MV_204_0_node_6 | 20 | n |  | TRUE
14 | bus_MV_204_0_node_11 | 20 | n |  | TRUE
15 | bus_MV_204_0_node_45 | 20 | n |  | TRUE
16 | bus_MV_204_0_node_12 | 20 | n |  | TRUE
17 | bus_MV_204_0_node_13 | 20 | n |  | TRUE
18 | bus_MV_204_0_node_14 | 20 | n |  | TRUE
19 | bus_MV_204_0_node_15 | 20 | n |  | TRUE
20 | bus_MV_204_0_node_64 | 20 | n |  | TRUE
21 | bus_MV_204_0_node_200 | 20 | n |  | TRUE
22 | bus_MV_204_0_node_22 | 20 | n |  | TRUE
23 | bus_MV_204_0_node_23 | 20 | n |  | TRUE
24 | bus_MV_204_0_node_24 | 20 | n |  | TRUE
25 | bus_MV_204_0_node_25 | 20 | n |  | TRUE
26 | bus_MV_204_0_node_203 | 20 | n |  | TRUE
27 | bus_MV_204_0_node_199 | 20 | n |  | TRUE
28 | bus_MV_204_0_node_16 | 20 | n |  | TRUE
29 | bus_MV_204_0_node_18 | 20 | n |  | TRUE
30 | bus_MV_204_0_node_20 | 20 | n |  | TRUE
31 | bus_MV_204_0_node_21 | 20 | n |  | TRUE
32 | bus_MV_204_0_node_205 | 20 | n |  | TRUE
33 | bus_MV_204_0_node_66 | 20 | n |  | TRUE
34 | bus_MV_204_0_node_65 | 20 | n |  | TRUE
35 | bus_MV_204_0_node_67 | 20 | n |  | TRUE
36 | bus_MV_204_0_node_35 | 20 | n |  | TRUE
37 | bus_MV_204_0_node_31 | 20 | n |  | TRUE
38 | bus_MV_204_0_node_29 | 20 | n |  | TRUE
39 | bus_MV_204_0_node_227 | 20 | n |  | TRUE
40 | bus_MV_204_0_node_228 | 20 | n |  | TRUE
41 | bus_MV_204_0_node_30 | 20 | n |  | TRUE
42 | bus_MV_204_0_node_32 | 20 | n |  | TRUE
43 | bus_MV_204_0_node_33 | 20 | n |  | TRUE
44 | bus_MV_204_0_node_34 | 20 | n |  | TRUE
45 | bus_MV_204_0_node_198 | 20 | n |  | TRUE
46 | bus_MV_204_0_node_128 | 20 | n |  | TRUE
47 | bus_MV_204_0_node_223 | 20 | n |  | TRUE
48 | bus_MV_204_0_node_224 | 20 | n |  | TRUE
49 | bus_MV_204_0_node_226 | 20 | n |  | TRUE
50 | bus_MV_204_0_node_229 | 20 | n |  | TRUE
51 | bus_MV_204_0_node_36 | 20 | n |  | TRUE
52 | bus_MV_204_0_node_38 | 20 | n |  | TRUE
53 | bus_MV_204_0_node_57 | 20 | n |  | TRUE
54 | bus_MV_204_0_node_41 | 20 | n |  | TRUE
55 | bus_MV_204_0_node_54 | 20 | n |  | TRUE
56 | bus_MV_204_0_node_55 | 20 | n |  | TRUE
57 | bus_MV_204_0_node_56 | 20 | n |  | TRUE
58 | bus_MV_204_0_node_58 | 20 | n |  | TRUE
59 | bus_MV_204_0_node_37 | 20 | n |  | TRUE
60 | bus_MV_204_0_node_39 | 20 | n |  | TRUE
61 | bus_MV_204_0_node_40 | 20 | n |  | TRUE
62 | bus_MV_204_0_node_61 | 20 | n |  | TRUE
63 | bus_MV_204_0_node_204 | 20 | n |  | TRUE
64 | bus_MV_204_0_node_225 | 20 | n |  | TRUE
65 | bus_MV_204_0_node_47 | 20 | n |  | TRUE
66 | bus_MV_204_0_node_42 | 20 | n |  | TRUE
67 | bus_MV_204_0_node_43 | 20 | n |  | TRUE
68 | bus_MV_204_0_node_102 | 20 | n |  | TRUE
69 | bus_MV_204_0_node_234 | 20 | n |  | TRUE
70 | bus_MV_204_0_node_51 | 20 | n |  | TRUE
71 | bus_MV_204_0_node_60 | 20 | n |  | TRUE
72 | bus_MV_204_0_node_63 | 20 | n |  | TRUE
73 | bus_MV_204_0_node_50 | 20 | n |  | TRUE
74 | bus_MV_204_0_node_103 | 20 | n |  | TRUE
75 | bus_MV_204_0_node_104 | 20 | n |  | TRUE
76 | bus_MV_204_0_node_105 | 20 | n |  | TRUE
77 | bus_MV_204_0_node_231 | 20 | n |  | TRUE
78 | bus_MV_204_0_node_230 | 20 | n |  | TRUE
79 | bus_MV_204_0_node_106 | 20 | n |  | TRUE
80 | bus_MV_204_0_node_131 | 20 | n |  | TRUE
81 | bus_MV_204_0_node_130 | 20 | n |  | TRUE
82 | bus_MV_204_0_node_126 | 20 | n |  | TRUE
83 | bus_MV_204_0_node_127 | 20 | n |  | TRUE
84 | bus_MV_204_0_node_129 | 20 | n |  | TRUE
85 | bus_MV_204_0_node_206 | 20 | n |  | TRUE
86 | bus_MV_204_0_node_144 | 20 | n |  | TRUE
87 | bus_MV_204_0_node_197 | 20 | n |  | TRUE
88 | bus_MV_204_0_node_143 | 20 | n |  | TRUE
89 | bus_MV_204_0_node_48 | 20 | n |  | TRUE
90 | bus_MV_204_0_node_53 | 20 | n |  | TRUE
91 | bus_MV_204_0_node_62 | 20 | n |  | TRUE
92 | bus_MV_204_0_node_52 | 20 | n |  | TRUE
93 | bus_MV_204_0_node_212 | 20 | n |  | TRUE
94 | bus_MV_204_0_node_211 | 20 | n |  | TRUE
95 | bus_MV_204_0_node_121 | 20 | n |  | TRUE
96 | bus_MV_204_0_node_221 | 20 | n |  | TRUE
97 | bus_MV_204_0_node_59 | 20 | n |  | TRUE
98 | bus_MV_204_0_node_202 | 20 | n |  | TRUE
99 | bus_MV_204_0_node_69 | 20 | n |  | TRUE
100 | bus_MV_204_0_node_68 | 20 | n |  | TRUE
101 | bus_MV_204_0_node_70 | 20 | n |  | TRUE
102 | bus_MV_204_0_node_71 | 20 | n |  | TRUE
103 | bus_MV_204_0_node_72 | 20 | n |  | TRUE
104 | bus_MV_204_0_node_232 | 20 | n |  | TRUE
105 | bus_MV_204_0_node_80 | 20 | n |  | TRUE
106 | bus_MV_204_0_node_116 | 20 | n |  | TRUE
107 | bus_MV_204_0_node_79 | 20 | n |  | TRUE
108 | bus_MV_204_0_node_97 | 20 | n |  | TRUE
109 | bus_MV_204_0_node_125 | 20 | n |  | TRUE
110 | bus_MV_204_0_node_75 | 20 | n |  | TRUE
111 | bus_MV_204_0_node_109 | 20 | n |  | TRUE
112 | bus_MV_204_0_node_78 | 20 | n |  | TRUE
113 | bus_MV_204_0_node_73 | 20 | n |  | TRUE
114 | bus_MV_204_0_node_74 | 20 | n |  | TRUE
115 | bus_MV_204_0_node_76 | 20 | n |  | TRUE
116 | bus_MV_204_0_node_77 | 20 | n |  | TRUE
117 | bus_MV_204_0_node_81 | 20 | n |  | TRUE
118 | bus_MV_204_0_node_111 | 20 | n |  | TRUE
119 | bus_MV_204_0_node_110 | 20 | n |  | TRUE
120 | bus_MV_204_0_node_196 | 20 | n |  | TRUE
121 | bus_MV_204_0_node_195 | 20 | n |  | TRUE
122 | bus_MV_204_0_node_83 | 20 | n |  | TRUE
123 | bus_MV_204_0_node_207 | 20 | n |  | TRUE
124 | bus_MV_204_0_node_118 | 20 | n |  | TRUE
125 | bus_MV_204_0_node_194 | 20 | n |  | TRUE
126 | bus_MV_204_0_node_145 | 20 | n |  | TRUE
127 | bus_MV_204_0_node_96 | 20 | n |  | TRUE
128 | bus_MV_204_0_node_85 | 20 | n |  | TRUE
129 | bus_MV_204_0_node_84 | 20 | n |  | TRUE
130 | bus_MV_204_0_node_86 | 20 | n |  | TRUE
131 | bus_MV_204_0_node_87 | 20 | n |  | TRUE
132 | bus_MV_204_0_node_88 | 20 | n |  | TRUE
133 | bus_MV_204_0_node_89 | 20 | n |  | TRUE
134 | bus_MV_204_0_node_90 | 20 | n |  | TRUE
135 | bus_MV_204_0_node_91 | 20 | n |  | TRUE
136 | bus_MV_204_0_node_92 | 20 | n |  | TRUE
137 | bus_MV_204_0_node_93 | 20 | n |  | TRUE
138 | bus_MV_204_0_node_94 | 20 | n |  | TRUE
139 | bus_MV_204_0_node_100 | 20 | n |  | TRUE
140 | bus_MV_204_0_node_222 | 20 | n |  | TRUE
141 | bus_MV_204_0_node_112 | 20 | n |  | TRUE
142 | bus_MV_204_0_node_99 | 20 | n |  | TRUE
143 | bus_MV_204_0_node_95 | 20 | n |  | TRUE
144 | bus_MV_204_0_node_98 | 20 | n |  | TRUE
145 | bus_MV_204_0_node_107 | 20 | n |  | TRUE
146 | bus_MV_204_0_node_117 | 20 | n |  | TRUE
147 | bus_MV_204_0_node_114 | 20 | n |  | TRUE
148 | bus_MV_204_0_node_113 | 20 | n |  | TRUE
149 | bus_MV_204_0_node_115 | 20 | n |  | TRUE
150 | bus_MV_204_0_node_233 | 20 | n |  | TRUE
151 | bus_MV_204_0_node_120 | 20 | n |  | TRUE
152 | bus_MV_204_0_node_119 | 20 | n |  | TRUE
153 | bus_MV_204_0_node_124 | 20 | n |  | TRUE
154 | bus_MV_204_0_node_137 | 20 | n |  | TRUE
155 | bus_MV_204_0_node_140 | 20 | n |  | TRUE
156 | bus_MV_204_0_node_141 | 20 | n |  | TRUE
157 | bus_MV_204_0_node_135 | 20 | n |  | TRUE
158 | bus_MV_204_0_node_123 | 20 | n |  | TRUE
159 | bus_MV_204_0_node_134 | 20 | n |  | TRUE
160 | bus_MV_204_0_node_132 | 20 | n |  | TRUE
161 | bus_MV_204_0_node_133 | 20 | n |  | TRUE
162 | bus_MV_204_0_node_136 | 20 | n |  | TRUE
163 | bus_MV_204_0_node_138 | 20 | n |  | TRUE
164 | bus_MV_204_0_node_191 | 20 | n |  | TRUE
165 | bus_MV_204_0_node_192 | 20 | n |  | TRUE
166 | bus_MV_204_0_node_193 | 20 | n |  | TRUE
167 | bus_HV_204_0_node_52 | 110 | n |  | TRUE

## load
| name | bus | p_mw | q_mvar | const_z_percent | const_i_percent | sn_mva | scaling | in_service | type
0 | MV_204_0_load_0 | 0 | 0.1641 | 0.079477 | 0 | 0 |  | 1 | TRUE | wye
1 | MV_204_0_load_27 | 2 | 0.14378 | 0.069634 | 0 | 0 |  | 1 | TRUE | wye
2 | MV_204_0_load_2 | 3 | 0.13529 | 0.065522 | 0 | 0 |  | 1 | TRUE | wye
3 | MV_204_0_load_201 | 6 | 0.15958 | 0.077287 | 0 | 0 |  | 1 | TRUE | wye
4 | MV_204_0_load_4 | 8 | 0.10872 | 0.052654 | 0 | 0 |  | 1 | TRUE | wye
5 | MV_204_0_load_8 | 11 | 0.075341 | 0.036489 | 0 | 0 |  | 1 | TRUE | wye
6 | MV_204_0_load_6 | 13 | 0.10641 | 0.051539 | 0 | 0 |  | 1 | TRUE | wye
7 | MV_204_0_load_45 | 15 | 0.11109 | 0.053805 | 0 | 0 |  | 1 | TRUE | wye
8 | MV_204_0_load_14 | 18 | 0.15408 | 0.074624 | 0 | 0 |  | 1 | TRUE | wye
9 | MV_204_0_load_64 | 20 | 0.14302 | 0.069266 | 0 | 0 |  | 1 | TRUE | wye
10 | MV_204_0_load_22 | 22 | 0.079264 | 0.038389 | 0 | 0 |  | 1 | TRUE | wye
11 | MV_204_0_load_24 | 24 | 0.14539 | 0.070414 | 0 | 0 |  | 1 | TRUE | wye
12 | MV_204_0_load_203 | 26 | 0.051606 | 0.024994 | 0 | 0 |  | 1 | TRUE | wye
13 | MV_204_0_load_16 | 28 | 0.15378 | 0.074478 | 0 | 0 |  | 1 | TRUE | wye
14 | MV_204_0_load_205 | 32 | 0.14375 | 0.06962 | 0 | 0 |  | 1 | TRUE | wye
15 | MV_204_0_load_66 | 33 | 0.078571 | 0.038053 | 0 | 0 |  | 1 | TRUE | wye
16 | MV_204_0_load_65 | 34 | 0.1617 | 0.078316 | 0 | 0 |  | 1 | TRUE | wye
17 | MV_204_0_load_35 | 36 | 0.15291 | 0.074059 | 0 | 0 |  | 1 | TRUE | wye
18 | MV_204_0_load_29 | 38 | 0.161 | 0.077974 | 0 | 0 |  | 1 | TRUE | wye
19 | MV_204_0_load_227 | 39 | 0.10107 | 0.048951 | 0 | 0 |  | 1 | TRUE | wye
20 | MV_204_0_load_30 | 41 | 0.14892 | 0.072127 | 0 | 0 |  | 1 | TRUE | wye
21 | MV_204_0_load_32 | 42 | 0.15176 | 0.073503 | 0 | 0 |  | 1 | TRUE | wye
22 | MV_204_0_load_34 | 44 | 0.14684 | 0.071117 | 0 | 0 |  | 1 | TRUE | wye
23 | MV_204_0_load_198 | 45 | 0.064309 | 0.031146 | 0 | 0 |  | 1 | TRUE | wye
24 | MV_204_0_load_128 | 46 | 0.12187 | 0.059023 | 0 | 0 |  | 1 | TRUE | wye
25 | MV_204_0_load_223 | 47 | 0.14701 | 0.071198 | 0 | 0 |  | 1 | TRUE | wye
26 | MV_204_0_load_229 | 50 | 0.10286 | 0.04982 | 0 | 0 |  | 1 | TRUE | wye
27 | MV_204_0_load_36 | 51 | 0.080663 | 0.039067 | 0 | 0 |  | 1 | TRUE | wye
28 | MV_204_0_load_38 | 52 | 0.11619 | 0.056273 | 0 | 0 |  | 1 | TRUE | wye
29 | MV_204_0_load_41 | 54 | 0.12463 | 0.060359 | 0 | 0 |  | 1 | TRUE | wye
30 | MV_204_0_load_54 | 55 | 0.088631 | 0.042926 | 0 | 0 |  | 1 | TRUE | wye
31 | MV_204_0_load_56 | 57 | 0.10092 | 0.048876 | 0 | 0 |  | 1 | TRUE | wye
32 | MV_204_0_load_58 | 58 | 0.14326 | 0.069384 | 0 | 0 |  | 1 | TRUE | wye
33 | MV_204_0_load_204 | 63 | 0.16486 | 0.079843 | 0 | 0 |  | 1 | TRUE | wye
34 | MV_204_0_load_225 | 64 | 0.14392 | 0.069705 | 0 | 0 |  | 1 | TRUE | wye
35 | MV_204_0_load_42 | 66 | 0.065819 | 0.031877 | 0 | 0 |  | 1 | TRUE | wye
36 | MV_204_0_load_102 | 68 | 0.060753 | 0.029424 | 0 | 0 |  | 1 | TRUE | wye
37 | MV_204_0_load_234 | 69 | 0.16026 | 0.077619 | 0 | 0 |  | 1 | TRUE | wye
38 | MV_204_0_load_60 | 71 | 0.075886 | 0.036753 | 0 | 0 |  | 1 | TRUE | wye
39 | MV_204_0_load_63 | 72 | 0.11815 | 0.05722 | 0 | 0 |  | 1 | TRUE | wye
40 | MV_204_0_load_231 | 77 | 0.15048 | 0.07288 | 0 | 0 |  | 1 | TRUE | wye
41 | MV_204_0_load_230 | 78 | 0.15308 | 0.074139 | 0 | 0 |  | 1 | TRUE | wye
42 | MV_204_0_load_130 | 81 | 0.16267 | 0.078786 | 0 | 0 |  | 1 | TRUE | wye
43 | MV_204_0_load_126 | 82 | 0.10903 | 0.052807 | 0 | 0 |  | 1 | TRUE | wye
44 | MV_204_0_load_206 | 85 | 0.16466 | 0.079748 | 0 | 0 |  | 1 | TRUE | wye
45 | MV_204_0_load_197 | 87 | 0.085999 | 0.041651 | 0 | 0 |  | 1 | TRUE | wye
46 | MV_204_0_load_143 | 88 | 0.15573 | 0.075421 | 0 | 0 |  | 1 | TRUE | wye
47 | MV_204_0_load_48 | 89 | 0.157 | 0.076037 | 0 | 0 |  | 1 | TRUE | wye
48 | MV_204_0_load_62 | 91 | 0.090871 | 0.044011 | 0 | 0 |  | 1 | TRUE | wye
49 | MV_204_0_load_212 | 93 | 0.074799 | 0.036227 | 0 | 0 |  | 1 | TRUE | wye
50 | MV_204_0_load_121 | 95 | 0.068799 | 0.033321 | 0 | 0 |  | 1 | TRUE | wye
51 | MV_204_0_load_221 | 96 | 0.15443 | 0.074792 | 0 | 0 |  | 1 | TRUE | wye
52 | MV_204_0_load_59 | 97 | 0.095999 | 0.046494 | 0 | 0 |  | 1 | TRUE | wye
53 | MV_204_0_load_202 | 98 | 0.16178 | 0.078356 | 0 | 0 |  | 1 | TRUE | wye
54 | MV_204_0_load_68 | 100 | 0.13139 | 0.063636 | 0 | 0 |  | 1 | TRUE | wye
55 | MV_204_0_load_70 | 101 | 0.11772 | 0.057015 | 0 | 0 |  | 1 | TRUE | wye
56 | MV_204_0_load_71 | 102 | 0.098969 | 0.047933 | 0 | 0 |  | 1 | TRUE | wye
57 | MV_204_0_load_232 | 104 | 0.10331 | 0.050037 | 0 | 0 |  | 1 | TRUE | wye
58 | MV_204_0_load_125 | 109 | 0.14447 | 0.069969 | 0 | 0 |  | 1 | TRUE | wye
59 | MV_204_0_load_109 | 111 | 0.11778 | 0.057042 | 0 | 0 |  | 1 | TRUE | wye
60 | MV_204_0_load_73 | 113 | 0.16271 | 0.078805 | 0 | 0 |  | 1 | TRUE | wye
61 | MV_204_0_load_81 | 117 | 0.12551 | 0.060789 | 0 | 0 |  | 1 | TRUE | wye
62 | MV_204_0_load_110 | 119 | 0.10279 | 0.049782 | 0 | 0 |  | 1 | TRUE | wye
63 | MV_204_0_load_196 | 120 | 0.077311 | 0.037444 | 0 | 0 |  | 1 | TRUE | wye
64 | MV_204_0_load_207 | 123 | 0.16344 | 0.079157 | 0 | 0 |  | 1 | TRUE | wye
65 | MV_204_0_load_194 | 125 | 0.077054 | 0.037319 | 0 | 0 |  | 1 | TRUE | wye
66 | MV_204_0_load_145 | 126 | 0.12791 | 0.06195 | 0 | 0 |  | 1 | TRUE | wye
67 | MV_204_0_load_85 | 128 | 0.070905 | 0.034341 | 0 | 0 |  | 1 | TRUE | wye
68 | MV_204_0_load_84 | 129 | 0.12201 | 0.059093 | 0 | 0 |  | 1 | TRUE | wye
69 | MV_204_0_load_86 | 130 | 0.10574 | 0.051214 | 0 | 0 |  | 1 | TRUE | wye
70 | MV_204_0_load_90 | 134 | 0.085363 | 0.041343 | 0 | 0 |  | 1 | TRUE | wye
71 | MV_204_0_load_100 | 139 | 0.093979 | 0.045516 | 0 | 0 |  | 1 | TRUE | wye
72 | MV_204_0_load_222 | 140 | 0.088414 | 0.042821 | 0 | 0 |  | 1 | TRUE | wye
73 | MV_204_0_load_112 | 141 | 0.14818 | 0.071765 | 0 | 0 |  | 1 | TRUE | wye
74 | MV_204_0_load_99 | 142 | 0.092326 | 0.044716 | 0 | 0 |  | 1 | TRUE | wye
75 | MV_204_0_load_95 | 143 | 0.074728 | 0.036192 | 0 | 0 |  | 1 | TRUE | wye
76 | MV_204_0_load_98 | 144 | 0.14401 | 0.069746 | 0 | 0 |  | 1 | TRUE | wye
77 | MV_204_0_load_107 | 145 | 0.091125 | 0.044134 | 0 | 0 |  | 1 | TRUE | wye
78 | MV_204_0_load_117 | 146 | 0.15811 | 0.076574 | 0 | 0 |  | 1 | TRUE | wye
79 | MV_204_0_load_113 | 148 | 0.081763 | 0.0396 | 0 | 0 |  | 1 | TRUE | wye
80 | MV_204_0_load_233 | 150 | 0.12583 | 0.060941 | 0 | 0 |  | 1 | TRUE | wye
81 | MV_204_0_load_137 | 154 | 0.15207 | 0.073653 | 0 | 0 |  | 1 | TRUE | wye
82 | MV_204_0_load_141 | 156 | 0.15527 | 0.075199 | 0 | 0 |  | 1 | TRUE | wye
83 | MV_204_0_load_123 | 158 | 0.13346 | 0.064636 | 0 | 0 |  | 1 | TRUE | wye
84 | MV_204_0_load_132 | 160 | 0.11283 | 0.054647 | 0 | 0 |  | 1 | TRUE | wye
85 | MV_204_0_load_138 | 163 | 0.086581 | 0.041933 | 0 | 0 |  | 1 | TRUE | wye
86 | MV_204_0_load_191 | 164 | 0.086816 | 0.042047 | 0 | 0 |  | 1 | TRUE | wye

## ext_grid
| name | bus | vm_pu | va_degree | slack_weight | in_service
0 |  | 92 | 1 | 0 | 1 | TRUE

## line
| name | std_type | from_bus | to_bus | length_km | r_ohm_per_km | x_ohm_per_km | c_nf_per_km | g_us_per_km | max_i_ka | df | parallel | type | in_service
0 | MV_204_0_line_0 |  | 0 | 1 | 0.015853 | 0.445 | 0.132 | 190 | 0 | 0.22 | 1 | 1 | cs | TRUE
1 | MV_204_0_line_1 |  | 0 | 2 | 0.12919 | 0.5939 | 0.372 | 9.5 | 0 | 0.21 | 1 | 1 | ol | TRUE
2 | MV_204_0_line_2 |  | 1 | 3 | 0.084248 | 0.445 | 0.132 | 190 | 0 | 0.22 | 1 | 1 | cs | TRUE
3 | MV_204_0_line_3 |  | 1 | 4 | 0.041119 | 0.445 | 0.132 | 190 | 0 | 0.22 | 1 | 1 | cs | TRUE
4 | MV_204_0_line_4 |  | 3 | 5 | 0.064323 | 0.445 | 0.132 | 190 | 0 | 0.22 | 1 | 1 | cs | TRUE
5 | MV_204_0_line_5 |  | 4 | 6 | 0.062045 | 0.5939 | 0.372 | 9.5 | 0 | 0.21 | 1 | 1 | ol | TRUE
6 | MV_204_0_line_6 |  | 5 | 7 | 0.02525 | 0.445 | 0.132 | 190 | 0 | 0.22 | 1 | 1 | cs | TRUE
7 | MV_204_0_line_7 |  | 7 | 24 | 0.024137 | 0.445 | 0.132 | 190 | 0 | 0.22 | 1 | 1 | cs | TRUE
8 | MV_204_0_line_8 |  | 8 | 9 | 0.05183 | 0.5939 | 0.372 | 9.5 | 0 | 0.21 | 1 | 1 | ol | TRUE
9 | MV_204_0_line_9 |  | 9 | 10 | 0.12219 | 0.0515 | 0.029 | 1000 | 0 | 1.276 | 1 | 1 | cs | TRUE
10 | MV_204_0_line_10 |  | 9 | 11 | 0.03721 | 0.0595 | 0.16 | 22 | 0 | 1.29 | 1 | 1 | ol | TRUE
11 | MV_204_0_line_11 |  | 10 | 15 | 0.15011 | 0.0595 | 0.16 | 22 | 0 | 1.29 | 1 | 1 | ol | TRUE
12 | MV_204_0_line_12 |  | 11 | 12 | 0.14025 | 0.0595 | 0.16 | 22 | 0 | 1.29 | 1 | 1 | ol | TRUE
13 | MV_204_0_line_13 |  | 12 | 13 | 0.012554 | 0.0515 | 0.029 | 1000 | 0 | 1.276 | 1 | 1 | cs | TRUE
14 | MV_204_0_line_14 |  | 13 | 14 | 0.12232 | 0.0595 | 0.16 | 22 | 0 | 1.29 | 1 | 1 | ol | TRUE
15 | MV_204_0_line_15 |  | 14 | 16 | 0.091022 | 0.445 | 0.132 | 190 | 0 | 0.22 | 1 | 1 | cs | TRUE
16 | MV_204_0_line_16 |  | 14 | 17 | 0.12219 | 0.0515 | 0.029 | 1000 | 0 | 1.276 | 1 | 1 | cs | TRUE
17 | MV_204_0_line_17 |  | 15 | 21 | 1.2413 | 0.0595 | 0.16 | 22 | 0 | 1.29 | 1 | 1 | ol | TRUE
18 | MV_204_0_line_18 |  | 15 | 19 | 0.19464 | 0.5939 | 0.372 | 9.5 | 0 | 0.21 | 1 | 1 | ol | TRUE
19 | MV_204_0_line_19 |  | 16 | 18 | 0.025553 | 0.445 | 0.132 | 190 | 0 | 0.22 | 1 | 1 | cs | TRUE
20 | MV_204_0_line_20 |  | 17 | 22 | 0.034418 | 0.0515 | 0.029 | 1000 | 0 | 1.276 | 1 | 1 | cs | TRUE
21 | MV_204_0_line_21 |  | 19 | 20 | 0.14095 | 0.5939 | 0.372 | 9.5 | 0 | 0.21 | 1 | 1 | ol | TRUE
22 | MV_204_0_line_22 |  | 21 | 26 | 0.025905 | 0.445 | 0.132 | 190 | 0 | 0.22 | 1 | 1 | cs | TRUE
23 | MV_204_0_line_23 |  | 21 | 27 | 0.64314 | 0.0515 | 0.029 | 1000 | 0 | 1.276 | 1 | 1 | cs | TRUE
24 | MV_204_0_line_24 |  | 22 | 23 | 0.042388 | 0.0595 | 0.16 | 22 | 0 | 1.29 | 1 | 1 | ol | TRUE
25 | MV_204_0_line_25 |  | 23 | 24 | 0.059078 | 0.445 | 0.132 | 190 | 0 | 0.22 | 1 | 1 | cs | TRUE
26 | MV_204_0_line_26 |  | 23 | 25 | 0.11982 | 0.0515 | 0.029 | 1000 | 0 | 1.276 | 1 | 1 | cs | TRUE
27 | MV_204_0_line_27 |  | 25 | 37 | 0.12641 | 0.445 | 0.132 | 190 | 0 | 0.22 | 1 | 1 | cs | TRUE
28 | MV_204_0_line_28 |  | 25 | 38 | 0.032104 | 0.0515 | 0.029 | 1000 | 0 | 1.276 | 1 | 1 | cs | TRUE
29 | MV_204_0_line_29 |  | 27 | 45 | 0.25519 | 0.0595 | 0.16 | 22 | 0 | 1.29 | 1 | 1 | ol | TRUE
30 | MV_204_0_line_30 |  | 28 | 29 | 0.06559 | 0.445 | 0.132 | 190 | 0 | 0.22 | 1 | 1 | cs | TRUE
31 | MV_204_0_line_31 |  | 28 | 30 | 0.053401 | 0.5939 | 0.372 | 9.5 | 0 | 0.21 | 1 | 1 | ol | TRUE
32 | MV_204_0_line_32 |  | 29 | 31 | 0.02261 | 0.445 | 0.132 | 190 | 0 | 0.22 | 1 | 1 | cs | TRUE
33 | MV_204_0_line_33 |  | 30 | 32 | 0.061911 | 0.445 | 0.132 | 190 | 0 | 0.22 | 1 | 1 | cs | TRUE
34 | MV_204_0_line_34 |  | 31 | 33 | 0.020467 | 0.445 | 0.132 | 190 | 0 | 0.22 | 1 | 1 | cs | TRUE
35 | MV_204_0_line_35 |  | 31 | 34 | 0.036343 | 0.306 | 0.35 | 10 | 0 | 0.35 | 1 | 1 | ol | TRUE
36 | MV_204_0_line_36 |  | 33 | 35 | 0.02461 | 0.445 | 0.132 | 190 | 0 | 0.22 | 1 | 1 | cs | TRUE
37 | MV_204_0_line_37 |  | 34 | 36 | 0.17 | 0.0595 | 0.16 | 22 | 0 | 1.29 | 1 | 1 | ol | TRUE
38 | MV_204_0_line_38 |  | 35 | 99 | 0.004623 | 0.445 | 0.132 | 190 | 0 | 0.22 | 1 | 1 | cs | TRUE
39 | MV_204_0_line_39 |  | 36 | 43 | 0.005304 | 0.0515 | 0.029 | 1000 | 0 | 1.276 | 1 | 1 | cs | TRUE
40 | MV_204_0_line_40 |  | 37 | 39 | 0.028994 | 0.5939 | 0.372 | 9.5 | 0 | 0.21 | 1 | 1 | ol | TRUE
41 | MV_204_0_line_41 |  | 37 | 40 | 0.051734 | 0.5939 | 0.372 | 9.5 | 0 | 0.21 | 1 | 1 | ol | TRUE
42 | MV_204_0_line_42 |  | 38 | 41 | 0.056239 | 0.0595 | 0.16 | 22 | 0 | 1.29 | 1 | 1 | ol | TRUE
43 | MV_204_0_line_43 |  | 39 | 49 | 0.002888 | 0.445 | 0.132 | 190 | 0 | 0.22 | 1 | 1 | cs | TRUE
44 | MV_204_0_line_44 |  | 40 | 50 | 0.069028 | 0.5939 | 0.372 | 9.5 | 0 | 0.21 | 1 | 1 | ol | TRUE
45 | MV_204_0_line_45 |  | 41 | 42 | 0.036863 | 0.0595 | 0.16 | 22 | 0 | 1.29 | 1 | 1 | ol | TRUE
46 | MV_204_0_line_46 |  | 42 | 43 | 0.082028 | 0.0515 | 0.029 | 1000 | 0 | 1.276 | 1 | 1 | cs | TRUE
47 | MV_204_0_line_47 |  | 43 | 44 | 0.13174 | 0.445 | 0.132 | 190 | 0 | 0.22 | 1 | 1 | cs | TRUE
48 | MV_204_0_line_48 |  | 45 | 46 | 0.81342 | 0.0595 | 0.16 | 22 | 0 | 1.29 | 1 | 1 | ol | TRUE
49 | MV_204_0_line_49 |  | 46 | 83 | 0.10161 | 0.0595 | 0.16 | 22 | 0 | 1.29 | 1 | 1 | ol | TRUE
50 | MV_204_0_line_50 |  | 47 | 48 | 0.007712 | 0.445 | 0.132 | 190 | 0 | 0.22 | 1 | 1 | cs | TRUE
51 | MV_204_0_line_51 |  | 48 | 49 | 0.14835 | 0.445 | 0.132 | 190 | 0 | 0.22 | 1 | 1 | cs | TRUE
52 | MV_204_0_line_52 |  | 51 | 52 | 0.10502 | 0.0515 | 0.029 | 1000 | 0 | 1.276 | 1 | 1 | cs | TRUE
53 | MV_204_0_line_53 |  | 51 | 53 | 0.062621 | 0.0595 | 0.16 | 22 | 0 | 1.29 | 1 | 1 | ol | TRUE
54 | MV_204_0_line_54 |  | 52 | 54 | 0.040515 | 0.0515 | 0.029 | 1000 | 0 | 1.276 | 1 | 1 | cs | TRUE
55 | MV_204_0_line_55 |  | 53 | 56 | 0.021513 | 0.0515 | 0.029 | 1000 | 0 | 1.276 | 1 | 1 | cs | TRUE
56 | MV_204_0_line_56 |  | 54 | 65 | 0.062615 | 0.0515 | 0.029 | 1000 | 0 | 1.276 | 1 | 1 | cs | TRUE
57 | MV_204_0_line_57 |  | 55 | 56 | 0.0147 | 0.445 | 0.132 | 190 | 0 | 0.22 | 1 | 1 | cs | TRUE
58 | MV_204_0_line_58 |  | 56 | 57 | 0.046018 | 0.0515 | 0.029 | 1000 | 0 | 1.276 | 1 | 1 | cs | TRUE
59 | MV_204_0_line_59 |  | 57 | 58 | 0.075217 | 0.0595 | 0.16 | 22 | 0 | 1.29 | 1 | 1 | ol | TRUE
60 | MV_204_0_line_60 |  | 58 | 97 | 0.13352 | 0.0595 | 0.16 | 22 | 0 | 1.29 | 1 | 1 | ol | TRUE
61 | MV_204_0_line_61 |  | 59 | 60 | 0.070616 | 0.0515 | 0.029 | 1000 | 0 | 1.276 | 1 | 1 | cs | TRUE
62 | MV_204_0_line_62 |  | 59 | 61 | 0.54147 | 0.0515 | 0.029 | 1000 | 0 | 1.276 | 1 | 1 | cs | TRUE
63 | MV_204_0_line_63 |  | 60 | 62 | 0.055506 | 0.0515 | 0.029 | 1000 | 0 | 1.276 | 1 | 1 | cs | TRUE
64 | MV_204_0_line_64 |  | 60 | 63 | 0.04098 | 0.5939 | 0.372 | 9.5 | 0 | 0.21 | 1 | 1 | ol | TRUE
65 | MV_204_0_line_65 |  | 61 | 64 | 0.046221 | 0.0515 | 0.029 | 1000 | 0 | 1.276 | 1 | 1 | cs | TRUE
66 | MV_204_0_line_66 |  | 62 | 71 | 0.08938 | 0.0515 | 0.029 | 1000 | 0 | 1.276 | 1 | 1 | cs | TRUE
67 | MV_204_0_line_67 |  | 64 | 72 | 0.34481 | 0.0595 | 0.16 | 22 | 0 | 1.29 | 1 | 1 | ol | TRUE
68 | MV_204_0_line_68 |  | 65 | 73 | 0.12339 | 0.445 | 0.132 | 190 | 0 | 0.22 | 1 | 1 | cs | TRUE
69 | MV_204_0_line_69 |  | 65 | 70 | 0.34318 | 0.0595 | 0.16 | 22 | 0 | 1.29 | 1 | 1 | ol | TRUE
70 | MV_204_0_line_70 |  | 66 | 67 | 0.11274 | 0.0515 | 0.029 | 1000 | 0 | 1.276 | 1 | 1 | cs | TRUE
71 | MV_204_0_line_71 |  | 66 | 68 | 1.7817 | 0.0595 | 0.16 | 22 | 0 | 1.29 | 1 | 1 | ol | TRUE
72 | MV_204_0_line_72 |  | 67 | 70 | 0.24793 | 0.0595 | 0.16 | 22 | 0 | 1.29 | 1 | 1 | ol | TRUE
73 | MV_204_0_line_73 |  | 68 | 74 | 0.015283 | 0.0515 | 0.029 | 1000 | 0 | 1.276 | 1 | 1 | cs | TRUE
74 | MV_204_0_line_74 |  | 69 | 70 | 0.08121 | 0.5939 | 0.372 | 9.5 | 0 | 0.21 | 1 | 1 | ol | TRUE
75 | MV_204_0_line_75 |  | 71 | 98 | 0.029654 | 0.5939 | 0.372 | 9.5 | 0 | 0.21 | 1 | 1 | ol | TRUE
76 | MV_204_0_line_76 |  | 71 | 97 | 0.065827 | 0.0515 | 0.029 | 1000 | 0 | 1.276 | 1 | 1 | cs | TRUE
77 | MV_204_0_line_77 |  | 72 | 92 | 0.066166 | 0.0515 | 0.029 | 1000 | 0 | 1.276 | 1 | 1 | cs | TRUE
78 | MV_204_0_line_78 |  | 73 | 89 | 0.29216 | 0.445 | 0.132 | 190 | 0 | 0.22 | 1 | 1 | cs | TRUE
79 | MV_204_0_line_79 |  | 74 | 75 | 0.28866 | 0.445 | 0.132 | 190 | 0 | 0.22 | 1 | 1 | cs | TRUE
80 | MV_204_0_line_80 |  | 74 | 76 | 0.59512 | 0.0515 | 0.029 | 1000 | 0 | 1.276 | 1 | 1 | cs | TRUE
81 | MV_204_0_line_81 |  | 75 | 77 | 0.042491 | 0.445 | 0.132 | 190 | 0 | 0.22 | 1 | 1 | cs | TRUE
82 | MV_204_0_line_82 |  | 76 | 78 | 0.057037 | 0.445 | 0.132 | 190 | 0 | 0.22 | 1 | 1 | cs | TRUE
83 | MV_204_0_line_83 |  | 76 | 79 | 1.005 | 0.0515 | 0.029 | 1000 | 0 | 1.276 | 1 | 1 | cs | TRUE
84 | MV_204_0_line_84 |  | 79 | 80 | 0.07283 | 0.0515 | 0.029 | 1000 | 0 | 1.276 | 1 | 1 | cs | TRUE
85 | MV_204_0_line_85 |  | 79 | 81 | 0.089879 | 0.445 | 0.132 | 190 | 0 | 0.22 | 1 | 1 | cs | TRUE
86 | MV_204_0_line_86 |  | 80 | 87 | 0.096626 | 0.445 | 0.132 | 190 | 0 | 0.22 | 1 | 1 | cs | TRUE
87 | MV_204_0_line_87 |  | 80 | 84 | 0.1158 | 0.0515 | 0.029 | 1000 | 0 | 1.276 | 1 | 1 | cs | TRUE
88 | MV_204_0_line_88 |  | 82 | 83 | 0.02076 | 0.445 | 0.132 | 190 | 0 | 0.22 | 1 | 1 | cs | TRUE
89 | MV_204_0_line_89 |  | 83 | 84 | 0.033818 | 0.0515 | 0.029 | 1000 | 0 | 1.276 | 1 | 1 | cs | TRUE
90 | MV_204_0_line_90 |  | 84 | 85 | 0.021982 | 0.445 | 0.132 | 190 | 0 | 0.22 | 1 | 1 | cs | TRUE
91 | MV_204_0_line_91 |  | 84 | 86 | 0.34714 | 0.445 | 0.132 | 190 | 0 | 0.22 | 1 | 1 | cs | TRUE
92 | MV_204_0_line_92 |  | 86 | 88 | 0.10138 | 0.5939 | 0.372 | 9.5 | 0 | 0.21 | 1 | 1 | ol | TRUE
93 | MV_204_0_line_93 |  | 89 | 90 | 0.35042 | 0.5939 | 0.372 | 9.5 | 0 | 0.21 | 1 | 1 | ol | TRUE
94 | MV_204_0_line_94 |  | 90 | 91 | 0.034418 | 0.5939 | 0.372 | 9.5 | 0 | 0.21 | 1 | 1 | ol | TRUE
95 | MV_204_0_line_95 |  | 92 | 93 | 0.85622 | 0.306 | 0.35 | 10 | 0 | 0.35 | 1 | 1 | ol | TRUE
96 | MV_204_0_line_96 |  | 93 | 96 | 0.9749 | 0.5939 | 0.372 | 9.5 | 0 | 0.21 | 1 | 1 | ol | TRUE
97 | MV_204_0_line_97 |  | 93 | 94 | 0.49143 | 0.445 | 0.132 | 190 | 0 | 0.22 | 1 | 1 | cs | TRUE
98 | MV_204_0_line_98 |  | 94 | 95 | 1.4645 | 0.5939 | 0.372 | 9.5 | 0 | 0.21 | 1 | 1 | ol | TRUE
99 | MV_204_0_line_99 |  | 95 | 153 | 0.035619 | 0.5939 | 0.372 | 9.5 | 0 | 0.21 | 1 | 1 | ol | TRUE
100 | MV_204_0_line_100 |  | 96 | 133 | 0.047443 | 0.445 | 0.132 | 190 | 0 | 0.22 | 1 | 1 | cs | TRUE
101 | MV_204_0_line_101 |  | 99 | 100 | 0.029592 | 0.445 | 0.132 | 190 | 0 | 0.22 | 1 | 1 | cs | TRUE
102 | MV_204_0_line_102 |  | 101 | 102 | 0.15201 | 0.445 | 0.132 | 190 | 0 | 0.22 | 1 | 1 | cs | TRUE
103 | MV_204_0_line_103 |  | 102 | 103 | 0.084626 | 0.445 | 0.132 | 190 | 0 | 0.22 | 1 | 1 | cs | TRUE
104 | MV_204_0_line_104 |  | 102 | 104 | 0.21465 | 0.5939 | 0.372 | 9.5 | 0 | 0.21 | 1 | 1 | ol | TRUE
105 | MV_204_0_line_105 |  | 103 | 105 | 0.19029 | 0.445 | 0.132 | 190 | 0 | 0.22 | 1 | 1 | cs | TRUE
106 | MV_204_0_line_106 |  | 104 | 106 | 0.033523 | 0.445 | 0.132 | 190 | 0 | 0.22 | 1 | 1 | cs | TRUE
107 | MV_204_0_line_107 |  | 105 | 111 | 0.059488 | 0.5939 | 0.372 | 9.5 | 0 | 0.21 | 1 | 1 | ol | TRUE
108 | MV_204_0_line_108 |  | 105 | 110 | 0.49428 | 0.445 | 0.132 | 190 | 0 | 0.22 | 1 | 1 | cs | TRUE
109 | MV_204_0_line_109 |  | 106 | 147 | 0.30959 | 0.445 | 0.132 | 190 | 0 | 0.22 | 1 | 1 | cs | TRUE
110 | MV_204_0_line_110 |  | 106 | 141 | 0.19792 | 0.5939 | 0.372 | 9.5 | 0 | 0.21 | 1 | 1 | ol | TRUE
111 | MV_204_0_line_111 |  | 107 | 108 | 0.35258 | 0.445 | 0.132 | 190 | 0 | 0.22 | 1 | 1 | cs | TRUE
112 | MV_204_0_line_112 |  | 107 | 109 | 0.020788 | 0.5939 | 0.372 | 9.5 | 0 | 0.21 | 1 | 1 | ol | TRUE
113 | MV_204_0_line_113 |  | 107 | 110 | 0.37018 | 0.445 | 0.132 | 190 | 0 | 0.22 | 1 | 1 | cs | TRUE
114 | MV_204_0_line_114 |  | 108 | 126 | 0.040872 | 0.5939 | 0.372 | 9.5 | 0 | 0.21 | 1 | 1 | ol | TRUE
115 | MV_204_0_line_115 |  | 108 | 127 | 0.27473 | 0.445 | 0.132 | 190 | 0 | 0.22 | 1 | 1 | cs | TRUE
116 | MV_204_0_line_116 |  | 110 | 112 | 0.038545 | 0.445 | 0.132 | 190 | 0 | 0.22 | 1 | 1 | cs | TRUE
117 | MV_204_0_line_117 |  | 110 | 113 | 0.014647 | 0.445 | 0.132 | 190 | 0 | 0.22 | 1 | 1 | cs | TRUE
118 | MV_204_0_line_118 |  | 112 | 120 | 0.029632 | 0.445 | 0.132 | 190 | 0 | 0.22 | 1 | 1 | cs | TRUE
119 | MV_204_0_line_119 |  | 112 | 121 | 0.024612 | 0.445 | 0.132 | 190 | 0 | 0.22 | 1 | 1 | cs | TRUE
120 | MV_204_0_line_120 |  | 114 | 115 | 0.11363 | 0.445 | 0.132 | 190 | 0 | 0.22 | 1 | 1 | cs | TRUE
121 | MV_204_0_line_121 |  | 114 | 116 | 0.056565 | 0.445 | 0.132 | 190 | 0 | 0.22 | 1 | 1 | cs | TRUE
122 | MV_204_0_line_122 |  | 115 | 117 | 0.037354 | 0.445 | 0.132 | 190 | 0 | 0.22 | 1 | 1 | cs | TRUE
123 | MV_204_0_line_123 |  | 116 | 118 | 0.073768 | 0.445 | 0.132 | 190 | 0 | 0.22 | 1 | 1 | cs | TRUE
124 | MV_204_0_line_124 |  | 116 | 119 | 0.012595 | 0.445 | 0.132 | 190 | 0 | 0.22 | 1 | 1 | cs | TRUE
125 | MV_204_0_line_125 |  | 117 | 122 | 0.049119 | 0.445 | 0.132 | 190 | 0 | 0.22 | 1 | 1 | cs | TRUE
126 | MV_204_0_line_126 |  | 118 | 123 | 0.023964 | 0.445 | 0.132 | 190 | 0 | 0.22 | 1 | 1 | cs | TRUE
127 | MV_204_0_line_127 |  | 118 | 124 | 0.087622 | 0.445 | 0.132 | 190 | 0 | 0.22 | 1 | 1 | cs | TRUE
128 | MV_204_0_line_128 |  | 121 | 125 | 0.0048025 | 0.445 | 0.132 | 190 | 0 | 0.22 | 1 | 1 | cs | TRUE
129 | MV_204_0_line_129 |  | 122 | 128 | 0.061363 | 0.445 | 0.132 | 190 | 0 | 0.22 | 1 | 1 | cs | TRUE
130 | MV_204_0_line_130 |  | 122 | 129 | 0.073397 | 0.5939 | 0.372 | 9.5 | 0 | 0.21 | 1 | 1 | ol | TRUE
131 | MV_204_0_line_131 |  | 123 | 145 | 0.349 | 0.5939 | 0.372 | 9.5 | 0 | 0.21 | 1 | 1 | ol | TRUE
132 | MV_204_0_line_132 |  | 124 | 146 | 0.0047116 | 0.445 | 0.132 | 190 | 0 | 0.22 | 1 | 1 | cs | TRUE
133 | MV_204_0_line_133 |  | 125 | 166 | 0.022315 | 0.445 | 0.132 | 190 | 0 | 0.22 | 1 | 1 | cs | TRUE
134 | MV_204_0_line_134 |  | 127 | 143 | 0.15694 | 0.5939 | 0.372 | 9.5 | 0 | 0.21 | 1 | 1 | ol | TRUE
135 | MV_204_0_line_135 |  | 130 | 131 | 0.048558 | 0.445 | 0.132 | 190 | 0 | 0.22 | 1 | 1 | cs | TRUE
136 | MV_204_0_line_136 |  | 131 | 132 | 0.091646 | 0.445 | 0.132 | 190 | 0 | 0.22 | 1 | 1 | cs | TRUE
137 | MV_204_0_line_137 |  | 131 | 133 | 0.21271 | 0.445 | 0.132 | 190 | 0 | 0.22 | 1 | 1 | cs | TRUE
138 | MV_204_0_line_138 |  | 132 | 134 | 0.020911 | 0.445 | 0.132 | 190 | 0 | 0.22 | 1 | 1 | cs | TRUE
139 | MV_204_0_line_139 |  | 134 | 135 | 0.027805 | 0.445 | 0.132 | 190 | 0 | 0.22 | 1 | 1 | cs | TRUE
140 | MV_204_0_line_140 |  | 135 | 136 | 0.33408 | 0.445 | 0.132 | 190 | 0 | 0.22 | 1 | 1 | cs | TRUE
141 | MV_204_0_line_141 |  | 135 | 137 | 0.3392 | 0.445 | 0.132 | 190 | 0 | 0.22 | 1 | 1 | cs | TRUE
142 | MV_204_0_line_142 |  | 136 | 138 | 0.59936 | 0.445 | 0.132 | 190 | 0 | 0.22 | 1 | 1 | cs | TRUE
143 | MV_204_0_line_143 |  | 136 | 139 | 0.016451 | 0.5939 | 0.372 | 9.5 | 0 | 0.21 | 1 | 1 | ol | TRUE
144 | MV_204_0_line_144 |  | 137 | 140 | 0.007238 | 0.445 | 0.132 | 190 | 0 | 0.22 | 1 | 1 | cs | TRUE
145 | MV_204_0_line_145 |  | 138 | 141 | 0.055116 | 0.445 | 0.132 | 190 | 0 | 0.22 | 1 | 1 | cs | TRUE
146 | MV_204_0_line_146 |  | 140 | 142 | 0.16421 | 0.5939 | 0.372 | 9.5 | 0 | 0.21 | 1 | 1 | ol | TRUE
147 | MV_204_0_line_147 |  | 143 | 144 | 0.072102 | 0.5939 | 0.372 | 9.5 | 0 | 0.21 | 1 | 1 | ol | TRUE
148 | MV_204_0_line_148 |  | 146 | 152 | 0.015705 | 0.445 | 0.132 | 190 | 0 | 0.22 | 1 | 1 | cs | TRUE
149 | MV_204_0_line_149 |  | 147 | 149 | 0.12575 | 0.445 | 0.132 | 190 | 0 | 0.22 | 1 | 1 | cs | TRUE
150 | MV_204_0_line_150 |  | 147 | 148 | 0.059786 | 0.5939 | 0.372 | 9.5 | 0 | 0.21 | 1 | 1 | ol | TRUE
151 | MV_204_0_line_151 |  | 149 | 150 | 0.06813 | 0.5939 | 0.372 | 9.5 | 0 | 0.21 | 1 | 1 | ol | TRUE
152 | MV_204_0_line_152 |  | 150 | 151 | 0.052412 | 0.445 | 0.132 | 190 | 0 | 0.22 | 1 | 1 | cs | TRUE
153 | MV_204_0_line_153 |  | 151 | 152 | 0.066507 | 0.445 | 0.132 | 190 | 0 | 0.22 | 1 | 1 | cs | TRUE
154 | MV_204_0_line_154 |  | 153 | 154 | 0.073971 | 0.445 | 0.132 | 190 | 0 | 0.22 | 1 | 1 | cs | TRUE
155 | MV_204_0_line_155 |  | 154 | 157 | 0.070293 | 0.445 | 0.132 | 190 | 0 | 0.22 | 1 | 1 | cs | TRUE
156 | MV_204_0_line_156 |  | 155 | 156 | 0.042155 | 0.445 | 0.132 | 190 | 0 | 0.22 | 1 | 1 | cs | TRUE
157 | MV_204_0_line_157 |  | 155 | 157 | 0.081635 | 0.5939 | 0.372 | 9.5 | 0 | 0.21 | 1 | 1 | ol | TRUE
158 | MV_204_0_line_158 |  | 157 | 161 | 0.073108 | 0.445 | 0.132 | 190 | 0 | 0.22 | 1 | 1 | cs | TRUE
159 | MV_204_0_line_159 |  | 158 | 159 | 0.14432 | 0.5939 | 0.372 | 9.5 | 0 | 0.21 | 1 | 1 | ol | TRUE
160 | MV_204_0_line_160 |  | 159 | 162 | 0.13786 | 0.445 | 0.132 | 190 | 0 | 0.22 | 1 | 1 | cs | TRUE
161 | MV_204_0_line_161 |  | 159 | 160 | 0.039243 | 0.445 | 0.132 | 190 | 0 | 0.22 | 1 | 1 | cs | TRUE
162 | MV_204_0_line_162 |  | 160 | 161 | 0.03468 | 0.5939 | 0.372 | 9.5 | 0 | 0.21 | 1 | 1 | ol | TRUE
163 | MV_204_0_line_163 |  | 162 | 163 | 0.009573 | 0.445 | 0.132 | 190 | 0 | 0.22 | 1 | 1 | cs | TRUE
164 | MV_204_0_line_164 |  | 164 | 165 | 0.018504 | 0.445 | 0.132 | 190 | 0 | 0.22 | 1 | 1 | cs | TRUE
165 | MV_204_0_line_165 |  | 165 | 166 | 0.021025 | 0.445 | 0.132 | 190 | 0 | 0.22 | 1 | 1 | cs | TRUE

## trafo
| name | std_type | hv_bus | lv_bus | sn_mva | vn_hv_kv | vn_lv_kv | vk_percent | vkr_percent | pfe_kw | i0_percent | shift_degree | tap_side | tap_neutral | tap_min | tap_max | tap_step_percent | tap_step_degree | tap_pos | tap_phase_shifter | parallel | df | in_service
0 | MV_204_0_trafo_52 | 25 MVA 110/20 kV | 167 | 92 | 25 | 110 | 20 | 12 | 0.41 | 14 | 0.07 | 150 | hv | 0 | -9 | 9 | 1.5 | 0 | 0 | FALSE | 1 | 1 | TRUE

## bus_geodata
| x | y | coords
0 | 2556112.7832 | 1113880.7942
1 | 2556118.0045 | 1113895.764
2 | 2556171.0656 | 1113765.5006
3 | 2556036.7376 | 1113917.0653
4 | 2556130.6218 | 1113934.8927
5 | 2555988.927 | 1113874.8134
6 | 2556148.3137 | 1113994.3619
7 | 2555970.8356 | 1113857.236
8 | 2555667.2838 | 1113451.2986
9 | 2555644.1759 | 1113497.6921
10 | 2555579.5312 | 1113482.9256
11 | 2555669.4769 | 1113524.9763
12 | 2555809.3825 | 1113515.1696
13 | 2555821.8019 | 1113513.1
14 | 2555878.5175 | 1113621.4755
15 | 2555516.9564 | 1113346.4813
16 | 2555952.6599 | 1113603.4368
17 | 2555905.1823 | 1113740.6428
18 | 2555974.4261 | 1113589.9491
19 | 2555629.9083 | 1113187.9694
20 | 2555746.6362 | 1113266.9663
21 | 2554282.1257 | 1113473.5221
22 | 2555907.2445 | 1113774.5342
23 | 2555903.212 | 1113816.7299
24 | 2555953.5761 | 1113840.363
25 | 2555830.9479 | 1113911.7732
26 | 2554258.9067 | 1113463.0033
27 | 2553981.465 | 1113983.2899
28 | 2556202.952 | 1114154.2487
29 | 2556141.6137 | 1114177.8722
30 | 2556252.4157 | 1114134.1247
31 | 2556120.0967 | 1114185.0098
32 | 2556286.0439 | 1114184.9078
33 | 2556100.9042 | 1114192.0788
34 | 2556112.1862 | 1114149.5377
35 | 2556079.8746 | 1114204.712
36 | 2555957.0365 | 1114080.0408
37 | 2555788.8863 | 1113796.254
38 | 2555843.5689 | 1113940.5738
39 | 2555777.008 | 1113769.8049
40 | 2555740.4765 | 1113778.0098
41 | 2555882.3411 | 1113981.3119
42 | 2555907.4899 | 1114008.2647
43 | 2555954.0391 | 1114075.6604
44 | 2555883.2002 | 1114124.3909
45 | 2553788.2651 | 1114150.0055
46 | 2553532.5852 | 1114922.2001
47 | 2555671.4535 | 1113651.2718
48 | 2555676.0172 | 1113657.4971
49 | 2555775.0539 | 1113767.6737
50 | 2555692.1288 | 1113827.2782
51 | 2556225.3931 | 1114450.5841
52 | 2556300.0455 | 1114524.6491
53 | 2556270.0802 | 1114406.7158
54 | 2556328.9233 | 1114553.1441
55 | 2556295.6749 | 1114421.0716
56 | 2556285.1447 | 1114410.7868
57 | 2556302.988 | 1114375.1727
58 | 2556356.2818 | 1114322.0937
59 | 2556172.1341 | 1114397.3979
60 | 2556124.3371 | 1114345.74
61 | 2556485.8542 | 1114769.3579
62 | 2556095.5678 | 1114298.4355
63 | 2556084.697 | 1114356.1332
64 | 2556520.3416 | 1114799.7144
65 | 2556372.8983 | 1114597.8276
66 | 2555869.827 | 1114967.5586
67 | 2555963.6591 | 1115021.7136
68 | 2554221.262 | 1115643.4488
69 | 2556056.8058 | 1114774.7748
70 | 2556118.2469 | 1114827.8783
71 | 2556178.5354 | 1114266.7078
72 | 2556545.8172 | 1115143.5868
73 | 2556442.2824 | 1114636.7586
74 | 2554210.5598 | 1115633.2533
75 | 2553965.9087 | 1115557.3605
76 | 2554049.9058 | 1115455.2129
77 | 2553925.2997 | 1115569.7874
78 | 2553995.9758 | 1115437.0024
79 | 2553528.7536 | 1115177.0401
80 | 2553555.589 | 1115110.2547
81 | 2553476.9789 | 1115119.3748
82 | 2553584.8431 | 1115017.4929
83 | 2553567.2861 | 1115017.7055
84 | 2553554.988 | 1115044.1026
85 | 2553576.4853 | 1115048.2397
86 | 2553293.7976 | 1114853.5151
87 | 2553474.6452 | 1115060.1164
88 | 2553213.4692 | 1114915.3683
89 | 2556700.9822 | 1114768.4575
90 | 2556721.811 | 1115118.2559
91 | 2556697.7814 | 1115142.8962
92 | 2556514.9706 | 1115196.1247
93 | 2556467.7306 | 1116051.0398
94 | 2556367.5776 | 1116156.8053
95 | 2555566.7815 | 1117382.9393
96 | 2557437.7997 | 1115954.1263
97 | 2556226.6853 | 1114289.9472
98 | 2556159.3461 | 1114244.1001
99 | 2556076.0087 | 1114207.2636
100 | 2556053.6133 | 1114226.3362
101 | 2557800.7342 | 1116815.2363
102 | 2557731.0229 | 1116682.7997
103 | 2557803.4503 | 1116717.8338
104 | 2557544.9616 | 1116789.8255
105 | 2557879.3487 | 1116883.2562
106 | 2557531.6237 | 1116759.1923
107 | 2558167.7911 | 1117489.4868
108 | 2558391.5677 | 1117417.0381
109 | 2558167.7012 | 1117468.699
110 | 2557993.2091 | 1117183.7295
111 | 2557860.5453 | 1116939.6941
112 | 2557983.9117 | 1117218.6232
113 | 2557986.2047 | 1117170.9938
114 | 2557881.7316 | 1117136.4477
115 | 2557876.7033 | 1117222.2824
116 | 2557862.8856 | 1117105.8966
117 | 2557880.3421 | 1117259.2983
118 | 2557811.4331 | 1117125.8436
119 | 2557859.9213 | 1117094.7783
120 | 2557990.5485 | 1117245.6965
121 | 2557969.6438 | 1117236.9095
122 | 2557907.7582 | 1117299.1723
123 | 2557806.2234 | 1117149.1031
124 | 2557745.2721 | 1117070.066
125 | 2557967.1676 | 1117233.1841
126 | 2558392.5289 | 1117376.1771
127 | 2558577.5149 | 1117534.9323
128 | 2557908.5577 | 1117241.1146
129 | 2557917.8433 | 1117371.8728
130 | 2557539.4057 | 1116238.7251
131 | 2557538.2308 | 1116190.1972
132 | 2557589.4423 | 1116182.178
133 | 2557453.0148 | 1115998.8756
134 | 2557606.3266 | 1116194.4867
135 | 2557627.9495 | 1116211.9678
136 | 2557564.844 | 1116398.3064
137 | 2557833.9475 | 1116249.8023
138 | 2557537.7611 | 1116530.8538
139 | 2557548.6065 | 1116395.6635
140 | 2557840.424 | 1116253.0699
141 | 2557500.5608 | 1116563.7211
142 | 2557865.7031 | 1116415.3216
143 | 2558542.5368 | 1117687.9285
144 | 2558483.3921 | 1117729.1668
145 | 2557521.6215 | 1117351.1007
146 | 2557741.2298 | 1117067.6455
147 | 2557499.0433 | 1116851.6578
148 | 2557473.8441 | 1116905.8741
149 | 2557582.8809 | 1116944.1609
150 | 2557628.0316 | 1116995.1816
151 | 2557672.8686 | 1117022.4704
152 | 2557727.7391 | 1117059.6055
153 | 2555546.0701 | 1117411.9177
154 | 2555542.6283 | 1117480.1672
155 | 2555514.4644 | 1117583.928
156 | 2555473.4191 | 1117574.4698
157 | 2555580.2066 | 1117535.5306
158 | 2555795.5758 | 1117654.8021
159 | 2555655.1861 | 1117621.3577
160 | 2555661.1245 | 1117596.5569
161 | 2555631.9435 | 1117577.8169
162 | 2555641.0371 | 1117678.9246
163 | 2555634.6683 | 1117686.0862
164 | 2557957.0491 | 1117208.3538
165 | 2557960.4376 | 1117191.7281
166 | 2557966.0524 | 1117211.0657
167 | 2556514.9706 | 1115196.1247

## line_std_types
| c_nf_per_km | r_ohm_per_km | x_ohm_per_km | max_i_ka | type | q_mm2 | alpha | voltage_rating
NAYY 4x50 SE | 210 | 0.642 | 0.083 | 0.142 | cs | 50 | 0.00403 | LV
NAYY 4x120 SE | 264 | 0.225 | 0.08 | 0.242 | cs | 120 | 0.00403 | LV
NAYY 4x150 SE | 261 | 0.208 | 0.08 | 0.27 | cs | 150 | 0.00403 | LV
NA2XS2Y 1x95 RM/25 12/20 kV | 216 | 0.313 | 0.132 | 0.252 | cs | 95 | 0.00403 | MV
NA2XS2Y 1x185 RM/25 12/20 kV | 273 | 0.161 | 0.117 | 0.362 | cs | 185 | 0.00403 | MV
NA2XS2Y 1x240 RM/25 12/20 kV | 304 | 0.122 | 0.112 | 0.421 | cs | 240 | 0.00403 | MV
NA2XS2Y 1x95 RM/25 6/10 kV | 315 | 0.313 | 0.123 | 0.249 | cs | 95 | 0.00403 | MV
NA2XS2Y 1x185 RM/25 6/10 kV | 406 | 0.161 | 0.11 | 0.358 | cs | 185 | 0.00403 | MV
NA2XS2Y 1x240 RM/25 6/10 kV | 456 | 0.122 | 0.105 | 0.416 | cs | 240 | 0.00403 | MV
NA2XS2Y 1x150 RM/25 12/20 kV | 250 | 0.206 | 0.116 | 0.319 | cs | 150 | 0.00403 | MV
NA2XS2Y 1x120 RM/25 12/20 kV | 230 | 0.253 | 0.119 | 0.283 | cs | 120 | 0.00403 | MV
NA2XS2Y 1x70 RM/25 12/20 kV | 190 | 0.443 | 0.132 | 0.22 | cs | 70 | 0.00403 | MV
NA2XS2Y 1x150 RM/25 6/10 kV | 360 | 0.206 | 0.11 | 0.315 | cs | 150 | 0.00403 | MV
NA2XS2Y 1x120 RM/25 6/10 kV | 340 | 0.253 | 0.113 | 0.28 | cs | 120 | 0.00403 | MV
NA2XS2Y 1x70 RM/25 6/10 kV | 280 | 0.443 | 0.123 | 0.217 | cs | 70 | 0.00403 | MV
N2XS(FL)2Y 1x120 RM/35 64/110 kV | 112 | 0.153 | 0.166 | 0.366 | cs | 120 | 0.00393 | HV
N2XS(FL)2Y 1x185 RM/35 64/110 kV | 125 | 0.099 | 0.156 | 0.457 | cs | 185 | 0.00393 | HV
N2XS(FL)2Y 1x240 RM/35 64/110 kV | 135 | 0.075 | 0.149 | 0.526 | cs | 240 | 0.00393 | HV
N2XS(FL)2Y 1x300 RM/35 64/110 kV | 144 | 0.06 | 0.144 | 0.588 | cs | 300 | 0.00393 | HV
15-AL1/3-ST1A 0.4 | 11 | 1.8769 | 0.35 | 0.105 | ol | 16 | 0.00403 | LV
24-AL1/4-ST1A 0.4 | 11.25 | 1.2012 | 0.335 | 0.14 | ol | 24 | 0.00403 | LV
48-AL1/8-ST1A 0.4 | 12.2 | 0.5939 | 0.3 | 0.21 | ol | 48 | 0.00403 | LV
94-AL1/15-ST1A 0.4 | 13.2 | 0.306 | 0.29 | 0.35 | ol | 94 | 0.00403 | LV
34-AL1/6-ST1A 10.0 | 9.7 | 0.8342 | 0.36 | 0.17 | ol | 34 | 0.00403 | MV
48-AL1/8-ST1A 10.0 | 10.1 | 0.5939 | 0.35 | 0.21 | ol | 48 | 0.00403 | MV
70-AL1/11-ST1A 10.0 | 10.4 | 0.4132 | 0.339 | 0.29 | ol | 70 | 0.00403 | MV
94-AL1/15-ST1A 10.0 | 10.75 | 0.306 | 0.33 | 0.35 | ol | 94 | 0.00403 | MV
122-AL1/20-ST1A 10.0 | 11.1 | 0.2376 | 0.323 | 0.41 | ol | 122 | 0.00403 | MV
149-AL1/24-ST1A 10.0 | 11.25 | 0.194 | 0.315 | 0.47 | ol | 149 | 0.00403 | MV
34-AL1/6-ST1A 20.0 | 9.15 | 0.8342 | 0.382 | 0.17 | ol | 34 | 0.00403 | MV
48-AL1/8-ST1A 20.0 | 9.5 | 0.5939 | 0.372 | 0.21 | ol | 48 | 0.00403 | MV
70-AL1/11-ST1A 20.0 | 9.7 | 0.4132 | 0.36 | 0.29 | ol | 70 | 0.00403 | MV
94-AL1/15-ST1A 20.0 | 10 | 0.306 | 0.35 | 0.35 | ol | 94 | 0.00403 | MV
122-AL1/20-ST1A 20.0 | 10.3 | 0.2376 | 0.344 | 0.41 | ol | 122 | 0.00403 | MV
149-AL1/24-ST1A 20.0 | 10.5 | 0.194 | 0.337 | 0.47 | ol | 149 | 0.00403 | MV
184-AL1/30-ST1A 20.0 | 10.75 | 0.1571 | 0.33 | 0.535 | ol | 184 | 0.00403 | MV
243-AL1/39-ST1A 20.0 | 11 | 0.1188 | 0.32 | 0.645 | ol | 243 | 0.00403 | MV
48-AL1/8-ST1A 110.0 | 8 | 0.5939 | 0.46 | 0.21 | ol | 48 | 0.00403 | HV
70-AL1/11-ST1A 110.0 | 8.4 | 0.4132 | 0.45 | 0.29 | ol | 70 | 0.00403 | HV
94-AL1/15-ST1A 110.0 | 8.65 | 0.306 | 0.44 | 0.35 | ol | 94 | 0.00403 | HV
122-AL1/20-ST1A 110.0 | 8.5 | 0.2376 | 0.43 | 0.41 | ol | 122 | 0.00403 | HV
149-AL1/24-ST1A 110.0 | 8.75 | 0.194 | 0.41 | 0.47 | ol | 149 | 0.00403 | HV
184-AL1/30-ST1A 110.0 | 8.8 | 0.1571 | 0.4 | 0.535 | ol | 184 | 0.00403 | HV
243-AL1/39-ST1A 110.0 | 9 | 0.1188 | 0.39 | 0.645 | ol | 243 | 0.00403 | HV
305-AL1/39-ST1A 110.0 | 9.2 | 0.0949 | 0.38 | 0.74 | ol | 305 | 0.00403 | HV
490-AL1/64-ST1A 110.0 | 9.75 | 0.059 | 0.37 | 0.96 | ol | 490 | 0.00403 | HV
679-AL1/86-ST1A 110.0 | 9.95 | 0.042 | 0.36 | 1.15 | ol | 679 | 0.00403 | HV
490-AL1/64-ST1A 220.0 | 10 | 0.059 | 0.285 | 0.96 | ol | 490 | 0.00403 | HV
679-AL1/86-ST1A 220.0 | 11.7 | 0.042 | 0.275 | 1.15 | ol | 679 | 0.00403 | HV
490-AL1/64-ST1A 380.0 | 11 | 0.059 | 0.253 | 0.96 | ol | 490 | 0.00403 | HV
679-AL1/86-ST1A 380.0 | 14.6 | 0.042 | 0.25 | 1.15 | ol | 679 | 0.00403 | HV

## trafo_std_types
| i0_percent | pfe_kw | vkr_percent | sn_mva | vn_lv_kv | vn_hv_kv | vk_percent | shift_degree | vector_group | tap_side | tap_neutral | tap_min | tap_max | tap_step_degree | tap_step_percent | tap_phase_shifter
160 MVA 380/110 kV | 0.06 | 60 | 0.25 | 160 | 110 | 380 | 12.2 | 0 | Yy0 | hv | 0 | -9 | 9 | 0 | 1.5 | FALSE
100 MVA 220/110 kV | 0.06 | 55 | 0.26 | 100 | 110 | 220 | 12 | 0 | Yy0 | hv | 0 | -9 | 9 | 0 | 1.5 | FALSE
63 MVA 110/20 kV | 0.04 | 22 | 0.32 | 63 | 20 | 110 | 18 | 150 | YNd5 | hv | 0 | -9 | 9 | 0 | 1.5 | FALSE
40 MVA 110/20 kV | 0.05 | 18 | 0.34 | 40 | 20 | 110 | 16.2 | 150 | YNd5 | hv | 0 | -9 | 9 | 0 | 1.5 | FALSE
25 MVA 110/20 kV | 0.07 | 14 | 0.41 | 25 | 20 | 110 | 12 | 150 | YNd5 | hv | 0 | -9 | 9 | 0 | 1.5 | FALSE
63 MVA 110/10 kV | 0.04 | 22 | 0.32 | 63 | 10 | 110 | 18 | 150 | YNd5 | hv | 0 | -9 | 9 | 0 | 1.5 | FALSE
40 MVA 110/10 kV | 0.05 | 18 | 0.34 | 40 | 10 | 110 | 16.2 | 150 | YNd5 | hv | 0 | -9 | 9 | 0 | 1.5 | FALSE
25 MVA 110/10 kV | 0.07 | 14 | 0.41 | 25 | 10 | 110 | 12 | 150 | YNd5 | hv | 0 | -9 | 9 | 0 | 1.5 | FALSE
0.25 MVA 20/0.4 kV | 0.32 | 0.8 | 1.44 | 0.25 | 0.4 | 20 | 6 | 150 | Yzn5 | hv | 0 | -2 | 2 | 0 | 2.5 | FALSE
0.4 MVA 20/0.4 kV | 0.3375 | 1.35 | 1.425 | 0.4 | 0.4 | 20 | 6 | 150 | Dyn5 | hv | 0 | -2 | 2 | 0 | 2.5 | FALSE
0.63 MVA 20/0.4 kV | 0.2619 | 1.65 | 1.206 | 0.63 | 0.4 | 20 | 6 | 150 | Dyn5 | hv | 0 | -2 | 2 | 0 | 2.5 | FALSE
0.25 MVA 10/0.4 kV | 0.24 | 0.6 | 1.2 | 0.25 | 0.4 | 10 | 4 | 150 | Dyn5 | hv | 0 | -2 | 2 | 0 | 2.5 | FALSE
0.4 MVA 10/0.4 kV | 0.2375 | 0.95 | 1.325 | 0.4 | 0.4 | 10 | 4 | 150 | Dyn5 | hv | 0 | -2 | 2 | 0 | 2.5 | FALSE
0.63 MVA 10/0.4 kV | 0.1873 | 1.18 | 1.0794 | 0.63 | 0.4 | 10 | 4 | 150 | Dyn5 | hv | 0 | -2 | 2 | 0 | 2.5 | FALSE

## trafo3w_std_types
| sn_hv_mva | sn_mv_mva | sn_lv_mva | vn_hv_kv | vn_mv_kv | vn_lv_kv | vk_hv_percent | vk_mv_percent | vk_lv_percent | vkr_hv_percent | vkr_mv_percent | vkr_lv_percent | pfe_kw | i0_percent | shift_mv_degree | shift_lv_degree | vector_group | tap_side | tap_neutral | tap_min | tap_max | tap_step_percent
63/25/38 MVA 110/20/10 kV | 63 | 25 | 38 | 110 | 20 | 10 | 10.4 | 10.4 | 10.4 | 0.28 | 0.32 | 0.35 | 35 | 0.89 | 0 | 0 | YN0yn0yn0 | hv | 0 | -10 | 10 | 1.2
63/25/38 MVA 110/10/10 kV | 63 | 25 | 38 | 110 | 10 | 10 | 10.4 | 10.4 | 10.4 | 0.28 | 0.32 | 0.35 | 35 | 0.89 | 0 | 0 | YN0yn0yn0 | hv | 0 | -10 | 10 | 1.2

## fuse_std_types
| fuse_type | i_rated_a | t_avg | t_min | t_total | x_avg | x_min | x_total
HV 100A | HV 100A | 100 | 0 | [10.0, 3.64, 0.854, 0.281, 0.1, 0.0531, 0.022, 0.01] | [10.0, 4.267, 1.21, 0.403, 0.1, 0.058, 0.022, 0.01] | 0 | [300.0, 350.0, 450.0, 550.0, 700.0, 850.0, 1200.0, 1752.0] | [600.0, 700.0, 900.0, 1150.0, 1665.0, 2000.0, 3000.0, 4313.0]
HV 10A | HV 10A | 10 | 0 | [10.0, 1675.0, 0.344, 0.156, 0.1, 0.0417, 0.0171, 0.01] | [10.0, 1.3, 0.3, 0.155, 0.1, 0.0555, 0.023, 0.01] | 0 | [30.0, 32.0, 35.0, 37.0, 39.0, 50.0, 70.0, 88.0] | [60.0, 70.0, 80.0, 87.0, 94.0, 110.0, 150.0, 216.0]
HV 125A | HV 125A | 125 | 0 | [10.0, 1.82, 0.344, 0.1, 0.0467, 0.0269, 0.01] | [10.0, 2.478, 0.426, 0.1, 0.0427, 0.0211, 0.01] | 0 | [375.0, 500.0, 700.0, 925.0, 1200.0, 1500.0, 2341.0] | [750.0, 1000.0, 1500.0, 2200.0, 3000.0, 4000.0, 5765.0]
HV 160A | HV 160A | 160 | 0 | [10.0, 4.15, 1.03, 0.198, 0.1, 0.051, 0.0172, 0.01] | [10.0, 2.3, 0.734, 0.274, 0.1, 0.046, 0.0177, 0.01] | 0 | [480.0, 550.0, 700.0, 1000.0, 1260.0, 1600.0, 2500.0, 3227.0] | [960.0, 1300.0, 1700.0, 2200.0, 2996.0, 4000.0, 6000.0, 7946.0]
HV 16A | HV 16A | 16 | 0 | [10.0, 0.352, 0.164, 0.1, 0.0649, 0.0342, 0.01] | [10.0, 2.34, 0.722, 0.181, 0.1, 0.055, 0.0296, 0.01] | 0 | [48.0, 60.0, 65.0, 71.0, 80.0, 100.0, 162.0] | [96.0, 110.0, 125.0, 150.0, 168.0, 200.0, 250.0, 398.0]
HV 200A | HV 200A | 200 | 0 | [10.0, 4.267, 1.21, 0.403, 0.1, 0.058, 0.022, 0.01] | [10.0, 3.73, 1.654, 0.328, 0.1, 0.0531, 0.019, 0.01] | 0 | [600.0, 700.0, 900.0, 1150.0, 1665.0, 2000.0, 3000.0, 4313.0] | [1200.0, 1500.0, 1800.0, 2700.0, 3960.0, 5000.0, 7500.0, 10620.0]
HV 20A | HV 20A | 20 | 0 | [10.0, 1.3, 0.3, 0.155, 0.1, 0.0555, 0.023, 0.01] | [10.0, 1.3, 0.161, 0.1, 0.0611, 0.0399, 0.0141, 0.01] | 0 | [60.0, 70.0, 80.0, 87.0, 94.0, 110.0, 150.0, 216.0] | [120.0, 150.0, 200.0, 223.0, 260.0, 300.0, 450.0, 532.0]
HV 25A | HV 25A | 25 | 0 | [10.0, 2.512, 0.833, 0.299, 0.1, 0.0372, 0.0223, 0.01] | [10.0, 3.125, 0.597, 0.198, 0.1, 0.0378, 0.022, 0.01] | 0 | [75.0, 82.0, 90.0, 100.0, 124.0, 170.0, 200.0, 289.0] | [150.0, 170.0, 210.0, 250.0, 294.0, 400.0, 500.0, 711.0]
HV 31.5A | HV 31.5A | 31.5 | 0 | [10.0, 2.34, 0.722, 0.181, 0.1, 0.055, 0.0296, 0.01] | [10.0, 2.84, 0.368, 0.164, 0.1, 0.0621, 0.0378, 0.0195, 0.01] | 0 | [95.0, 110.0, 125.0, 150.0, 165.0, 200.0, 250.0, 390.0] | [189.0, 220.0, 300.0, 350.0, 393.0, 450.0, 530.0, 700.0, 960.0]
HV 40A | HV 40A | 40 | 0 | [10.0, 1.3, 0.161, 0.1, 0.0611, 0.0399, 0.0141, 0.01] | [10.0, 2.05, 0.369, 0.198, 0.1, 0.051, 0.0298, 0.01] | 0 | [120.0, 150.0, 200.0, 223.0, 260.0, 300.0, 450.0, 532.0] | [240.0, 300.0, 400.0, 450.0, 530.0, 650.0, 800.0, 1311.0]
HV 50A | HV 50A | 50 | 0 | [10.0, 3.215, 0.597, 0.198, 0.1, 0.0378, 0.022, 0.01] | [10.0, 3.64, 0.854, 0.281, 0.1, 0.0531, 0.022, 0.01] | 0 | [150.0, 170.0, 210.0, 250.0, 294.0, 400.0, 500.0, 711.0] | [300.0, 350.0, 450.0, 550.0, 700.0, 850.0, 1200.0, 1752.0]
HV 6.3A | HV 6.3A | 6.3 | 0 | [10.0, 1.39, 0.344, 0.168, 0.1, 0.056, 0.0263, 0.01] | [10.0, 1.711, 0.516, 0.198, 0.1, 0.0634, 0.0303, 0.01] | 0 | [19.0, 19.5, 20.4, 20.8, 22.0, 25.0, 32.0, 48.0] | [38.0, 40.0, 43.0, 48.0, 53.0, 60.0, 75.0, 118.0]
HV 63A | HV 63A | 63 | 0 | [10.0, 2.84, 0.368, 0.164, 0.1, 0.0621, 0.0378, 0.0195, 0.01] | [10.0, 1.82, 0.344, 0.1, 0.0467, 0.0269, 0.01] | 0 | [189.0, 220.0, 300.0, 350.0, 393.0, 450.0, 530.0, 700.0, 961.0] | [378.0, 500.0, 700.0, 934.0, 1200.0, 1500.0, 2366.0]
HV 80A | HV 80A | 80 | 0 | [10.0, 2.05, 0.369, 0.198, 0.1, 0.051, 0.0298, 0.01] | [10.0, 4.15, 1.03, 0.198, 0.1, 0.051, 0.0172, 0.01] | 0 | [240.0, 300.0, 400.0, 450.0, 530.0, 650.0, 800.0, 1311.0] | [480.0, 550.0, 700.0, 1000.0, 1260.0, 1600.0, 2500.0, 3227.0]
Siemens NH-1-100 | Siemens NH-1-100 | 100 | [5400.0, 2000.0, 400.0, 20.0, 1.0, 0.2, 0.012, 0.004] | 0 | 0 | [150.0, 190.0, 250.0, 430.0, 900.0, 1250.0, 2700.0, 3600.0] | 0 | 0
Siemens NH-1-125 | Siemens NH-1-125 | 125 | [4800.0, 120.0, 7.0, 0.1, 0.004] | 0 | 0 | [180.0, 400.0, 740.0, 2000.0, 4250.0] | 0 | 0
Siemens NH-1-16 | Siemens NH-1-16 | 16 | [4000.0, 400.0, 2.0, 0.1, 0.04, 0.01] | 0 | 0 | [26.0, 35.0, 75.0, 150.0, 200.0, 300.0] | 0 | 0
Siemens NH-1-160 | Siemens NH-1-160 | 160 | [4800.0, 120.0, 7.0, 0.1, 0.004] | 0 | 0 | [210.0, 500.0, 900.0, 2300.0, 5000.0] | 0 | 0
Siemens NH-1-25 | Siemens NH-1-25 | 25 | [4000.0, 1000.0, 10.0, 0.2, 0.02, 0.01] | 0 | 0 | [40.0, 50.0, 100.0, 210.0, 400.0, 500.0] | 0 | 0
Siemens NH-1-50 | Siemens NH-1-50 | 50 | [4000.0, 40.0, 4.0, 1.0, 0.02, 0.01] | 0 | 0 | [86.0, 200.0, 300.0, 400.0, 1000.0, 1280.0] | 0 | 0
Siemens NH-1-63 | Siemens NH-1-63 | 63 | [4000.0, 100.0, 10.0, 2.0, 0.04, 0.01] | 0 | 0 | [100.0, 200.0, 300.0, 400.0, 1000.0, 1500.0] | 0 | 0
Siemens NH-1-80 | Siemens NH-1-80 | 80 | [4800.0, 120.0, 7.0, 0.1, 0.01] | 0 | 0 | [150.58, 250.0, 450.0, 1150.0, 2470.0] | 0 | 0
Siemens NH-2-1000 | Siemens NH-2-1000 | 1000 | [4800.0, 120.0, 7.0, 0.1, 0.004] | 0 | 0 | [1900.0, 3500.0, 8400.0, 24000.0, 52000.0] | 0 | 0
Siemens NH-2-200 | Siemens NH-2-200 | 200 | [4800.0, 120.0, 7.0, 0.1, 0.004] | 0 | 0 | [280.0, 650.0, 1200.0, 3000.0, 7000.0] | 0 | 0
Siemens NH-2-224 | Siemens NH-2-224 | 224 | [4800.0, 120.0, 7.0, 0.2, 0.04, 0.004] | 0 | 0 | [400.0, 750.0, 1453.0, 3025.0, 4315.0, 7600.0] | 0 | 0
Siemens NH-2-250 | Siemens NH-2-250 | 250 | [4800.0, 120.0, 7.0, 0.1, 0.004] | 0 | 0 | [450.0, 800.0, 1650.0, 4000.0, 8500.0] | 0 | 0
Siemens NH-2-315 | Siemens NH-2-315 | 315 | [4800.0, 120.0, 7.0, 0.1, 0.004] | 0 | 0 | [550.0, 920.0, 1900.0, 5000.0, 11000.0] | 0 | 0
Siemens NH-2-355 | Siemens NH-2-355 | 355 | [4800.0, 120.0, 6.0, 0.1, 0.004] | 0 | 0 | [650.0, 1116.27, 2350.0, 5840.0, 12790.0] | 0 | 0
Siemens NH-2-400 | Siemens NH-2-400 | 400 | [4800.0, 120.0, 7.0, 0.1, 0.004] | 0 | 0 | [720.0, 1350.0, 2800.0, 6500.0, 15000.0] | 0 | 0
Siemens NH-2-425 | Siemens NH-2-425 | 425 | [4800.0, 120.0, 7.0, 0.1, 0.004] | 0 | 0 | [850.0, 1500.0, 3050.0, 7500.0, 16500.0] | 0 | 0
Siemens NH-2-630 | Siemens NH-2-630 | 630 | [4800.0, 120.0, 7.0, 0.1, 0.004] | 0 | 0 | [1200.0, 2000.0, 4800.0, 12000.0, 26000.0] | 0 | 0

## res_bus
| vm_pu | va_degree | p_mw | q_mvar
0 | 0.98913 | -0.49431 | 0.1641 | 0.079477
1 | 0.98914 | -0.49437 | 0 | 0
2 | 0.9891 | -0.49454 | 0.14378 | 0.069634
3 | 0.98919 | -0.49484 | 0.13529 | 0.065522
4 | 0.98913 | -0.49429 | 0 | 0
5 | 0.98924 | -0.4953 | 0 | 0
6 | 0.98911 | -0.49442 | 0.15958 | 0.077287
7 | 0.98926 | -0.49547 | 0 | 0
8 | 0.98972 | -0.47729 | 0.10872 | 0.052654
9 | 0.98973 | -0.47722 | 0 | 0
10 | 0.98979 | -0.47692 | 0 | 0
11 | 0.98969 | -0.47935 | 0.075341 | 0.036489
12 | 0.98956 | -0.48716 | 0 | 0
13 | 0.98955 | -0.48719 | 0.10641 | 0.051539
14 | 0.98944 | -0.49376 | 0 | 0
15 | 0.98994 | -0.46801 | 0.11109 | 0.053805
16 | 0.98942 | -0.4936 | 0 | 0
17 | 0.98939 | -0.49401 | 0 | 0
18 | 0.98942 | -0.49355 | 0.15408 | 0.074624
19 | 0.98989 | -0.46836 | 0 | 0
20 | 0.98985 | -0.46861 | 0.14302 | 0.069266
21 | 0.99132 | -0.38835 | 0 | 0
22 | 0.98937 | -0.49408 | 0.079264 | 0.038389
23 | 0.98934 | -0.49616 | 0 | 0
24 | 0.98928 | -0.49564 | 0.14539 | 0.070414
25 | 0.9893 | -0.49632 | 0 | 0
26 | 0.99132 | -0.38833 | 0.051606 | 0.024994
27 | 0.99167 | -0.38644 | 0 | 0
28 | 0.98915 | -0.50103 | 0.15378 | 0.074478
29 | 0.98917 | -0.50126 | 0 | 0
30 | 0.98913 | -0.50113 | 0 | 0
31 | 0.98918 | -0.50134 | 0 | 0
32 | 0.98912 | -0.50103 | 0.14375 | 0.06962
33 | 0.98918 | -0.50129 | 0.078571 | 0.038053
34 | 0.9892 | -0.50078 | 0.1617 | 0.078316
35 | 0.98917 | -0.50125 | 0 | 0
36 | 0.98924 | -0.49859 | 0.15291 | 0.074059
37 | 0.98924 | -0.49582 | 0 | 0
38 | 0.98929 | -0.49635 | 0.161 | 0.077974
39 | 0.98923 | -0.49592 | 0.10107 | 0.048951
40 | 0.98923 | -0.49589 | 0 | 0
41 | 0.98927 | -0.49773 | 0.14892 | 0.072127
42 | 0.98926 | -0.49853 | 0.15176 | 0.073503
43 | 0.98924 | -0.49859 | 0 | 0
44 | 0.98922 | -0.49836 | 0.14684 | 0.071117
45 | 0.99195 | -0.36967 | 0.064309 | 0.031146
46 | 0.99286 | -0.31525 | 0.12187 | 0.059023
47 | 0.9892 | -0.49565 | 0.14701 | 0.071198
48 | 0.9892 | -0.49566 | 0 | 0
49 | 0.98923 | -0.49591 | 0 | 0
50 | 0.98922 | -0.49597 | 0.10286 | 0.04982
51 | 0.99787 | -0.080368 | 0.080663 | 0.039067
52 | 0.99779 | -0.081043 | 0.11619 | 0.056273
53 | 0.99798 | -0.073736 | 0 | 0
54 | 0.99775 | -0.081298 | 0.12463 | 0.060359
55 | 0.998 | -0.07358 | 0.088631 | 0.042926
56 | 0.998 | -0.073596 | 0 | 0
57 | 0.99804 | -0.073291 | 0.10092 | 0.048876
58 | 0.99817 | -0.065053 | 0.14326 | 0.069384
59 | 0.99868 | -0.048083 | 0 | 0
60 | 0.99861 | -0.048597 | 0 | 0
61 | 0.99921 | -0.043992 | 0 | 0
62 | 0.99855 | -0.048993 | 0 | 0
63 | 0.99859 | -0.048679 | 0.16486 | 0.079843
64 | 0.99926 | -0.04363 | 0.14392 | 0.069705
65 | 0.9977 | -0.081685 | 0 | 0
66 | 0.99675 | -0.13771 | 0.065819 | 0.031877
67 | 0.99683 | -0.13706 | 0 | 0
68 | 0.99423 | -0.29958 | 0.060753 | 0.029424
69 | 0.99717 | -0.11442 | 0.16026 | 0.077619
70 | 0.99719 | -0.11426 | 0 | 0
71 | 0.99847 | -0.049623 | 0.075886 | 0.036753
72 | 0.99993 | -0.00052842 | 0.11815 | 0.05722
73 | 0.99766 | -0.081388 | 0 | 0
74 | 0.99421 | -0.29966 | 0 | 0
75 | 0.99416 | -0.29922 | 0 | 0
76 | 0.9938 | -0.30285 | 0 | 0
77 | 0.99415 | -0.29914 | 0.15048 | 0.07288
78 | 0.99379 | -0.30275 | 0.15308 | 0.074139
79 | 0.99312 | -0.30739 | 0 | 0
80 | 0.99307 | -0.30767 | 0 | 0
81 | 0.9931 | -0.30722 | 0.16267 | 0.078786
82 | 0.99297 | -0.3082 | 0.10903 | 0.052807
83 | 0.99298 | -0.30822 | 0 | 0
84 | 0.993 | -0.30811 | 0 | 0
85 | 0.99299 | -0.30806 | 0.16466 | 0.079748
86 | 0.99293 | -0.30755 | 0 | 0
87 | 0.99306 | -0.30758 | 0.085999 | 0.041651
88 | 0.9929 | -0.30774 | 0.15573 | 0.075421
89 | 0.99757 | -0.080591 | 0.157 | 0.076037
90 | 0.99751 | -0.080985 | 0 | 0
91 | 0.9975 | -0.081023 | 0.090871 | 0.044011
92 | 1 | 0 | -10.5002 | -4.3796
93 | 0.99605 | -0.10391 | 0.074799 | 0.036227
94 | 0.99561 | -0.10028 | 0 | 0
95 | 0.99361 | -0.11444 | 0.068799 | 0.033321
96 | 0.99014 | -0.15183 | 0.15443 | 0.074792
97 | 0.99841 | -0.050074 | 0.095999 | 0.046494
98 | 0.99846 | -0.049681 | 0.16178 | 0.078356
99 | 0.98917 | -0.50124 | 0 | 0
100 | 0.98917 | -0.50119 | 0.13139 | 0.063636
101 | 0.98389 | -0.12565 | 0.11772 | 0.057015
102 | 0.98392 | -0.12585 | 0.098969 | 0.047933
103 | 0.98381 | -0.12504 | 0 | 0
104 | 0.98443 | -0.12163 | 0.10331 | 0.050037
105 | 0.98356 | -0.12317 | 0 | 0
106 | 0.98448 | -0.12208 | 0 | 0
107 | 0.98276 | -0.11699 | 0 | 0
108 | 0.9826 | -0.11572 | 0 | 0
109 | 0.98275 | -0.11702 | 0.14447 | 0.069969
110 | 0.98299 | -0.11877 | 0 | 0
111 | 0.98355 | -0.12326 | 0.11778 | 0.057042
112 | 0.98298 | -0.11867 | 0 | 0
113 | 0.98299 | -0.11874 | 0.16271 | 0.078805
114 | 0.9835 | -0.1156 | 0 | 0
115 | 0.98345 | -0.11519 | 0 | 0
116 | 0.98352 | -0.1158 | 0 | 0
117 | 0.98344 | -0.11505 | 0.12551 | 0.060789
118 | 0.98356 | -0.11614 | 0 | 0
119 | 0.98352 | -0.11578 | 0.10279 | 0.049782
120 | 0.98298 | -0.11864 | 0.077311 | 0.037444
121 | 0.98298 | -0.11862 | 0 | 0
122 | 0.98342 | -0.11494 | 0 | 0
123 | 0.98355 | -0.11607 | 0.16344 | 0.079157
124 | 0.98364 | -0.11681 | 0 | 0
125 | 0.98297 | -0.11861 | 0.077054 | 0.037319
126 | 0.98259 | -0.11579 | 0.12791 | 0.06195
127 | 0.98252 | -0.11504 | 0 | 0
128 | 0.98342 | -0.11489 | 0.070905 | 0.034341
129 | 0.98341 | -0.11505 | 0.12201 | 0.059093
130 | 0.98914 | -0.14419 | 0.10574 | 0.051214
131 | 0.98915 | -0.14425 | 0 | 0
132 | 0.98881 | -0.14167 | 0 | 0
133 | 0.98996 | -0.15046 | 0 | 0
134 | 0.98873 | -0.14108 | 0.085363 | 0.041343
135 | 0.98863 | -0.14032 | 0 | 0
136 | 0.98751 | -0.13166 | 0 | 0
137 | 0.98855 | -0.13967 | 0 | 0
138 | 0.98557 | -0.11634 | 0 | 0
139 | 0.98751 | -0.13168 | 0.093979 | 0.045516
140 | 0.98855 | -0.13965 | 0.088414 | 0.042821
141 | 0.98539 | -0.1149 | 0.14818 | 0.071765
142 | 0.98852 | -0.13984 | 0.092326 | 0.044716
143 | 0.98246 | -0.11547 | 0.074728 | 0.036192
144 | 0.98244 | -0.1156 | 0.14401 | 0.069746
145 | 0.98349 | -0.11647 | 0.091125 | 0.044134
146 | 0.98364 | -0.11684 | 0.15811 | 0.076574
147 | 0.98407 | -0.11855 | 0 | 0
148 | 0.98406 | -0.11861 | 0.081763 | 0.0396
149 | 0.98391 | -0.1172 | 0 | 0
150 | 0.98379 | -0.11811 | 0.12583 | 0.060941
151 | 0.98373 | -0.11762 | 0 | 0
152 | 0.98366 | -0.11699 | 0 | 0
153 | 0.99356 | -0.11475 | 0 | 0
154 | 0.9935 | -0.11423 | 0.15207 | 0.073653
155 | 0.99343 | -0.11401 | 0 | 0
156 | 0.99342 | -0.11393 | 0.15527 | 0.075199
157 | 0.99346 | -0.11385 | 0 | 0
158 | 0.99335 | -0.11388 | 0.13346 | 0.064636
159 | 0.99339 | -0.11364 | 0 | 0
160 | 0.9934 | -0.11374 | 0.11283 | 0.054647
161 | 0.99343 | -0.11358 | 0 | 0
162 | 0.99338 | -0.11351 | 0 | 0
163 | 0.99338 | -0.1135 | 0.086581 | 0.041933
164 | 0.98297 | -0.11855 | 0.086816 | 0.042047
165 | 0.98297 | -0.11857 | 0 | 0
166 | 0.98297 | -0.11859 | 0 | 0
167 | 0.99997 | 149.9981 | 0 | 0

## res_line
| p_from_mw | q_from_mvar | p_to_mw | q_to_mvar | pl_mw | ql_mvar | i_from_ka | i_to_ka | i_ka | vm_from_pu | va_from_degree | vm_to_pu | va_to_degree | loading_percent
0 | -0.30788 | -0.14896 | 0.30788 | 0.14859 | 2.1077e-06 | -0.0003697 | 0.0099818 | 0.0099771 | 0.0099818 | 0.98913 | -0.49431 | 0.98914 | -0.49437 | 4.5372
1 | 0.14378 | 0.069486 | -0.14378 | -0.069634 | 5.0015e-06 | -0.00014775 | 0.0046605 | 0.0046624 | 0.0046624 | 0.98913 | -0.49431 | 0.9891 | -0.49454 | 2.2202
2 | -0.46746 | -0.22485 | 0.46749 | 0.22289 | 2.5734e-05 | -0.0019605 | 0.015139 | 0.015114 | 0.015139 | 0.98914 | -0.49437 | 0.98919 | -0.49484 | 6.8813
3 | 0.15958 | 0.076256 | -0.15958 | -0.077217 | 1.466e-06 | -0.0009601 | 0.0051617 | 0.0051739 | 0.0051739 | 0.98914 | -0.49437 | 0.98913 | -0.49429 | 2.3518
4 | -0.60278 | -0.28841 | 0.60281 | 0.28692 | 3.2623e-05 | -0.0014932 | 0.019501 | 0.019482 | 0.019501 | 0.98919 | -0.49484 | 0.98924 | -0.4953 | 8.864
5 | 0.15958 | 0.077217 | -0.15958 | -0.077287 | 2.9597e-06 | -7.0613e-05 | 0.0051739 | 0.0051748 | 0.0051748 | 0.98913 | -0.49429 | 0.98911 | -0.49442 | 2.4642
6 | -0.60281 | -0.28692 | 0.60282 | 0.28633 | 1.2789e-05 | -0.00058619 | 0.019482 | 0.019474 | 0.019482 | 0.98924 | -0.4953 | 0.98926 | -0.49547 | 8.8554
7 | -0.60282 | -0.28633 | 0.60283 | 0.28577 | 1.2216e-05 | -0.00056037 | 0.019474 | 0.019467 | 0.019474 | 0.98926 | -0.49547 | 0.98928 | -0.49564 | 8.852
8 | -0.10872 | -0.052654 | 0.10872 | 0.052594 | 1.1461e-06 | -5.9892e-05 | 0.0035233 | 0.0035225 | 0.0035233 | 0.98972 | -0.47729 | 0.98973 | -0.47722 | 1.6778
9 | -3.0545 | -1.4029 | 3.0547 | 1.388 | 0.00018112 | -0.01494 | 0.098039 | 0.097857 | 0.098039 | 0.98973 | -0.47722 | 0.98979 | -0.47692 | 7.6833
10 | 2.9458 | 1.3503 | -2.9457 | -1.3503 | 5.9337e-05 | 5.8797e-05 | 0.094517 | 0.094519 | 0.094519 | 0.98973 | -0.47722 | 0.98969 | -0.47935 | 7.327
11 | -3.0547 | -1.388 | 3.055 | 1.3883 | 0.00025657 | 0.00028331 | 0.097857 | 0.097852 | 0.097857 | 0.98979 | -0.47692 | 0.98994 | -0.46801 | 7.5858
12 | 2.8704 | 1.3138 | -2.8702 | -1.3136 | 0.00021226 | 0.00019105 | 0.092077 | 0.092082 | 0.092082 | 0.98969 | -0.47935 | 0.98956 | -0.48716 | 7.1381
13 | 2.8702 | 1.3136 | -2.8702 | -1.3151 | 1.6449e-05 | -0.0015355 | 0.092082 | 0.092101 | 0.092101 | 0.98956 | -0.48716 | 0.98955 | -0.48719 | 7.2179
14 | 2.7638 | 1.2636 | -2.7636 | -1.2635 | 0.00017161 | 0.00013036 | 0.088652 | 0.088656 | 0.088656 | 0.98955 | -0.48719 | 0.98944 | -0.49376 | 6.8726
15 | 0.15408 | 0.0719 | -0.15408 | -0.074027 | 3.0063e-06 | -0.0021267 | 0.0049608 | 0.0049874 | 0.0049874 | 0.98944 | -0.49376 | 0.98942 | -0.4936 | 2.267
16 | 2.6095 | 1.1916 | -2.6094 | -1.2065 | 0.00013253 | -0.014957 | 0.083696 | 0.083879 | 0.083879 | 0.98944 | -0.49376 | 0.98939 | -0.49401 | 6.5736
17 | -3.3091 | -1.511 | 3.3116 | 1.5143 | 0.0024924 | 0.0033345 | 0.10608 | 0.10604 | 0.10608 | 0.98994 | -0.46801 | 0.99132 | -0.38835 | 8.2232
18 | 0.14303 | 0.068882 | -0.14302 | -0.069105 | 7.4365e-06 | -0.00022304 | 0.0046293 | 0.0046322 | 0.0046322 | 0.98994 | -0.46801 | 0.98989 | -0.46836 | 2.2058
19 | 0.15408 | 0.074027 | -0.15408 | -0.074624 | 8.4981e-07 | -0.00059701 | 0.0049874 | 0.0049949 | 0.0049949 | 0.98942 | -0.4936 | 0.98942 | -0.49355 | 2.2704
20 | 2.6094 | 1.2065 | -2.6093 | -1.2107 | 3.7436e-05 | -0.0042126 | 0.083879 | 0.083931 | 0.083931 | 0.98939 | -0.49401 | 0.98937 | -0.49408 | 6.5776
21 | 0.14302 | 0.069105 | -0.14302 | -0.069266 | 5.3909e-06 | -0.00016149 | 0.0046322 | 0.0046343 | 0.0046343 | 0.98989 | -0.46836 | 0.98985 | -0.46861 | 2.2068
22 | 0.051607 | 0.024386 | -0.051606 | -0.024994 | 9.598e-08 | -0.00060779 | 0.0016621 | 0.0016698 | 0.0016698 | 0.99132 | -0.38835 | 0.99132 | -0.38833 | 0.75899
23 | -3.3632 | -1.5387 | 3.3643 | 1.4599 | 0.0011424 | -0.078808 | 0.1077 | 0.10676 | 0.1077 | 0.99132 | -0.38835 | 0.99167 | -0.38644 | 8.4404
24 | 2.5301 | 1.1723 | -2.53 | -1.1723 | 5.0087e-05 | 1.9984e-05 | 0.081361 | 0.081363 | 0.081363 | 0.98937 | -0.49408 | 0.98934 | -0.49616 | 6.3072
25 | 0.74827 | 0.35482 | -0.74822 | -0.35619 | 4.6084e-05 | -0.0013669 | 0.024164 | 0.024181 | 0.024181 | 0.98934 | -0.49616 | 0.98928 | -0.49564 | 10.9914
26 | 1.7818 | 0.81751 | -1.7817 | -0.83221 | 6.0759e-05 | -0.014703 | 0.0572 | 0.057381 | 0.057381 | 0.98934 | -0.49616 | 0.9893 | -0.49632 | 4.4969
27 | 0.35098 | 0.16314 | -0.35095 | -0.16609 | 2.1594e-05 | -0.0029474 | 0.011294 | 0.01133 | 0.01133 | 0.9893 | -0.49632 | 0.98924 | -0.49582 | 5.1501
28 | 1.4307 | 0.66907 | -1.4307 | -0.67302 | 1.0547e-05 | -0.0039425 | 0.046087 | 0.046136 | 0.046136 | 0.9893 | -0.49632 | 0.98929 | -0.49635 | 3.6157
29 | -3.3643 | -1.4599 | 3.3648 | 1.4606 | 0.00051912 | 0.00070197 | 0.10676 | 0.10675 | 0.10676 | 0.99167 | -0.38644 | 0.99195 | -0.36967 | 8.2758
30 | -0.29753 | -0.14259 | 0.29754 | 0.14106 | 8.102e-06 | -0.0015299 | 0.0096288 | 0.0096096 | 0.0096288 | 0.98915 | -0.50103 | 0.98917 | -0.50126 | 4.3767
31 | 0.14375 | 0.068113 | -0.14375 | -0.068174 | 2.0509e-06 | -6.1088e-05 | 0.0046424 | 0.0046432 | 0.0046432 | 0.98915 | -0.50103 | 0.98913 | -0.50113 | 2.211
32 | -0.29754 | -0.14106 | 0.29754 | 0.14053 | 2.7854e-06 | -0.00052739 | 0.0096096 | 0.009603 | 0.0096096 | 0.98917 | -0.50126 | 0.98918 | -0.50134 | 4.368
33 | 0.14375 | 0.068174 | -0.14375 | -0.06962 | 1.7889e-06 | -0.0014457 | 0.0046432 | 0.0046614 | 0.0046614 | 0.98913 | -0.50113 | 0.98912 | -0.50103 | 2.1188
34 | 0.20996 | 0.099838 | -0.20996 | -0.10032 | 1.259e-06 | -0.00047779 | 0.0067849 | 0.0067909 | 0.0067909 | 0.98918 | -0.50134 | 0.98918 | -0.50129 | 3.0868
35 | -0.5075 | -0.24037 | 0.50751 | 0.24034 | 8.9598e-06 | -3.444e-05 | 0.016388 | 0.016387 | 0.016388 | 0.98918 | -0.50134 | 0.9892 | -0.50078 | 4.6822
36 | 0.13139 | 0.062262 | -0.13139 | -0.062837 | 5.9254e-07 | -0.00057475 | 0.0042432 | 0.0042504 | 0.0042504 | 0.98918 | -0.50129 | 0.98917 | -0.50125 | 1.932
37 | -0.66922 | -0.31865 | 0.66923 | 0.31823 | 1.4194e-05 | -0.00042175 | 0.02163 | 0.021625 | 0.02163 | 0.9892 | -0.50078 | 0.98924 | -0.49859 | 1.6768
38 | 0.13139 | 0.062837 | -0.13139 | -0.062945 | 1.1153e-07 | -0.00010797 | 0.0042504 | 0.0042518 | 0.0042518 | 0.98917 | -0.50125 | 0.98917 | -0.50124 | 1.9326
39 | -0.82214 | -0.39229 | 0.82214 | 0.39164 | 5.7871e-07 | -0.00065193 | 0.026583 | 0.026574 | 0.026583 | 0.98924 | -0.49859 | 0.98924 | -0.49859 | 2.0833
40 | 0.24809 | 0.11641 | -0.24808 | -0.11644 | 3.3037e-06 | -3.1803e-05 | 0.0079968 | 0.0079972 | 0.0079972 | 0.98924 | -0.49582 | 0.98923 | -0.49592 | 3.8082
41 | 0.10287 | 0.04968 | -0.10287 | -0.04974 | 1.0245e-06 | -5.9796e-05 | 0.0033335 | 0.0033343 | 0.0033343 | 0.98924 | -0.49582 | 0.98923 | -0.49589 | 1.5878
42 | 1.2697 | 0.59504 | -1.2697 | -0.59515 | 1.6808e-05 | -0.00010697 | 0.040917 | 0.040919 | 0.040919 | 0.98929 | -0.49635 | 0.98927 | -0.49773 | 3.172
43 | 0.14701 | 0.067486 | -0.14701 | -0.067554 | 8.5939e-08 | -6.7451e-05 | 0.0047205 | 0.0047213 | 0.0047213 | 0.98923 | -0.49592 | 0.98923 | -0.49591 | 2.146
44 | 0.10287 | 0.04974 | -0.10286 | -0.04982 | 1.3677e-06 | -7.9783e-05 | 0.0033343 | 0.0033353 | 0.0033353 | 0.98923 | -0.49589 | 0.98922 | -0.49597 | 1.5883
45 | 1.1208 | 0.52302 | -1.1208 | -0.5231 | 8.5711e-06 | -7.6687e-05 | 0.036091 | 0.036092 | 0.036092 | 0.98927 | -0.49773 | 0.98926 | -0.49853 | 2.7978
46 | 0.969 | 0.4496 | -0.96898 | -0.45968 | 1.2364e-05 | -0.010081 | 0.031172 | 0.031297 | 0.031297 | 0.98926 | -0.49853 | 0.98924 | -0.49859 | 2.4527
47 | 0.14684 | 0.06804 | -0.14684 | -0.071117 | 3.9545e-06 | -0.0030769 | 0.0047227 | 0.0047612 | 0.0047612 | 0.98924 | -0.49859 | 0.98922 | -0.49836 | 2.1642
48 | -3.4291 | -1.4917 | 3.4309 | 1.4941 | 0.0017192 | 0.0024084 | 0.10883 | 0.1088 | 0.10883 | 0.99195 | -0.36967 | 0.99286 | -0.31525 | 8.4363
49 | -3.5527 | -1.5532 | 3.553 | 1.5535 | 0.00023052 | 0.00034292 | 0.11274 | 0.11273 | 0.11274 | 0.99286 | -0.31525 | 0.99298 | -0.30822 | 8.7392
50 | -0.14701 | -0.071198 | 0.14701 | 0.071018 | 2.3383e-07 | -0.00018011 | 0.0047667 | 0.0047644 | 0.0047667 | 0.9892 | -0.49565 | 0.9892 | -0.49566 | 2.1667
51 | -0.14701 | -0.071018 | 0.14701 | 0.067554 | 4.4546e-06 | -0.0034647 | 0.0047644 | 0.0047213 | 0.0047644 | 0.9892 | -0.49566 | 0.98923 | -0.49591 | 2.1656
52 | 5.3254 | 2.1241 | -5.3249 | -2.137 | 0.00044676 | -0.012889 | 0.16586 | 0.166 | 0.166 | 0.99787 | -0.080368 | 0.99779 | -0.081043 | 13.0096
53 | -5.4061 | -2.1632 | 5.4064 | 2.1638 | 0.00031716 | 0.00068046 | 0.16845 | 0.16845 | 0.16845 | 0.99787 | -0.080368 | 0.99798 | -0.073736 | 13.0579
54 | 5.2088 | 2.0807 | -5.2086 | -2.0857 | 0.00016489 | -0.0049757 | 0.16228 | 0.16233 | 0.16233 | 0.99779 | -0.081043 | 0.99775 | -0.081298 | 12.7218
55 | -5.4064 | -2.1638 | 5.4065 | 2.1612 | 9.4289e-05 | -0.0026394 | 0.16845 | 0.16842 | 0.16845 | 0.99798 | -0.073736 | 0.998 | -0.073596 | 13.201
56 | 5.084 | 2.0253 | -5.0837 | -2.033 | 0.00024265 | -0.0076961 | 0.15833 | 0.15842 | 0.15842 | 0.99775 | -0.081298 | 0.9977 | -0.081685 | 12.4152
57 | -0.088631 | -0.042926 | 0.088631 | 0.042576 | 1.5899e-07 | -0.00034953 | 0.0028485 | 0.0028442 | 0.0028485 | 0.998 | -0.07358 | 0.998 | -0.073596 | 1.2948
58 | -5.4951 | -2.2038 | 5.4953 | 2.1981 | 0.00020844 | -0.0056425 | 0.17125 | 0.17119 | 0.17125 | 0.998 | -0.073596 | 0.99804 | -0.073291 | 13.4212
59 | -5.5962 | -2.247 | 5.5966 | 2.2479 | 0.00040849 | 0.0008913 | 0.17443 | 0.17443 | 0.17443 | 0.99804 | -0.073291 | 0.99817 | -0.065053 | 13.5215
60 | -5.7399 | -2.3173 | 5.7407 | 2.319 | 0.0007638 | 0.001686 | 0.17902 | 0.17901 | 0.17902 | 0.99817 | -0.065053 | 0.99841 | -0.050074 | 13.8774
61 | 6.2407 | 2.526 | -6.2403 | -2.5346 | 0.0004134 | -0.008617 | 0.19461 | 0.19471 | 0.19471 | 0.99868 | -0.048083 | 0.99861 | -0.048597 | 15.2591
62 | -6.2407 | -2.526 | 6.2439 | 2.4598 | 0.0031564 | -0.066122 | 0.19461 | 0.19388 | 0.19461 | 0.99868 | -0.048083 | 0.99921 | -0.043992 | 15.2515
63 | 6.0755 | 2.4548 | -6.0752 | -2.4616 | 0.00030783 | -0.006782 | 0.18942 | 0.1895 | 0.1895 | 0.99861 | -0.048597 | 0.99855 | -0.048993 | 14.8509
64 | 0.16486 | 0.079796 | -0.16486 | -0.079843 | 2.047e-06 | -4.7503e-05 | 0.0052946 | 0.0052952 | 0.0052952 | 0.99861 | -0.048597 | 0.99859 | -0.048679 | 2.5215
65 | -6.2439 | -2.4598 | 6.2442 | 2.4542 | 0.00026835 | -0.0056483 | 0.19388 | 0.19382 | 0.19388 | 0.99921 | -0.043992 | 0.99926 | -0.04363 | 15.1945
66 | 6.0752 | 2.4616 | -6.0747 | -2.4725 | 0.0004962 | -0.010919 | 0.1895 | 0.18962 | 0.18962 | 0.99855 | -0.048993 | 0.99847 | -0.049623 | 14.8605
67 | -6.3881 | -2.5239 | 6.3905 | 2.5295 | 0.0024233 | 0.0055639 | 0.19843 | 0.19842 | 0.19843 | 0.99926 | -0.04363 | 0.99993 | -0.00052842 | 15.3819
68 | 0.24791 | 0.10973 | -0.2479 | -0.11266 | 1.018e-05 | -0.0029294 | 0.0078442 | 0.0078789 | 0.0078789 | 0.9977 | -0.081685 | 0.99766 | -0.081388 | 3.5813
69 | 4.8358 | 1.9233 | -4.8344 | -1.9205 | 0.001389 | 0.0027913 | 0.15058 | 0.15059 | 0.15059 | 0.9977 | -0.081685 | 0.99719 | -0.11426 | 11.6736
70 | -4.6729 | -1.855 | 4.6732 | 1.8411 | 0.0003689 | -0.013868 | 0.14561 | 0.14546 | 0.14561 | 0.99675 | -0.13771 | 0.99683 | -0.13706 | 11.4112
71 | 4.607 | 1.8231 | -4.6005 | -1.8104 | 0.0065511 | 0.012735 | 0.14349 | 0.14355 | 0.14355 | 0.99675 | -0.13771 | 0.99423 | -0.29958 | 11.1276
72 | -4.6732 | -1.8411 | 4.6742 | 1.843 | 0.0009363 | 0.0018364 | 0.14546 | 0.14545 | 0.14546 | 0.99683 | -0.13706 | 0.99719 | -0.11426 | 11.2757
73 | 4.5397 | 1.781 | -4.5397 | -1.7828 | 4.7345e-05 | -0.0018717 | 0.14159 | 0.14161 | 0.14161 | 0.99423 | -0.29958 | 0.99421 | -0.29966 | 11.0982
74 | -0.16026 | -0.077619 | 0.16027 | 0.077525 | 3.8442e-06 | -9.3994e-05 | 0.005155 | 0.0051538 | 0.005155 | 0.99717 | -0.11442 | 0.99719 | -0.11426 | 2.4548
75 | 0.16179 | 0.078322 | -0.16178 | -0.078356 | 1.427e-06 | -3.4398e-05 | 0.0051968 | 0.0051973 | 0.0051973 | 0.99847 | -0.049623 | 0.99846 | -0.049681 | 2.4749
76 | 5.837 | 2.3574 | -5.8367 | -2.3655 | 0.00033705 | -0.0080565 | 0.182 | 0.18209 | 0.18209 | 0.99847 | -0.049623 | 0.99841 | -0.050074 | 14.2705
77 | -6.5087 | -2.5867 | 6.5091 | 2.5786 | 0.00041775 | -0.0080789 | 0.2022 | 0.20211 | 0.2022 | 0.99993 | -0.00052842 | 1 | 0 | 15.8461
78 | 0.2479 | 0.11266 | -0.24787 | -0.11959 | 2.4472e-05 | -0.0069352 | 0.0078789 | 0.0079641 | 0.0079641 | 0.99766 | -0.081388 | 0.99757 | -0.080591 | 3.6201
79 | 0.15049 | 0.065069 | -0.15048 | -0.071878 | 8.8809e-06 | -0.0068095 | 0.0047605 | 0.0048424 | 0.0048424 | 0.99421 | -0.29966 | 0.99416 | -0.29922 | 2.2011
80 | 4.3892 | 1.7178 | -4.3875 | -1.7907 | 0.001732 | -0.072916 | 0.13685 | 0.13765 | 0.13765 | 0.99421 | -0.29966 | 0.9938 | -0.30285 | 10.7877
81 | 0.15048 | 0.071878 | -0.15048 | -0.07288 | 1.3336e-06 | -0.0010023 | 0.0048424 | 0.004855 | 0.004855 | 0.99416 | -0.29922 | 0.99415 | -0.29914 | 2.2068
82 | 0.15308 | 0.072794 | -0.15308 | -0.074139 | 1.8523e-06 | -0.0013444 | 0.0049237 | 0.0049406 | 0.0049406 | 0.9938 | -0.30285 | 0.99379 | -0.30275 | 2.2457
83 | 4.2344 | 1.7179 | -4.2316 | -1.841 | 0.0027642 | -0.12309 | 0.13274 | 0.13414 | 0.13414 | 0.9938 | -0.30285 | 0.99312 | -0.30739 | 10.5125
84 | 4.0689 | 1.7643 | -4.0688 | -1.7732 | 0.00018715 | -0.0089207 | 0.12891 | 0.12902 | 0.12902 | 0.99312 | -0.30739 | 0.99307 | -0.30767 | 10.1112
85 | 0.16268 | 0.076671 | -0.16267 | -0.078786 | 3.2954e-06 | -0.0021155 | 0.0052275 | 0.005254 | 0.005254 | 0.99312 | -0.30739 | 0.9931 | -0.30722 | 2.3882
86 | 0.086 | 0.039376 | -0.085999 | -0.041651 | 9.8508e-07 | -0.0022749 | 0.0027495 | 0.0027777 | 0.0027777 | 0.99307 | -0.30767 | 0.99306 | -0.30758 | 1.2626
87 | 3.9828 | 1.7338 | -3.9825 | -1.748 | 0.00028563 | -0.014189 | 0.12627 | 0.12644 | 0.12644 | 0.99307 | -0.30767 | 0.993 | -0.30811 | 9.9088
88 | -0.10903 | -0.052807 | 0.10903 | 0.052319 | 3.4317e-07 | -0.00048863 | 0.003522 | 0.0035158 | 0.003522 | 0.99297 | -0.3082 | 0.99298 | -0.30822 | 1.6009
89 | -3.662 | -1.6058 | 3.6621 | 1.6017 | 7.0575e-05 | -0.0041505 | 0.11625 | 0.1162 | 0.11625 | 0.99298 | -0.30822 | 0.993 | -0.30811 | 9.1102
90 | 0.16466 | 0.079231 | -0.16466 | -0.079748 | 8.2913e-07 | -0.00051727 | 0.0053122 | 0.0053187 | 0.0053187 | 0.993 | -0.30811 | 0.99299 | -0.30806 | 2.4176
91 | 0.15574 | 0.067136 | -0.15573 | -0.075305 | 1.1487e-05 | -0.0081686 | 0.0049304 | 0.0050291 | 0.0050291 | 0.993 | -0.30811 | 0.99293 | -0.30755 | 2.286
92 | 0.15573 | 0.075305 | -0.15573 | -0.075421 | 4.57e-06 | -0.00011646 | 0.0050291 | 0.0050306 | 0.0050306 | 0.99293 | -0.30755 | 0.9929 | -0.30774 | 2.3955
93 | 0.090876 | 0.043557 | -0.090871 | -0.04397 | 5.3191e-06 | -0.00041294 | 0.0029162 | 0.0029215 | 0.0029215 | 0.99757 | -0.080591 | 0.99751 | -0.080985 | 1.3912
94 | 0.090871 | 0.04397 | -0.090871 | -0.044011 | 5.2346e-07 | -4.0555e-05 | 0.0029215 | 0.002922 | 0.002922 | 0.99751 | -0.080985 | 0.9975 | -0.081023 | 1.3914
95 | 3.9771 | 1.7905 | -3.9647 | -1.7773 | 0.012462 | 0.013182 | 0.12591 | 0.12592 | 0.12592 | 1 | 0 | 0.99605 | -0.10391 | 35.9771
96 | 3.179 | 1.4209 | -3.1613 | -1.411 | 0.017693 | 0.0099343 | 0.10092 | 0.10093 | 0.10093 | 0.99605 | -0.10391 | 0.99014 | -0.15183 | 48.0628
97 | 0.71082 | 0.32016 | -0.71048 | -0.33169 | 0.00033698 | -0.011536 | 0.022594 | 0.022735 | 0.022735 | 0.99605 | -0.10391 | 0.99561 | -0.10028 | 10.334
98 | 0.71048 | 0.33169 | -0.70913 | -0.33258 | 0.0013499 | -0.00088396 | 0.022735 | 0.022756 | 0.022756 | 0.99561 | -0.10028 | 0.99361 | -0.11444 | 10.8362
99 | 0.64033 | 0.29926 | -0.64031 | -0.29928 | 2.6762e-05 | -2.5215e-05 | 0.020535 | 0.020536 | 0.020536 | 0.99361 | -0.11444 | 0.99356 | -0.11475 | 9.7789
100 | 3.0069 | 1.3362 | -3.0063 | -1.3371 | 0.00058296 | -0.0009374 | 0.095932 | 0.095945 | 0.095945 | 0.99014 | -0.15183 | 0.98996 | -0.15046 | 43.6114
101 | 0.13139 | 0.062945 | -0.13139 | -0.063636 | 7.1563e-07 | -0.00069111 | 0.0042518 | 0.0042605 | 0.0042605 | 0.98917 | -0.50124 | 0.98917 | -0.50119 | 1.9366
102 | -0.11772 | -0.057015 | 0.11772 | 0.053503 | 2.9544e-06 | -0.0035126 | 0.0038377 | 0.0037939 | 0.0038377 | 0.98389 | -0.12565 | 0.98392 | -0.12585 | 1.7444
103 | 1.0139 | 0.44568 | -1.0138 | -0.4476 | 0.00011938 | -0.0019204 | 0.032496 | 0.032519 | 0.032519 | 0.98392 | -0.12585 | 0.98381 | -0.12504 | 14.7812
104 | -1.2306 | -0.54712 | 1.2312 | 0.54724 | 0.00059707 | 0.00012578 | 0.039514 | 0.039511 | 0.039514 | 0.98392 | -0.12585 | 0.98443 | -0.12163 | 18.8161
105 | 1.0138 | 0.4476 | -1.0136 | -0.45192 | 0.00026907 | -0.0043165 | 0.032519 | 0.032571 | 0.032571 | 0.98381 | -0.12504 | 0.98356 | -0.12317 | 14.805
106 | -1.3346 | -0.59728 | 1.3346 | 0.59653 | 8.2252e-05 | -0.00075131 | 0.042875 | 0.042866 | 0.042875 | 0.98443 | -0.12163 | 0.98448 | -0.12208 | 19.4888
107 | 0.11778 | 0.056974 | -0.11778 | -0.057042 | 1.5633e-06 | -6.7721e-05 | 0.00384 | 0.0038409 | 0.0038409 | 0.98356 | -0.12317 | 0.98355 | -0.12326 | 1.829
108 | 0.89578 | 0.39495 | -0.89523 | -0.40619 | 0.00054736 | -0.011248 | 0.028733 | 0.02887 | 0.02887 | 0.98356 | -0.12317 | 0.98299 | -0.11877 | 13.1227
109 | 1.0425 | 0.47891 | -1.042 | -0.48593 | 0.00046892 | -0.007022 | 0.033639 | 0.033728 | 0.033728 | 0.98448 | -0.12208 | 0.98407 | -0.11855 | 15.3308
110 | -2.3771 | -1.0754 | 2.3792 | 1.0765 | 0.0020639 | 0.0010636 | 0.076505 | 0.076502 | 0.076505 | 0.98448 | -0.12208 | 0.98539 | -0.1149 | 36.4307
111 | 0.34674 | 0.15315 | -0.34668 | -0.16126 | 5.8867e-05 | -0.0081117 | 0.011134 | 0.011233 | 0.011233 | 0.98276 | -0.11699 | 0.9826 | -0.11572 | 5.1059
112 | 0.14447 | 0.069945 | -0.14447 | -0.069969 | 8.2339e-07 | -2.3453e-05 | 0.0047148 | 0.0047151 | 0.0047151 | 0.98276 | -0.11699 | 0.98275 | -0.11702 | 2.2453
113 | -0.49121 | -0.2231 | 0.49133 | 0.21459 | 0.0001233 | -0.0085017 | 0.015847 | 0.015745 | 0.015847 | 0.98276 | -0.11699 | 0.98299 | -0.11877 | 7.2033
114 | 0.12791 | 0.061904 | -0.12791 | -0.06195 | 1.2694e-06 | -4.6315e-05 | 0.0041748 | 0.0041754 | 0.0041754 | 0.9826 | -0.11572 | 0.98259 | -0.11579 | 1.9883
115 | 0.21877 | 0.099358 | -0.21875 | -0.10569 | 1.8478e-05 | -0.0063273 | 0.007059 | 0.0071379 | 0.0071379 | 0.9826 | -0.11572 | 0.98252 | -0.11504 | 3.2445
116 | 0.24119 | 0.11313 | -0.24118 | -0.11402 | 3.154e-06 | -0.00088832 | 0.0078234 | 0.0078345 | 0.0078345 | 0.98299 | -0.11877 | 0.98298 | -0.11867 | 3.5611
117 | 0.16271 | 0.078467 | -0.16271 | -0.078805 | 5.5075e-07 | -0.00033775 | 0.005305 | 0.0053093 | 0.0053093 | 0.98299 | -0.11877 | 0.98299 | -0.11874 | 2.4133
118 | 0.077312 | 0.03676 | -0.077311 | -0.037444 | 2.5088e-07 | -0.00068354 | 0.002514 | 0.0025227 | 0.0025227 | 0.98298 | -0.11867 | 0.98298 | -0.11864 | 1.1467
119 | 0.16387 | 0.077261 | -0.16387 | -0.077828 | 9.3137e-07 | -0.00056753 | 0.0053205 | 0.0053277 | 0.0053277 | 0.98298 | -0.11867 | 0.98298 | -0.11862 | 2.4217
120 | 0.31846 | 0.14811 | -0.31844 | -0.15073 | 1.6173e-05 | -0.0026194 | 0.010309 | 0.010342 | 0.010342 | 0.9835 | -0.1156 | 0.98345 | -0.11519 | 4.7007
121 | -0.31846 | -0.14811 | 0.31847 | 0.14681 | 8.0125e-06 | -0.001304 | 0.010309 | 0.010293 | 0.010309 | 0.9835 | -0.1156 | 0.98352 | -0.1158 | 4.6858
122 | 0.31844 | 0.15073 | -0.31844 | -0.15159 | 5.3388e-06 | -0.000861 | 0.010342 | 0.010352 | 0.010352 | 0.98345 | -0.11519 | 0.98344 | -0.11505 | 4.7056
123 | -0.42125 | -0.1963 | 0.42127 | 0.1946 | 1.8296e-05 | -0.0016984 | 0.013641 | 0.01362 | 0.013641 | 0.98352 | -0.1158 | 0.98356 | -0.11614 | 6.2004
124 | 0.10279 | 0.049491 | -0.10279 | -0.049782 | 1.8873e-07 | -0.00029083 | 0.0033484 | 0.0033521 | 0.0033521 | 0.98352 | -0.1158 | 0.98352 | -0.11578 | 1.5237
125 | 0.19292 | 0.0908 | -0.19292 | -0.091934 | 2.5746e-06 | -0.0011335 | 0.0062589 | 0.0062731 | 0.0062731 | 0.98344 | -0.11505 | 0.98342 | -0.11494 | 2.8514
126 | 0.25457 | 0.12234 | -0.25457 | -0.12289 | 2.2003e-06 | -0.00055285 | 0.0082897 | 0.0082967 | 0.0082967 | 0.98356 | -0.11614 | 0.98355 | -0.11607 | 3.7712
127 | -0.67584 | -0.31694 | 0.6759 | 0.31493 | 5.6083e-05 | -0.0020074 | 0.021909 | 0.021884 | 0.021909 | 0.98356 | -0.11614 | 0.98364 | -0.11681 | 9.9586
128 | 0.16387 | 0.077828 | -0.16387 | -0.077939 | 1.8201e-07 | -0.00011074 | 0.0053277 | 0.0053291 | 0.0053291 | 0.98298 | -0.11862 | 0.98297 | -0.11861 | 2.4223
129 | 0.070905 | 0.032924 | -0.070905 | -0.034341 | 4.3472e-07 | -0.0014168 | 0.0022948 | 0.0023126 | 0.0023126 | 0.98342 | -0.11494 | 0.98342 | -0.11489 | 1.0512
130 | 0.12201 | 0.05901 | -0.12201 | -0.059093 | 2.0705e-06 | -8.3442e-05 | 0.0039785 | 0.0039796 | 0.0039796 | 0.98342 | -0.11494 | 0.98341 | -0.11505 | 1.895
131 | 0.09113 | 0.043734 | -0.091125 | -0.044134 | 5.4825e-06 | -0.00039959 | 0.0029668 | 0.0029719 | 0.0029719 | 0.98355 | -0.11607 | 0.98349 | -0.11647 | 1.4152
132 | -0.6759 | -0.31493 | 0.6759 | 0.31482 | 3.0121e-06 | -0.00010795 | 0.021884 | 0.021882 | 0.021884 | 0.98364 | -0.11681 | 0.98364 | -0.11684 | 9.9471
133 | 0.086816 | 0.04062 | -0.086816 | -0.041135 | 2.3658e-07 | -0.00051474 | 0.0028149 | 0.0028213 | 0.0028213 | 0.98297 | -0.11861 | 0.98297 | -0.11859 | 1.2824
134 | 0.21875 | 0.10569 | -0.21874 | -0.10586 | 1.4252e-05 | -0.00017193 | 0.0071379 | 0.0071402 | 0.0071402 | 0.98252 | -0.11504 | 0.98246 | -0.11547 | 3.4001
135 | -0.10574 | -0.051214 | 0.10575 | 0.05008 | 7.5902e-07 | -0.0011341 | 0.003429 | 0.0034147 | 0.003429 | 0.98914 | -0.14419 | 0.98915 | -0.14425 | 1.5586
136 | 2.898 | 1.2912 | -2.8969 | -1.2931 | 0.0010492 | -0.001829 | 0.09259 | 0.092616 | 0.092616 | 0.98915 | -0.14425 | 0.98881 | -0.14167 | 42.0981
137 | -3.0037 | -1.3413 | 3.0063 | 1.3371 | 0.0026156 | -0.0041972 | 0.096004 | 0.095945 | 0.096004 | 0.98915 | -0.14425 | 0.98996 | -0.15046 | 43.6383
138 | 2.8969 | 1.2931 | -2.8967 | -1.2935 | 0.00023947 | -0.00041708 | 0.092616 | 0.092622 | 0.092622 | 0.98881 | -0.14167 | 0.98873 | -0.14108 | 42.1007
139 | 2.8113 | 1.2521 | -2.811 | -1.2527 | 0.00029972 | -0.00056003 | 0.089854 | 0.089862 | 0.089862 | 0.98873 | -0.14108 | 0.98863 | -0.14032 | 40.8461
140 | 2.6303 | 1.1734 | -2.6271 | -1.1803 | 0.0031578 | -0.0068507 | 0.084098 | 0.084191 | 0.084191 | 0.98863 | -0.14032 | 0.98751 | -0.13166 | 38.2688
141 | 0.18076 | 0.079267 | -0.18074 | -0.087178 | 1.5289e-05 | -0.0079106 | 0.0057633 | 0.0058599 | 0.0058599 | 0.98863 | -0.14032 | 0.98855 | -0.13967 | 2.6636
142 | 2.5331 | 1.1348 | -2.5278 | -1.1471 | 0.0052788 | -0.012362 | 0.08114 | 0.081308 | 0.081308 | 0.98751 | -0.13166 | 0.98557 | -0.11634 | 36.9581
143 | 0.093979 | 0.045497 | -0.093979 | -0.045516 | 2.7309e-07 | -1.8981e-05 | 0.0030523 | 0.0030525 | 0.0030525 | 0.98751 | -0.13166 | 0.98751 | -0.13168 | 1.4536
144 | 0.18074 | 0.087178 | -0.18074 | -0.087347 | 3.3192e-07 | -0.00016878 | 0.0058599 | 0.005862 | 0.005862 | 0.98855 | -0.13967 | 0.98855 | -0.13965 | 2.6646
145 | 2.5278 | 1.1471 | -2.5274 | -1.1483 | 0.00048653 | -0.0011337 | 0.081308 | 0.081323 | 0.081323 | 0.98557 | -0.11634 | 0.98539 | -0.1149 | 36.9652
146 | 0.092329 | 0.044526 | -0.092326 | -0.044716 | 2.6236e-06 | -0.00018992 | 0.0029933 | 0.0029958 | 0.0029958 | 0.98855 | -0.13965 | 0.98852 | -0.13984 | 1.4265
147 | 0.14401 | 0.069665 | -0.14401 | -0.069746 | 2.8391e-06 | -8.1302e-05 | 0.0047006 | 0.0047016 | 0.0047016 | 0.98246 | -0.11547 | 0.98244 | -0.1156 | 2.2389
148 | -0.83401 | -0.3914 | 0.83402 | 0.39104 | 1.5324e-05 | -0.00035827 | 0.027037 | 0.027033 | 0.027037 | 0.98364 | -0.11684 | 0.98366 | -0.11699 | 12.2898
149 | 0.96025 | 0.4464 | -0.96009 | -0.44926 | 0.00016218 | -0.002859 | 0.031064 | 0.0311 | 0.0311 | 0.98407 | -0.11855 | 0.98391 | -0.1172 | 14.1363
150 | 0.081764 | 0.039531 | -0.081763 | -0.0396 | 7.563e-07 | -6.8643e-05 | 0.0026641 | 0.002665 | 0.002665 | 0.98407 | -0.11855 | 0.98406 | -0.11861 | 1.2691
151 | 0.96009 | 0.44926 | -0.95997 | -0.44927 | 0.00011741 | -5.1863e-06 | 0.0311 | 0.031101 | 0.031101 | 0.98391 | -0.1172 | 0.98379 | -0.11811 | 14.8099
152 | 0.83414 | 0.38832 | -0.83409 | -0.38952 | 5.1032e-05 | -0.0011959 | 0.026999 | 0.027014 | 0.027014 | 0.98379 | -0.11811 | 0.98373 | -0.11762 | 12.279
153 | 0.83409 | 0.38952 | -0.83402 | -0.39104 | 6.4838e-05 | -0.0015173 | 0.027014 | 0.027033 | 0.027033 | 0.98373 | -0.11762 | 0.98366 | -0.11699 | 12.2877
154 | 0.64031 | 0.29928 | -0.64027 | -0.30101 | 4.1689e-05 | -0.001731 | 0.020536 | 0.020557 | 0.020557 | 0.99356 | -0.11475 | 0.9935 | -0.11423 | 9.3442
155 | 0.48819 | 0.22736 | -0.48817 | -0.22901 | 2.3008e-05 | -0.0016497 | 0.015648 | 0.015668 | 0.015668 | 0.9935 | -0.11423 | 0.99346 | -0.11385 | 7.122
156 | 0.15527 | 0.074206 | -0.15527 | -0.075199 | 1.4108e-06 | -0.00099289 | 0.0050006 | 0.0050131 | 0.0050131 | 0.99343 | -0.11401 | 0.99342 | -0.11393 | 2.2787
157 | -0.15527 | -0.074206 | 0.15527 | 0.074112 | 3.6363e-06 | -9.3906e-05 | 0.0050006 | 0.0049994 | 0.0050006 | 0.99343 | -0.11401 | 0.99346 | -0.11385 | 2.3812
158 | 0.3329 | 0.1549 | -0.33289 | -0.15662 | 1.1132e-05 | -0.0017194 | 0.010669 | 0.01069 | 0.01069 | 0.99346 | -0.11385 | 0.99343 | -0.11358 | 4.8592
159 | -0.13346 | -0.064636 | 0.13346 | 0.064469 | 4.7725e-06 | -0.00016702 | 0.0043093 | 0.0043071 | 0.0043093 | 0.99335 | -0.11388 | 0.99339 | -0.11364 | 2.052
160 | 0.086583 | 0.03846 | -0.086582 | -0.041708 | 1.4148e-06 | -0.0032477 | 0.0027531 | 0.0027928 | 0.0027928 | 0.99339 | -0.11364 | 0.99338 | -0.11351 | 1.2694
161 | -0.22004 | -0.10293 | 0.22005 | 0.10201 | 2.6066e-06 | -0.00092387 | 0.0070594 | 0.007048 | 0.0070594 | 0.99339 | -0.11364 | 0.9934 | -0.11374 | 3.2088
162 | -0.33288 | -0.15665 | 0.33289 | 0.15662 | 7.0618e-06 | -3.6435e-05 | 0.010691 | 0.01069 | 0.010691 | 0.9934 | -0.11374 | 0.99343 | -0.11358 | 5.0909
163 | 0.086582 | 0.041708 | -0.086581 | -0.041933 | 9.9785e-08 | -0.00022552 | 0.0027928 | 0.0027956 | 0.0027956 | 0.99338 | -0.11351 | 0.99338 | -0.1135 | 1.2707
164 | -0.086816 | -0.042047 | 0.086816 | 0.04162 | 1.9785e-07 | -0.00042682 | 0.0028329 | 0.0028274 | 0.0028329 | 0.98297 | -0.11855 | 0.98297 | -0.11857 | 1.2877
165 | -0.086816 | -0.04162 | 0.086816 | 0.041135 | 2.239e-07 | -0.00048498 | 0.0028274 | 0.0028213 | 0.0028274 | 0.98297 | -0.11857 | 0.98297 | -0.11859 | 1.2852

## res_trafo
| p_hv_mw | q_hv_mvar | p_lv_mw | q_lv_mvar | pl_mw | ql_mvar | i_hv_ka | i_lv_ka | vm_hv_pu | va_hv_degree | vm_lv_pu | va_lv_degree | loading_percent
0 | 2.6518e-14 | 1.7507e-14 | 0.013999 | 0.0105 | 0.013999 | 0.0105 | 1.6678e-16 | 0.00050517 | 0.99997 | 149.9981 | 1 | 0 | 0.069998

## res_ext_grid
| p_mw | q_mvar
0 | 10.5002 | 4.3796

## res_load
| p_mw | q_mvar
0 | 0.1641 | 0.079477
1 | 0.14378 | 0.069634
2 | 0.13529 | 0.065522
3 | 0.15958 | 0.077287
4 | 0.10872 | 0.052654
5 | 0.075341 | 0.036489
6 | 0.10641 | 0.051539
7 | 0.11109 | 0.053805
8 | 0.15408 | 0.074624
9 | 0.14302 | 0.069266
10 | 0.079264 | 0.038389
11 | 0.14539 | 0.070414
12 | 0.051606 | 0.024994
13 | 0.15378 | 0.074478
14 | 0.14375 | 0.06962
15 | 0.078571 | 0.038053
16 | 0.1617 | 0.078316
17 | 0.15291 | 0.074059
18 | 0.161 | 0.077974
19 | 0.10107 | 0.048951
20 | 0.14892 | 0.072127
21 | 0.15176 | 0.073503
22 | 0.14684 | 0.071117
23 | 0.064309 | 0.031146
24 | 0.12187 | 0.059023
25 | 0.14701 | 0.071198
26 | 0.10286 | 0.04982
27 | 0.080663 | 0.039067
28 | 0.11619 | 0.056273
29 | 0.12463 | 0.060359
30 | 0.088631 | 0.042926
31 | 0.10092 | 0.048876
32 | 0.14326 | 0.069384
33 | 0.16486 | 0.079843
34 | 0.14392 | 0.069705
35 | 0.065819 | 0.031877
36 | 0.060753 | 0.029424
37 | 0.16026 | 0.077619
38 | 0.075886 | 0.036753
39 | 0.11815 | 0.05722
40 | 0.15048 | 0.07288
41 | 0.15308 | 0.074139
42 | 0.16267 | 0.078786
43 | 0.10903 | 0.052807
44 | 0.16466 | 0.079748
45 | 0.085999 | 0.041651
46 | 0.15573 | 0.075421
47 | 0.157 | 0.076037
48 | 0.090871 | 0.044011
49 | 0.074799 | 0.036227
50 | 0.068799 | 0.033321
51 | 0.15443 | 0.074792
52 | 0.095999 | 0.046494
53 | 0.16178 | 0.078356
54 | 0.13139 | 0.063636
55 | 0.11772 | 0.057015
56 | 0.098969 | 0.047933
57 | 0.10331 | 0.050037
58 | 0.14447 | 0.069969
59 | 0.11778 | 0.057042
60 | 0.16271 | 0.078805
61 | 0.12551 | 0.060789
62 | 0.10279 | 0.049782
63 | 0.077311 | 0.037444
64 | 0.16344 | 0.079157
65 | 0.077054 | 0.037319
66 | 0.12791 | 0.06195
67 | 0.070905 | 0.034341
68 | 0.12201 | 0.059093
69 | 0.10574 | 0.051214
70 | 0.085363 | 0.041343
71 | 0.093979 | 0.045516
72 | 0.088414 | 0.042821
73 | 0.14818 | 0.071765
74 | 0.092326 | 0.044716
75 | 0.074728 | 0.036192
76 | 0.14401 | 0.069746
77 | 0.091125 | 0.044134
78 | 0.15811 | 0.076574
79 | 0.081763 | 0.0396
80 | 0.12583 | 0.060941
81 | 0.15207 | 0.073653
82 | 0.15527 | 0.075199
83 | 0.13346 | 0.064636
84 | 0.11283 | 0.054647
85 | 0.086581 | 0.041933
86 | 0.086816 | 0.042047

## dtypes
| element | column | dtype
0 | bus | name | object
1 | bus | vn_kv | float64
2 | bus | type | object
3 | bus | zone | object
4 | bus | in_service | bool
5 | load | name | object
6 | load | bus | uint32
7 | load | p_mw | float64
8 | load | q_mvar | float64
9 | load | const_z_percent | float64
10 | load | const_i_percent | float64
11 | load | sn_mva | float64
12 | load | scaling | float64
13 | load | in_service | bool
14 | load | type | object
15 | ext_grid | name | object
16 | ext_grid | bus | uint32
17 | ext_grid | vm_pu | float64
18 | ext_grid | va_degree | float64
19 | ext_grid | slack_weight | float64
20 | ext_grid | in_service | bool
21 | line | name | object
22 | line | std_type | object
23 | line | from_bus | uint32
24 | line | to_bus | uint32
25 | line | length_km | float64
26 | line | r_ohm_per_km | float64
27 | line | x_ohm_per_km | float64
28 | line | c_nf_per_km | float64
29 | line | g_us_per_km | float64
30 | line | max_i_ka | float64
31 | line | df | float64
32 | line | parallel | uint32
33 | line | type | object
34 | line | in_service | bool
35 | trafo | name | object
36 | trafo | std_type | object
37 | trafo | hv_bus | uint32
38 | trafo | lv_bus | uint32
39 | trafo | sn_mva | float64
40 | trafo | vn_hv_kv | float64
41 | trafo | vn_lv_kv | float64
42 | trafo | vk_percent | float64
43 | trafo | vkr_percent | float64
44 | trafo | pfe_kw | float64
45 | trafo | i0_percent | float64
46 | trafo | shift_degree | float64
47 | trafo | tap_side | object
48 | trafo | tap_neutral | int32
49 | trafo | tap_min | int32
50 | trafo | tap_max | int32
51 | trafo | tap_step_percent | float64
52 | trafo | tap_step_degree | float64
53 | trafo | tap_pos | int32
54 | trafo | tap_phase_shifter | bool
55 | trafo | parallel | uint32
56 | trafo | df | float64
57 | trafo | in_service | bool
58 | bus_geodata | x | float64
59 | bus_geodata | y | float64
60 | bus_geodata | coords | object
61 | res_bus | vm_pu | float64
62 | res_bus | va_degree | float64
63 | res_bus | p_mw | float64
64 | res_bus | q_mvar | float64
65 | res_line | p_from_mw | float64
66 | res_line | q_from_mvar | float64
67 | res_line | p_to_mw | float64
68 | res_line | q_to_mvar | float64
69 | res_line | pl_mw | float64
70 | res_line | ql_mvar | float64
71 | res_line | i_from_ka | float64
72 | res_line | i_to_ka | float64
73 | res_line | i_ka | float64
74 | res_line | vm_from_pu | float64
75 | res_line | va_from_degree | float64
76 | res_line | vm_to_pu | float64
77 | res_line | va_to_degree | float64
78 | res_line | loading_percent | float64
79 | res_trafo | p_hv_mw | float64
80 | res_trafo | q_hv_mvar | float64
81 | res_trafo | p_lv_mw | float64
82 | res_trafo | q_lv_mvar | float64
83 | res_trafo | pl_mw | float64
84 | res_trafo | ql_mvar | float64
85 | res_trafo | i_hv_ka | float64
86 | res_trafo | i_lv_ka | float64
87 | res_trafo | vm_hv_pu | float64
88 | res_trafo | va_hv_degree | float64
89 | res_trafo | vm_lv_pu | float64
90 | res_trafo | va_lv_degree | float64
91 | res_trafo | loading_percent | float64
92 | res_ext_grid | p_mw | float64
93 | res_ext_grid | q_mvar | float64
94 | res_load | p_mw | float64
95 | res_load | q_mvar | float64

## parameters
| version | format_version | converged | OPF_converged | name | f_hz | sn_mva
0 | 2.14.6 | 2.14.0 | TRUE | FALSE |  | 50 | 1