## bus
| name | vn_kv | type | zone | in_service
0 | bus_MV_274_0_node_0 | 20 | n |  | TRUE
1 | bus_MV_274_0_node_2 | 20 | n |  | TRUE
2 | bus_MV_274_0_node_186 | 20 | n |  | TRUE
3 | bus_MV_274_0_node_6 | 20 | n |  | TRUE
4 | bus_MV_274_0_node_33 | 20 | n |  | TRUE
5 | bus_MV_274_0_node_35 | 20 | n |  | TRUE
6 | bus_MV_274_0_node_3 | 20 | n |  | TRUE
7 | bus_MV_274_0_node_187 | 20 | n |  | TRUE
8 | bus_MV_274_0_node_4 | 20 | n |  | TRUE
9 | bus_MV_274_0_node_185 | 20 | n |  | TRUE
10 | bus_MV_274_0_node_116 | 20 | n |  | TRUE
11 | bus_MV_274_0_node_182 | 20 | n |  | TRUE
12 | bus_MV_274_0_node_183 | 20 | n |  | TRUE
13 | bus_MV_274_0_node_184 | 20 | n |  | TRUE
14 | bus_MV_274_0_node_7 | 20 | n |  | TRUE
15 | bus_MV_274_0_node_188 | 20 | n |  | TRUE
16 | bus_MV_274_0_node_30 | 20 | n |  | TRUE
17 | bus_MV_274_0_node_29 | 20 | n |  | TRUE
18 | bus_MV_274_0_node_31 | 20 | n |  | TRUE
19 | bus_MV_274_0_node_204 | 20 | n |  | TRUE
20 | bus_MV_274_0_node_112 | 20 | n |  | TRUE
21 | bus_MV_274_0_node_111 | 20 | n |  | TRUE
22 | bus_MV_274_0_node_103 | 20 | n |  | TRUE
23 | bus_MV_274_0_node_113 | 20 | n |  | TRUE
24 | bus_MV_274_0_node_101 | 20 | n |  | TRUE
25 | bus_MV_274_0_node_37 | 20 | n |  | TRUE
26 | bus_MV_274_0_node_36 | 20 | n |  | TRUE
27 | bus_MV_274_0_node_8 | 20 | n |  | TRUE
28 | bus_MV_274_0_node_10 | 20 | n |  | TRUE
29 | bus_MV_274_0_node_11 | 20 | n |  | TRUE
30 | bus_MV_274_0_node_13 | 20 | n |  | TRUE
31 | bus_MV_274_0_node_14 | 20 | n |  | TRUE
32 | bus_MV_274_0_node_15 | 20 | n |  | TRUE
33 | bus_MV_274_0_node_179 | 20 | n |  | TRUE
34 | bus_MV_274_0_node_191 | 20 | n |  | TRUE
35 | bus_MV_274_0_node_190 | 20 | n |  | TRUE
36 | bus_MV_274_0_node_75 | 20 | n |  | TRUE
37 | bus_MV_274_0_node_130 | 20 | n |  | TRUE
38 | bus_MV_274_0_node_131 | 20 | n |  | TRUE
39 | bus_MV_274_0_node_196 | 20 | n |  | TRUE
40 | bus_MV_274_0_node_73 | 20 | n |  | TRUE
41 | bus_MV_274_0_node_16 | 20 | n |  | TRUE
42 | bus_MV_274_0_node_17 | 20 | n |  | TRUE
43 | bus_MV_274_0_node_18 | 20 | n |  | TRUE
44 | bus_MV_274_0_node_19 | 20 | n |  | TRUE
45 | bus_MV_274_0_node_28 | 20 | n |  | TRUE
46 | bus_MV_274_0_node_20 | 20 | n |  | TRUE
47 | bus_MV_274_0_node_135 | 20 | n |  | TRUE
48 | bus_MV_274_0_node_125 | 20 | n |  | TRUE
49 | bus_MV_274_0_node_134 | 20 | n |  | TRUE
50 | bus_MV_274_0_node_162 | 20 | n |  | TRUE
51 | bus_MV_274_0_node_156 | 20 | n |  | TRUE
52 | bus_MV_274_0_node_157 | 20 | n |  | TRUE
53 | bus_MV_274_0_node_158 | 20 | n |  | TRUE
54 | bus_MV_274_0_node_159 | 20 | n |  | TRUE
55 | bus_MV_274_0_node_160 | 20 | n |  | TRUE
56 | bus_MV_274_0_node_192 | 20 | n |  | TRUE
57 | bus_MV_274_0_node_161 | 20 | n |  | TRUE
58 | bus_MV_274_0_node_195 | 20 | n |  | TRUE
59 | bus_MV_274_0_node_193 | 20 | n |  | TRUE
60 | bus_MV_274_0_node_21 | 20 | n |  | TRUE
61 | bus_MV_274_0_node_47 | 20 | n |  | TRUE
62 | bus_MV_274_0_node_22 | 20 | n |  | TRUE
63 | bus_MV_274_0_node_93 | 20 | n |  | TRUE
64 | bus_MV_274_0_node_95 | 20 | n |  | TRUE
65 | bus_MV_274_0_node_92 | 20 | n |  | TRUE
66 | bus_MV_274_0_node_23 | 20 | n |  | TRUE
67 | bus_MV_274_0_node_94 | 20 | n |  | TRUE
68 | bus_MV_274_0_node_198 | 20 | n |  | TRUE
69 | bus_MV_274_0_node_85 | 20 | n |  | TRUE
70 | bus_MV_274_0_node_87 | 20 | n |  | TRUE
71 | bus_MV_274_0_node_175 | 20 | n |  | TRUE
72 | bus_MV_274_0_node_24 | 20 | n |  | TRUE
73 | bus_MV_274_0_node_25 | 20 | n |  | TRUE
74 | bus_MV_274_0_node_26 | 20 | n |  | TRUE
75 | bus_MV_274_0_node_27 | 20 | n |  | TRUE
76 | bus_MV_274_0_node_137 | 20 | n |  | TRUE
77 | bus_MV_274_0_node_136 | 20 | n |  | TRUE
78 | bus_MV_274_0_node_180 | 20 | n |  | TRUE
79 | bus_MV_274_0_node_124 | 20 | n |  | TRUE
80 | bus_MV_274_0_node_181 | 20 | n |  | TRUE
81 | bus_MV_274_0_node_79 | 20 | n |  | TRUE
82 | bus_MV_274_0_node_123 | 20 | n |  | TRUE
83 | bus_MV_274_0_node_77 | 20 | n |  | TRUE
84 | bus_MV_274_0_node_203 | 20 | n |  | TRUE
85 | bus_MV_274_0_node_32 | 20 | n |  | TRUE
86 | bus_MV_274_0_node_104 | 20 | n |  | TRUE
87 | bus_MV_274_0_node_171 | 20 | n |  | TRUE
88 | bus_MV_274_0_node_34 | 20 | n |  | TRUE
89 | bus_MV_274_0_node_105 | 20 | n |  | TRUE
90 | bus_MV_274_0_node_106 | 20 | n |  | TRUE
91 | bus_MV_274_0_node_80 | 20 | n |  | TRUE
92 | bus_MV_274_0_node_38 | 20 | n |  | TRUE
93 | bus_MV_274_0_node_39 | 20 | n |  | TRUE
94 | bus_MV_274_0_node_40 | 20 | n |  | TRUE
95 | bus_MV_274_0_node_45 | 20 | n |  | TRUE
96 | bus_MV_274_0_node_46 | 20 | n |  | TRUE
97 | bus_MV_274_0_node_118 | 20 | n |  | TRUE
98 | bus_MV_274_0_node_150 | 20 | n |  | TRUE
99 | bus_MV_274_0_node_194 | 20 | n |  | TRUE
100 | bus_MV_274_0_node_41 | 20 | n |  | TRUE
101 | bus_MV_274_0_node_42 | 20 | n |  | TRUE
102 | bus_MV_274_0_node_43 | 20 | n |  | TRUE
103 | bus_MV_274_0_node_44 | 20 | n |  | TRUE
104 | bus_MV_274_0_node_138 | 20 | n |  | TRUE
105 | bus_MV_274_0_node_133 | 20 | n |  | TRUE
106 | bus_MV_274_0_node_139 | 20 | n |  | TRUE
107 | bus_MV_274_0_node_120 | 20 | n |  | TRUE
108 | bus_MV_274_0_node_117 | 20 | n |  | TRUE
109 | bus_MV_274_0_node_149 | 20 | n |  | TRUE
110 | bus_MV_274_0_node_48 | 20 | n |  | TRUE
111 | bus_MV_274_0_node_49 | 20 | n |  | TRUE
112 | bus_MV_274_0_node_50 | 20 | n |  | TRUE
113 | bus_MV_274_0_node_52 | 20 | n |  | TRUE
114 | bus_MV_274_0_node_51 | 20 | n |  | TRUE
115 | bus_MV_274_0_node_199 | 20 | n |  | TRUE
116 | bus_MV_274_0_node_53 | 20 | n |  | TRUE
117 | bus_MV_274_0_node_129 | 20 | n |  | TRUE
118 | bus_MV_274_0_node_167 | 20 | n |  | TRUE
119 | bus_MV_274_0_node_197 | 20 | n |  | TRUE
120 | bus_MV_274_0_node_169 | 20 | n |  | TRUE
121 | bus_MV_274_0_node_54 | 20 | n |  | TRUE
122 | bus_MV_274_0_node_121 | 20 | n |  | TRUE
123 | bus_MV_274_0_node_127 | 20 | n |  | TRUE
124 | bus_MV_274_0_node_170 | 20 | n |  | TRUE
125 | bus_MV_274_0_node_168 | 20 | n |  | TRUE
126 | bus_MV_274_0_node_55 | 20 | n |  | TRUE
127 | bus_MV_274_0_node_56 | 20 | n |  | TRUE
128 | bus_MV_274_0_node_57 | 20 | n |  | TRUE
129 | bus_MV_274_0_node_74 | 20 | n |  | TRUE
130 | bus_MV_274_0_node_153 | 20 | n |  | TRUE
131 | bus_MV_274_0_node_154 | 20 | n |  | TRUE
132 | bus_MV_274_0_node_63 | 20 | n |  | TRUE
133 | bus_MV_274_0_node_152 | 20 | n |  | TRUE
134 | bus_MV_274_0_node_58 | 20 | n |  | TRUE
135 | bus_MV_274_0_node_60 | 20 | n |  | TRUE
136 | bus_MV_274_0_node_65 | 20 | n |  | TRUE
137 | bus_MV_274_0_node_61 | 20 | n |  | TRUE
138 | bus_MV_274_0_node_62 | 20 | n |  | TRUE
139 | bus_MV_274_0_node_178 | 20 | n |  | TRUE
140 | bus_MV_274_0_node_202 | 20 | n |  | TRUE
141 | bus_MV_274_0_node_64 | 20 | n |  | TRUE
142 | bus_MV_274_0_node_91 | 20 | n |  | TRUE
143 | bus_MV_274_0_node_128 | 20 | n |  | TRUE
144 | bus_MV_274_0_node_126 | 20 | n |  | TRUE
145 | bus_MV_274_0_node_66 | 20 | n |  | TRUE
146 | bus_MV_274_0_node_155 | 20 | n |  | TRUE
147 | bus_MV_274_0_node_68 | 20 | n |  | TRUE
148 | bus_MV_274_0_node_70 | 20 | n |  | TRUE
149 | bus_MV_274_0_node_71 | 20 | n |  | TRUE
150 | bus_MV_274_0_node_110 | 20 | n |  | TRUE
151 | bus_MV_274_0_node_189 | 20 | n |  | TRUE
152 | bus_MV_274_0_node_200 | 20 | n |  | TRUE
153 | bus_MV_274_0_node_108 | 20 | n |  | TRUE
154 | bus_MV_274_0_node_72 | 20 | n |  | TRUE
155 | bus_MV_274_0_node_81 | 20 | n |  | TRUE
156 | bus_MV_274_0_node_82 | 20 | n |  | TRUE
157 | bus_MV_274_0_node_83 | 20 | n |  | TRUE
158 | bus_MV_274_0_node_76 | 20 | n |  | TRUE
159 | bus_MV_274_0_node_78 | 20 | n |  | TRUE
160 | bus_MV_274_0_node_84 | 20 | n |  | TRUE
161 | bus_MV_274_0_node_88 | 20 | n |  | TRUE
162 | bus_MV_274_0_node_89 | 20 | n |  | TRUE
163 | bus_MV_274_0_node_174 | 20 | n |  | TRUE
164 | bus_MV_274_0_node_90 | 20 | n |  | TRUE
165 | bus_MV_274_0_node_115 | 20 | n |  | TRUE
166 | bus_MV_274_0_node_172 | 20 | n |  | TRUE
167 | bus_MV_274_0_node_144 | 20 | n |  | TRUE
168 | bus_MV_274_0_node_145 | 20 | n |  | TRUE
169 | bus_MV_274_0_node_146 | 20 | n |  | TRUE
170 | bus_MV_274_0_node_143 | 20 | n |  | TRUE
171 | bus_MV_274_0_node_96 | 20 | n |  | TRUE
172 | bus_MV_274_0_node_97 | 20 | n |  | TRUE
173 | bus_MV_274_0_node_98 | 20 | n |  | TRUE
174 | bus_MV_274_0_node_99 | 20 | n |  | TRUE
175 | bus_MV_274_0_node_100 | 20 | n |  | TRUE
176 | bus_MV_274_0_node_102 | 20 | n |  | TRUE
177 | bus_MV_274_0_node_114 | 20 | n |  | TRUE
178 | bus_MV_274_0_node_201 | 20 | n |  | TRUE
179 | bus_MV_274_0_node_173 | 20 | n |  | TRUE
180 | bus_MV_274_0_node_119 | 20 | n |  | TRUE
181 | bus_MV_274_0_node_122 | 20 | n |  | TRUE
182 | bus_MV_274_0_node_132 | 20 | n |  | TRUE
183 | bus_MV_274_0_node_151 | 20 | n |  | TRUE
184 | bus_MV_274_0_node_140 | 20 | n |  | TRUE
185 | bus_MV_274_0_node_141 | 20 | n |  | TRUE
186 | bus_MV_274_0_node_142 | 20 | n |  | TRUE
187 | bus_MV_274_0_node_147 | 20 | n |  | TRUE
188 | bus_MV_274_0_node_148 | 20 | n |  | TRUE
189 | bus_MV_274_0_node_163 | 20 | n |  | TRUE
190 | bus_MV_274_0_node_164 | 20 | n |  | TRUE
191 | bus_MV_274_0_node_176 | 20 | n |  | TRUE
192 | bus_HV_274_0_node_71 | 110 | n |  | TRUE

## load
| name | bus | p_mw | q_mvar | const_z_percent | const_i_percent | sn_mva | scaling | in_service | type
0 | MV_274_0_load_0 | 0 | 0.2856 | 0.13832 | 0 | 0 |  | 1 | TRUE | wye
1 | MV_274_0_load_186 | 2 | 0.18895 | 0.091513 | 0 | 0 |  | 1 | TRUE | wye
2 | MV_274_0_load_187 | 7 | 0.084278 | 0.040818 | 0 | 0 |  | 1 | TRUE | wye
3 | MV_274_0_load_116 | 10 | 0.21934 | 0.10623 | 0 | 0 |  | 1 | TRUE | wye
4 | MV_274_0_load_182 | 11 | 0.28264 | 0.13689 | 0 | 0 |  | 1 | TRUE | wye
5 | MV_274_0_load_183 | 12 | 0.25857 | 0.12523 | 0 | 0 |  | 1 | TRUE | wye
6 | MV_274_0_load_184 | 13 | 0.20412 | 0.09886 | 0 | 0 |  | 1 | TRUE | wye
7 | MV_274_0_load_188 | 15 | 0.27449 | 0.13294 | 0 | 0 |  | 1 | TRUE | wye
8 | MV_274_0_load_29 | 17 | 0.36408 | 0.17633 | 0 | 0 |  | 1 | TRUE | wye
9 | MV_274_0_load_31 | 18 | 0.24771 | 0.11997 | 0 | 0 |  | 1 | TRUE | wye
10 | MV_274_0_load_204 | 19 | 0.18561 | 0.089894 | 0 | 0 |  | 1 | TRUE | wye
11 | MV_274_0_load_111 | 21 | 0.15936 | 0.077184 | 0 | 0 |  | 1 | TRUE | wye
12 | MV_274_0_load_113 | 23 | 0.32197 | 0.15594 | 0 | 0 |  | 1 | TRUE | wye
13 | MV_274_0_load_36 | 26 | 0.24706 | 0.11966 | 0 | 0 |  | 1 | TRUE | wye
14 | MV_274_0_load_8 | 27 | 0.20094 | 0.097321 | 0 | 0 |  | 1 | TRUE | wye
15 | MV_274_0_load_13 | 30 | 0.18836 | 0.091227 | 0 | 0 |  | 1 | TRUE | wye
16 | MV_274_0_load_179 | 33 | 0.079216 | 0.038366 | 0 | 0 |  | 1 | TRUE | wye
17 | MV_274_0_load_191 | 34 | 0.28437 | 0.13773 | 0 | 0 |  | 1 | TRUE | wye
18 | MV_274_0_load_130 | 37 | 0.072517 | 0.035122 | 0 | 0 |  | 1 | TRUE | wye
19 | MV_274_0_load_196 | 39 | 0.25664 | 0.1243 | 0 | 0 |  | 1 | TRUE | wye
20 | MV_274_0_load_73 | 40 | 0.34238 | 0.16582 | 0 | 0 |  | 1 | TRUE | wye
21 | MV_274_0_load_16 | 41 | 0.29152 | 0.14119 | 0 | 0 |  | 1 | TRUE | wye
22 | MV_274_0_load_20 | 46 | 0.2399 | 0.11619 | 0 | 0 |  | 1 | TRUE | wye
23 | MV_274_0_load_134 | 49 | 0.27843 | 0.13485 | 0 | 0 |  | 1 | TRUE | wye
24 | MV_274_0_load_156 | 51 | 0.069302 | 0.033564 | 0 | 0 |  | 1 | TRUE | wye
25 | MV_274_0_load_158 | 53 | 0.16148 | 0.078211 | 0 | 0 |  | 1 | TRUE | wye
26 | MV_274_0_load_159 | 54 | 0.085517 | 0.041418 | 0 | 0 |  | 1 | TRUE | wye
27 | MV_274_0_load_161 | 57 | 0.11752 | 0.056916 | 0 | 0 |  | 1 | TRUE | wye
28 | MV_274_0_load_195 | 58 | 0.06843 | 0.033142 | 0 | 0 |  | 1 | TRUE | wye
29 | MV_274_0_load_193 | 59 | 0.057845 | 0.028016 | 0 | 0 |  | 1 | TRUE | wye
30 | MV_274_0_load_21 | 60 | 0.32202 | 0.15596 | 0 | 0 |  | 1 | TRUE | wye
31 | MV_274_0_load_47 | 61 | 0.18119 | 0.087756 | 0 | 0 |  | 1 | TRUE | wye
32 | MV_274_0_load_92 | 65 | 0.26286 | 0.12731 | 0 | 0 |  | 1 | TRUE | wye
33 | MV_274_0_load_94 | 67 | 0.076146 | 0.036879 | 0 | 0 |  | 1 | TRUE | wye
34 | MV_274_0_load_198 | 68 | 0.28346 | 0.13728 | 0 | 0 |  | 1 | TRUE | wye
35 | MV_274_0_load_85 | 69 | 0.35387 | 0.17139 | 0 | 0 |  | 1 | TRUE | wye
36 | MV_274_0_load_24 | 72 | 0.40153 | 0.19447 | 0 | 0 |  | 1 | TRUE | wye
37 | MV_274_0_load_27 | 75 | 0.27842 | 0.13485 | 0 | 0 |  | 1 | TRUE | wye
38 | MV_274_0_load_137 | 76 | 0.0737 | 0.035694 | 0 | 0 |  | 1 | TRUE | wye
39 | MV_274_0_load_180 | 78 | 0.20998 | 0.1017 | 0 | 0 |  | 1 | TRUE | wye
40 | MV_274_0_load_181 | 80 | 0.07871 | 0.038121 | 0 | 0 |  | 1 | TRUE | wye
41 | MV_274_0_load_123 | 82 | 0.13169 | 0.063778 | 0 | 0 |  | 1 | TRUE | wye
42 | MV_274_0_load_203 | 84 | 0.39925 | 0.19337 | 0 | 0 |  | 1 | TRUE | wye
43 | MV_274_0_load_104 | 86 | 0.27674 | 0.13403 | 0 | 0 |  | 1 | TRUE | wye
44 | MV_274_0_load_171 | 87 | 0.33638 | 0.16292 | 0 | 0 |  | 1 | TRUE | wye
45 | MV_274_0_load_105 | 89 | 0.072038 | 0.03489 | 0 | 0 |  | 1 | TRUE | wye
46 | MV_274_0_load_106 | 90 | 0.40006 | 0.19376 | 0 | 0 |  | 1 | TRUE | wye
47 | MV_274_0_load_80 | 91 | 0.17632 | 0.085395 | 0 | 0 |  | 1 | TRUE | wye
48 | MV_274_0_load_38 | 92 | 0.28572 | 0.13838 | 0 | 0 |  | 1 | TRUE | wye
49 | MV_274_0_load_45 | 95 | 0.10128 | 0.049053 | 0 | 0 |  | 1 | TRUE | wye
50 | MV_274_0_load_194 | 99 | 0.37899 | 0.18355 | 0 | 0 |  | 1 | TRUE | wye
51 | MV_274_0_load_41 | 100 | 0.30147 | 0.14601 | 0 | 0 |  | 1 | TRUE | wye
52 | MV_274_0_load_43 | 102 | 0.11104 | 0.053781 | 0 | 0 |  | 1 | TRUE | wye
53 | MV_274_0_load_138 | 104 | 0.17107 | 0.082853 | 0 | 0 |  | 1 | TRUE | wye
54 | MV_274_0_load_133 | 105 | 0.09462 | 0.045827 | 0 | 0 |  | 1 | TRUE | wye
55 | MV_274_0_load_117 | 108 | 0.40025 | 0.19385 | 0 | 0 |  | 1 | TRUE | wye
56 | MV_274_0_load_149 | 109 | 0.093547 | 0.045307 | 0 | 0 |  | 1 | TRUE | wye
57 | MV_274_0_load_50 | 112 | 0.07495 | 0.0363 | 0 | 0 |  | 1 | TRUE | wye
58 | MV_274_0_load_199 | 115 | 0.12325 | 0.059693 | 0 | 0 |  | 1 | TRUE | wye
59 | MV_274_0_load_167 | 118 | 0.12847 | 0.062222 | 0 | 0 |  | 1 | TRUE | wye
60 | MV_274_0_load_197 | 119 | 0.080871 | 0.039167 | 0 | 0 |  | 1 | TRUE | wye
61 | MV_274_0_load_54 | 121 | 0.35383 | 0.17137 | 0 | 0 |  | 1 | TRUE | wye
62 | MV_274_0_load_121 | 122 | 0.17969 | 0.087026 | 0 | 0 |  | 1 | TRUE | wye
63 | MV_274_0_load_127 | 123 | 0.17643 | 0.085451 | 0 | 0 |  | 1 | TRUE | wye
64 | MV_274_0_load_170 | 124 | 0.41147 | 0.19928 | 0 | 0 |  | 1 | TRUE | wye
65 | MV_274_0_load_168 | 125 | 0.13534 | 0.06555 | 0 | 0 |  | 1 | TRUE | wye
66 | MV_274_0_load_55 | 126 | 0.37851 | 0.18332 | 0 | 0 |  | 1 | TRUE | wye
67 | MV_274_0_load_56 | 127 | 0.068624 | 0.033236 | 0 | 0 |  | 1 | TRUE | wye
68 | MV_274_0_load_152 | 133 | 0.193 | 0.093476 | 0 | 0 |  | 1 | TRUE | wye
69 | MV_274_0_load_58 | 134 | 0.39931 | 0.19339 | 0 | 0 |  | 1 | TRUE | wye
70 | MV_274_0_load_178 | 139 | 0.085264 | 0.041295 | 0 | 0 |  | 1 | TRUE | wye
71 | MV_274_0_load_202 | 140 | 0.2783 | 0.13479 | 0 | 0 |  | 1 | TRUE | wye
72 | MV_274_0_load_91 | 142 | 0.30784 | 0.14909 | 0 | 0 |  | 1 | TRUE | wye
73 | MV_274_0_load_128 | 143 | 0.16451 | 0.079678 | 0 | 0 |  | 1 | TRUE | wye
74 | MV_274_0_load_126 | 144 | 0.099068 | 0.047981 | 0 | 0 |  | 1 | TRUE | wye
75 | MV_274_0_load_66 | 145 | 0.32415 | 0.15699 | 0 | 0 |  | 1 | TRUE | wye
76 | MV_274_0_load_155 | 146 | 0.1232 | 0.059669 | 0 | 0 |  | 1 | TRUE | wye
77 | MV_274_0_load_70 | 148 | 0.31901 | 0.1545 | 0 | 0 |  | 1 | TRUE | wye
78 | MV_274_0_load_189 | 151 | 0.069973 | 0.03389 | 0 | 0 |  | 1 | TRUE | wye
79 | MV_274_0_load_200 | 152 | 0.10258 | 0.049683 | 0 | 0 |  | 1 | TRUE | wye
80 | MV_274_0_load_72 | 154 | 0.38165 | 0.18484 | 0 | 0 |  | 1 | TRUE | wye
81 | MV_274_0_load_81 | 155 | 0.29321 | 0.14201 | 0 | 0 |  | 1 | TRUE | wye
82 | MV_274_0_load_83 | 157 | 0.075683 | 0.036655 | 0 | 0 |  | 1 | TRUE | wye
83 | MV_274_0_load_76 | 158 | 0.36593 | 0.17723 | 0 | 0 |  | 1 | TRUE | wye
84 | MV_274_0_load_78 | 159 | 0.12849 | 0.06223 | 0 | 0 |  | 1 | TRUE | wye
85 | MV_274_0_load_88 | 161 | 0.24419 | 0.11827 | 0 | 0 |  | 1 | TRUE | wye
86 | MV_274_0_load_174 | 163 | 0.075005 | 0.036327 | 0 | 0 |  | 1 | TRUE | wye
87 | MV_274_0_load_172 | 166 | 0.085069 | 0.041201 | 0 | 0 |  | 1 | TRUE | wye
88 | MV_274_0_load_145 | 168 | 0.11563 | 0.056 | 0 | 0 |  | 1 | TRUE | wye
89 | MV_274_0_load_146 | 169 | 0.073958 | 0.03582 | 0 | 0 |  | 1 | TRUE | wye
90 | MV_274_0_load_96 | 171 | 0.23926 | 0.11588 | 0 | 0 |  | 1 | TRUE | wye
91 | MV_274_0_load_99 | 174 | 0.29778 | 0.14422 | 0 | 0 |  | 1 | TRUE | wye
92 | MV_274_0_load_102 | 176 | 0.40133 | 0.19437 | 0 | 0 |  | 1 | TRUE | wye
93 | MV_274_0_load_201 | 178 | 0.28869 | 0.13982 | 0 | 0 |  | 1 | TRUE | wye
94 | MV_274_0_load_173 | 179 | 0.14497 | 0.070212 | 0 | 0 |  | 1 | TRUE | wye
95 | MV_274_0_load_119 | 180 | 0.36671 | 0.17761 | 0 | 0 |  | 1 | TRUE | wye
96 | MV_274_0_load_122 | 181 | 0.11895 | 0.05761 | 0 | 0 |  | 1 | TRUE | wye
97 | MV_274_0_load_151 | 183 | 0.23486 | 0.11375 | 0 | 0 |  | 1 | TRUE | wye
98 | MV_274_0_load_142 | 186 | 0.12042 | 0.05832 | 0 | 0 |  | 1 | TRUE | wye
99 | MV_274_0_load_147 | 187 | 0.22805 | 0.11045 | 0 | 0 |  | 1 | TRUE | wye
100 | MV_274_0_load_148 | 188 | 0.072713 | 0.035217 | 0 | 0 |  | 1 | TRUE | wye
101 | MV_274_0_load_163 | 189 | 0.073077 | 0.035393 | 0 | 0 |  | 1 | TRUE | wye
102 | MV_274_0_load_164 | 190 | 0.07612 | 0.036867 | 0 | 0 |  | 1 | TRUE | wye
103 | MV_274_0_load_176 | 191 | 0.32598 | 0.15788 | 0 | 0 |  | 1 | TRUE | wye

## ext_grid
| name | bus | vm_pu | va_degree | slack_weight | in_service
0 |  | 149 | 1 | 0 | 1 | TRUE

## line
| name | std_type | from_bus | to_bus | length_km | r_ohm_per_km | x_ohm_per_km | c_nf_per_km | g_us_per_km | max_i_ka | df | parallel | type | in_service
0 | MV_274_0_line_0 |  | 0 | 1 | 0.078466 | 0.445 | 0.132 | 190 | 0 | 0.22 | 1 | 1 | cs | TRUE
1 | MV_274_0_line_1 |  | 0 | 2 | 0.14653 | 0.5939 | 0.372 | 9.5 | 0 | 0.21 | 1 | 1 | ol | TRUE
2 | MV_274_0_line_2 |  | 1 | 3 | 0.44308 | 0.445 | 0.132 | 190 | 0 | 0.22 | 1 | 1 | cs | TRUE
3 | MV_274_0_line_3 |  | 1 | 4 | 0.37746 | 0.306 | 0.35 | 10 | 0 | 0.35 | 1 | 1 | ol | TRUE
4 | MV_274_0_line_4 |  | 1 | 5 | 0.25898 | 0.5939 | 0.372 | 9.5 | 0 | 0.21 | 1 | 1 | ol | TRUE
5 | MV_274_0_line_5 |  | 2 | 9 | 0.039931 | 0.445 | 0.132 | 190 | 0 | 0.22 | 1 | 1 | cs | TRUE
6 | MV_274_0_line_6 |  | 3 | 14 | 0.68534 | 0.445 | 0.132 | 190 | 0 | 0.22 | 1 | 1 | cs | TRUE
7 | MV_274_0_line_7 |  | 3 | 15 | 0.087627 | 0.5939 | 0.372 | 9.5 | 0 | 0.21 | 1 | 1 | ol | TRUE
8 | MV_274_0_line_8 |  | 4 | 18 | 0.15526 | 0.161 | 0.117 | 273 | 0 | 0.362 | 1 | 1 | cs | TRUE
9 | MV_274_0_line_9 |  | 5 | 19 | 0.027568 | 0.5939 | 0.372 | 9.5 | 0 | 0.21 | 1 | 1 | ol | TRUE
10 | MV_274_0_line_10 |  | 6 | 7 | 0.023667 | 0.445 | 0.132 | 190 | 0 | 0.22 | 1 | 1 | cs | TRUE
11 | MV_274_0_line_11 |  | 6 | 8 | 0.20418 | 0.445 | 0.132 | 190 | 0 | 0.22 | 1 | 1 | cs | TRUE
12 | MV_274_0_line_12 |  | 6 | 9 | 0.062843 | 0.445 | 0.132 | 190 | 0 | 0.22 | 1 | 1 | cs | TRUE
13 | MV_274_0_line_13 |  | 8 | 10 | 0.11337 | 0.5939 | 0.372 | 9.5 | 0 | 0.21 | 1 | 1 | ol | TRUE
14 | MV_274_0_line_14 |  | 9 | 13 | 0.0065516 | 0.445 | 0.132 | 190 | 0 | 0.22 | 1 | 1 | cs | TRUE
15 | MV_274_0_line_15 |  | 10 | 20 | 0.26159 | 0.5939 | 0.372 | 9.5 | 0 | 0.21 | 1 | 1 | ol | TRUE
16 | MV_274_0_line_16 |  | 11 | 12 | 0.012492 | 0.445 | 0.132 | 190 | 0 | 0.22 | 1 | 1 | cs | TRUE
17 | MV_274_0_line_17 |  | 11 | 13 | 0.055483 | 0.445 | 0.132 | 190 | 0 | 0.22 | 1 | 1 | cs | TRUE
18 | MV_274_0_line_18 |  | 14 | 16 | 0.82045 | 0.445 | 0.132 | 190 | 0 | 0.22 | 1 | 1 | cs | TRUE
19 | MV_274_0_line_19 |  | 14 | 17 | 0.046641 | 0.5939 | 0.372 | 9.5 | 0 | 0.21 | 1 | 1 | ol | TRUE
20 | MV_274_0_line_20 |  | 16 | 25 | 0.088123 | 0.445 | 0.132 | 190 | 0 | 0.22 | 1 | 1 | cs | TRUE
21 | MV_274_0_line_21 |  | 16 | 26 | 0.17537 | 0.445 | 0.132 | 190 | 0 | 0.22 | 1 | 1 | cs | TRUE
22 | MV_274_0_line_22 |  | 18 | 85 | 0.14636 | 0.061 | 0.056 | 608 | 0 | 0.842 | 1 | 1 | cs | TRUE
23 | MV_274_0_line_23 |  | 20 | 177 | 0.37421 | 0.445 | 0.132 | 190 | 0 | 0.22 | 1 | 1 | cs | TRUE
24 | MV_274_0_line_24 |  | 20 | 23 | 0.11347 | 0.445 | 0.132 | 190 | 0 | 0.22 | 1 | 1 | cs | TRUE
25 | MV_274_0_line_25 |  | 21 | 22 | 0.1791 | 0.5939 | 0.372 | 9.5 | 0 | 0.21 | 1 | 1 | ol | TRUE
26 | MV_274_0_line_26 |  | 22 | 23 | 0.038823 | 0.445 | 0.132 | 190 | 0 | 0.22 | 1 | 1 | cs | TRUE
27 | MV_274_0_line_27 |  | 22 | 24 | 1.1767 | 0.445 | 0.132 | 190 | 0 | 0.22 | 1 | 1 | cs | TRUE
28 | MV_274_0_line_28 |  | 24 | 176 | 0.038925 | 0.445 | 0.132 | 190 | 0 | 0.22 | 1 | 1 | cs | TRUE
29 | MV_274_0_line_29 |  | 24 | 175 | 0.16662 | 0.445 | 0.132 | 190 | 0 | 0.22 | 1 | 1 | cs | TRUE
30 | MV_274_0_line_30 |  | 25 | 84 | 0.074853 | 0.5939 | 0.372 | 9.5 | 0 | 0.21 | 1 | 1 | ol | TRUE
31 | MV_274_0_line_31 |  | 27 | 28 | 0.024795 | 0.445 | 0.132 | 190 | 0 | 0.22 | 1 | 1 | cs | TRUE
32 | MV_274_0_line_32 |  | 27 | 29 | 0.049615 | 0.445 | 0.132 | 190 | 0 | 0.22 | 1 | 1 | cs | TRUE
33 | MV_274_0_line_33 |  | 28 | 30 | 0.15506 | 0.445 | 0.132 | 190 | 0 | 0.22 | 1 | 1 | cs | TRUE
34 | MV_274_0_line_34 |  | 28 | 31 | 0.18214 | 0.445 | 0.132 | 190 | 0 | 0.22 | 1 | 1 | cs | TRUE
35 | MV_274_0_line_35 |  | 29 | 32 | 0.047413 | 0.445 | 0.132 | 190 | 0 | 0.22 | 1 | 1 | cs | TRUE
36 | MV_274_0_line_36 |  | 31 | 33 | 0.081314 | 0.445 | 0.132 | 190 | 0 | 0.22 | 1 | 1 | cs | TRUE
37 | MV_274_0_line_37 |  | 32 | 34 | 0.020247 | 0.445 | 0.132 | 190 | 0 | 0.22 | 1 | 1 | cs | TRUE
38 | MV_274_0_line_38 |  | 32 | 35 | 0.87767 | 0.445 | 0.132 | 190 | 0 | 0.22 | 1 | 1 | cs | TRUE
39 | MV_274_0_line_39 |  | 32 | 36 | 0.21442 | 0.445 | 0.132 | 190 | 0 | 0.22 | 1 | 1 | cs | TRUE
40 | MV_274_0_line_40 |  | 35 | 39 | 0.11287 | 0.445 | 0.132 | 190 | 0 | 0.22 | 1 | 1 | cs | TRUE
41 | MV_274_0_line_41 |  | 36 | 40 | 0.006504 | 0.445 | 0.132 | 190 | 0 | 0.22 | 1 | 1 | cs | TRUE
42 | MV_274_0_line_42 |  | 37 | 38 | 0.039652 | 0.445 | 0.132 | 190 | 0 | 0.22 | 1 | 1 | cs | TRUE
43 | MV_274_0_line_43 |  | 38 | 182 | 0.028117 | 0.445 | 0.132 | 190 | 0 | 0.22 | 1 | 1 | cs | TRUE
44 | MV_274_0_line_44 |  | 39 | 189 | 0.15353 | 0.5939 | 0.372 | 9.5 | 0 | 0.21 | 1 | 1 | ol | TRUE
45 | MV_274_0_line_45 |  | 40 | 129 | 0.13259 | 0.5939 | 0.372 | 9.5 | 0 | 0.21 | 1 | 1 | ol | TRUE
46 | MV_274_0_line_46 |  | 41 | 42 | 0.063176 | 0.5939 | 0.372 | 9.5 | 0 | 0.21 | 1 | 1 | ol | TRUE
47 | MV_274_0_line_47 |  | 42 | 43 | 0.39186 | 0.445 | 0.132 | 190 | 0 | 0.22 | 1 | 1 | cs | TRUE
48 | MV_274_0_line_48 |  | 42 | 44 | 0.18589 | 0.445 | 0.132 | 190 | 0 | 0.22 | 1 | 1 | cs | TRUE
49 | MV_274_0_line_49 |  | 43 | 45 | 0.13355 | 0.445 | 0.132 | 190 | 0 | 0.22 | 1 | 1 | cs | TRUE
50 | MV_274_0_line_50 |  | 44 | 46 | 0.090328 | 0.445 | 0.132 | 190 | 0 | 0.22 | 1 | 1 | cs | TRUE
51 | MV_274_0_line_51 |  | 45 | 47 | 0.009173 | 0.445 | 0.132 | 190 | 0 | 0.22 | 1 | 1 | cs | TRUE
52 | MV_274_0_line_52 |  | 45 | 48 | 0.36404 | 0.445 | 0.132 | 190 | 0 | 0.22 | 1 | 1 | cs | TRUE
53 | MV_274_0_line_53 |  | 45 | 49 | 0.19645 | 0.445 | 0.132 | 190 | 0 | 0.22 | 1 | 1 | cs | TRUE
54 | MV_274_0_line_54 |  | 46 | 50 | 1.2086 | 0.5939 | 0.372 | 9.5 | 0 | 0.21 | 1 | 1 | ol | TRUE
55 | MV_274_0_line_55 |  | 47 | 77 | 0.065136 | 0.445 | 0.132 | 190 | 0 | 0.22 | 1 | 1 | cs | TRUE
56 | MV_274_0_line_56 |  | 47 | 76 | 0.10137 | 0.445 | 0.132 | 190 | 0 | 0.22 | 1 | 1 | cs | TRUE
57 | MV_274_0_line_57 |  | 48 | 78 | 0.0063654 | 0.445 | 0.132 | 190 | 0 | 0.22 | 1 | 1 | cs | TRUE
58 | MV_274_0_line_58 |  | 48 | 79 | 0.20666 | 0.445 | 0.132 | 190 | 0 | 0.22 | 1 | 1 | cs | TRUE
59 | MV_274_0_line_59 |  | 49 | 74 | 0.054663 | 0.445 | 0.132 | 190 | 0 | 0.22 | 1 | 1 | cs | TRUE
60 | MV_274_0_line_60 |  | 50 | 57 | 0.63823 | 0.445 | 0.132 | 190 | 0 | 0.22 | 1 | 1 | cs | TRUE
61 | MV_274_0_line_61 |  | 51 | 52 | 0.014878 | 0.445 | 0.132 | 190 | 0 | 0.22 | 1 | 1 | cs | TRUE
62 | MV_274_0_line_62 |  | 51 | 53 | 0.03801 | 0.445 | 0.132 | 190 | 0 | 0.22 | 1 | 1 | cs | TRUE
63 | MV_274_0_line_63 |  | 52 | 54 | 0.047254 | 0.445 | 0.132 | 190 | 0 | 0.22 | 1 | 1 | cs | TRUE
64 | MV_274_0_line_64 |  | 52 | 55 | 1.2332 | 0.445 | 0.132 | 190 | 0 | 0.22 | 1 | 1 | cs | TRUE
65 | MV_274_0_line_65 |  | 52 | 56 | 3.9565 | 0.5939 | 0.372 | 9.5 | 0 | 0.21 | 1 | 1 | ol | TRUE
66 | MV_274_0_line_66 |  | 54 | 57 | 0.34229 | 0.445 | 0.132 | 190 | 0 | 0.22 | 1 | 1 | cs | TRUE
67 | MV_274_0_line_67 |  | 55 | 58 | 0.37705 | 0.445 | 0.132 | 190 | 0 | 0.22 | 1 | 1 | cs | TRUE
68 | MV_274_0_line_68 |  | 56 | 59 | 0.23739 | 0.445 | 0.132 | 190 | 0 | 0.22 | 1 | 1 | cs | TRUE
69 | MV_274_0_line_69 |  | 60 | 61 | 0.11506 | 0.5939 | 0.372 | 9.5 | 0 | 0.21 | 1 | 1 | ol | TRUE
70 | MV_274_0_line_70 |  | 61 | 62 | 0.15714 | 0.5939 | 0.372 | 9.5 | 0 | 0.21 | 1 | 1 | ol | TRUE
71 | MV_274_0_line_71 |  | 62 | 66 | 0.215 | 0.445 | 0.132 | 190 | 0 | 0.22 | 1 | 1 | cs | TRUE
72 | MV_274_0_line_72 |  | 63 | 64 | 0.82142 | 0.445 | 0.132 | 190 | 0 | 0.22 | 1 | 1 | cs | TRUE
73 | MV_274_0_line_73 |  | 63 | 65 | 0.003381 | 0.445 | 0.132 | 190 | 0 | 0.22 | 1 | 1 | cs | TRUE
74 | MV_274_0_line_74 |  | 64 | 167 | 0.004619 | 0.445 | 0.132 | 190 | 0 | 0.22 | 1 | 1 | cs | TRUE
75 | MV_274_0_line_75 |  | 64 | 168 | 0.055654 | 0.445 | 0.132 | 190 | 0 | 0.22 | 1 | 1 | cs | TRUE
76 | MV_274_0_line_76 |  | 65 | 67 | 0.030872 | 0.445 | 0.132 | 190 | 0 | 0.22 | 1 | 1 | cs | TRUE
77 | MV_274_0_line_77 |  | 66 | 67 | 0.031184 | 0.445 | 0.132 | 190 | 0 | 0.22 | 1 | 1 | cs | TRUE
78 | MV_274_0_line_78 |  | 66 | 68 | 0.11152 | 0.306 | 0.35 | 10 | 0 | 0.35 | 1 | 1 | ol | TRUE
79 | MV_274_0_line_79 |  | 67 | 69 | 0.23634 | 0.5939 | 0.372 | 9.5 | 0 | 0.21 | 1 | 1 | ol | TRUE
80 | MV_274_0_line_80 |  | 68 | 70 | 0.010593 | 0.161 | 0.117 | 273 | 0 | 0.362 | 1 | 1 | cs | TRUE
81 | MV_274_0_line_81 |  | 70 | 71 | 0.26333 | 0.061 | 0.056 | 608 | 0 | 0.842 | 1 | 1 | cs | TRUE
82 | MV_274_0_line_82 |  | 71 | 163 | 0.097914 | 0.061 | 0.056 | 608 | 0 | 0.842 | 1 | 1 | cs | TRUE
83 | MV_274_0_line_83 |  | 71 | 115 | 0.24356 | 0.5939 | 0.372 | 9.5 | 0 | 0.21 | 1 | 1 | ol | TRUE
84 | MV_274_0_line_84 |  | 72 | 73 | 0.009711 | 0.445 | 0.132 | 190 | 0 | 0.22 | 1 | 1 | cs | TRUE
85 | MV_274_0_line_85 |  | 73 | 74 | 0.10572 | 0.445 | 0.132 | 190 | 0 | 0.22 | 1 | 1 | cs | TRUE
86 | MV_274_0_line_86 |  | 75 | 76 | 0.04305 | 0.5939 | 0.372 | 9.5 | 0 | 0.21 | 1 | 1 | ol | TRUE
87 | MV_274_0_line_87 |  | 77 | 87 | 0.03556 | 0.445 | 0.132 | 190 | 0 | 0.22 | 1 | 1 | cs | TRUE
88 | MV_274_0_line_88 |  | 78 | 88 | 0.17358 | 0.5939 | 0.372 | 9.5 | 0 | 0.21 | 1 | 1 | ol | TRUE
89 | MV_274_0_line_89 |  | 79 | 80 | 0.039939 | 0.445 | 0.132 | 190 | 0 | 0.22 | 1 | 1 | cs | TRUE
90 | MV_274_0_line_90 |  | 81 | 82 | 0.071767 | 0.061 | 0.056 | 608 | 0 | 0.842 | 1 | 1 | cs | TRUE
91 | MV_274_0_line_91 |  | 81 | 83 | 0.17424 | 0.061 | 0.056 | 608 | 0 | 0.842 | 1 | 1 | cs | TRUE
92 | MV_274_0_line_92 |  | 82 | 132 | 0.048463 | 0.061 | 0.056 | 608 | 0 | 0.842 | 1 | 1 | cs | TRUE
93 | MV_274_0_line_93 |  | 83 | 158 | 0.004651 | 0.061 | 0.056 | 608 | 0 | 0.842 | 1 | 1 | cs | TRUE
94 | MV_274_0_line_94 |  | 85 | 86 | 0.37692 | 0.1188 | 0.172 | 20.6 | 0 | 0.82 | 1 | 1 | ol | TRUE
95 | MV_274_0_line_95 |  | 86 | 90 | 0.20222 | 0.5939 | 0.372 | 9.5 | 0 | 0.21 | 1 | 1 | ol | TRUE
96 | MV_274_0_line_96 |  | 86 | 91 | 0.026154 | 0.061 | 0.056 | 608 | 0 | 0.842 | 1 | 1 | cs | TRUE
97 | MV_274_0_line_97 |  | 88 | 89 | 0.1196 | 0.445 | 0.132 | 190 | 0 | 0.22 | 1 | 1 | cs | TRUE
98 | MV_274_0_line_98 |  | 89 | 90 | 0.019937 | 0.445 | 0.132 | 190 | 0 | 0.22 | 1 | 1 | cs | TRUE
99 | MV_274_0_line_99 |  | 91 | 159 | 0.046673 | 0.061 | 0.056 | 608 | 0 | 0.842 | 1 | 1 | cs | TRUE
100 | MV_274_0_line_100 |  | 92 | 93 | 0.053759 | 0.445 | 0.132 | 190 | 0 | 0.22 | 1 | 1 | cs | TRUE
101 | MV_274_0_line_101 |  | 93 | 94 | 0.006823 | 0.445 | 0.132 | 190 | 0 | 0.22 | 1 | 1 | cs | TRUE
102 | MV_274_0_line_102 |  | 94 | 95 | 0.048985 | 0.445 | 0.132 | 190 | 0 | 0.22 | 1 | 1 | cs | TRUE
103 | MV_274_0_line_103 |  | 94 | 96 | 0.036318 | 0.445 | 0.132 | 190 | 0 | 0.22 | 1 | 1 | cs | TRUE
104 | MV_274_0_line_104 |  | 95 | 97 | 0.055819 | 0.445 | 0.132 | 190 | 0 | 0.22 | 1 | 1 | cs | TRUE
105 | MV_274_0_line_105 |  | 96 | 98 | 0.1167 | 0.445 | 0.132 | 190 | 0 | 0.22 | 1 | 1 | cs | TRUE
106 | MV_274_0_line_106 |  | 96 | 99 | 0.066066 | 0.5939 | 0.372 | 9.5 | 0 | 0.21 | 1 | 1 | ol | TRUE
107 | MV_274_0_line_107 |  | 97 | 107 | 0.034985 | 0.445 | 0.132 | 190 | 0 | 0.22 | 1 | 1 | cs | TRUE
108 | MV_274_0_line_108 |  | 97 | 108 | 0.006713 | 0.445 | 0.132 | 190 | 0 | 0.22 | 1 | 1 | cs | TRUE
109 | MV_274_0_line_109 |  | 98 | 109 | 0.012147 | 0.445 | 0.132 | 190 | 0 | 0.22 | 1 | 1 | cs | TRUE
110 | MV_274_0_line_110 |  | 100 | 101 | 0.01211 | 0.445 | 0.132 | 190 | 0 | 0.22 | 1 | 1 | cs | TRUE
111 | MV_274_0_line_111 |  | 101 | 102 | 0.068678 | 0.445 | 0.132 | 190 | 0 | 0.22 | 1 | 1 | cs | TRUE
112 | MV_274_0_line_112 |  | 101 | 103 | 0.11296 | 0.445 | 0.132 | 190 | 0 | 0.22 | 1 | 1 | cs | TRUE
113 | MV_274_0_line_113 |  | 102 | 104 | 0.026663 | 0.445 | 0.132 | 190 | 0 | 0.22 | 1 | 1 | cs | TRUE
114 | MV_274_0_line_114 |  | 103 | 105 | 0.025087 | 0.445 | 0.132 | 190 | 0 | 0.22 | 1 | 1 | cs | TRUE
115 | MV_274_0_line_115 |  | 104 | 106 | 0.028323 | 0.445 | 0.132 | 190 | 0 | 0.22 | 1 | 1 | cs | TRUE
116 | MV_274_0_line_116 |  | 105 | 107 | 0.052389 | 0.445 | 0.132 | 190 | 0 | 0.22 | 1 | 1 | cs | TRUE
117 | MV_274_0_line_117 |  | 106 | 184 | 0.017445 | 0.445 | 0.132 | 190 | 0 | 0.22 | 1 | 1 | cs | TRUE
118 | MV_274_0_line_118 |  | 106 | 185 | 0.074911 | 0.445 | 0.132 | 190 | 0 | 0.22 | 1 | 1 | cs | TRUE
119 | MV_274_0_line_119 |  | 109 | 182 | 0.023593 | 0.445 | 0.132 | 190 | 0 | 0.22 | 1 | 1 | cs | TRUE
120 | MV_274_0_line_120 |  | 110 | 111 | 0.053312 | 0.445 | 0.132 | 190 | 0 | 0.22 | 1 | 1 | cs | TRUE
121 | MV_274_0_line_121 |  | 110 | 112 | 0.062367 | 0.445 | 0.132 | 190 | 0 | 0.22 | 1 | 1 | cs | TRUE
122 | MV_274_0_line_122 |  | 111 | 113 | 0.19852 | 0.445 | 0.132 | 190 | 0 | 0.22 | 1 | 1 | cs | TRUE
123 | MV_274_0_line_123 |  | 113 | 116 | 0.023955 | 0.445 | 0.132 | 190 | 0 | 0.22 | 1 | 1 | cs | TRUE
124 | MV_274_0_line_124 |  | 113 | 117 | 0.019083 | 0.445 | 0.132 | 190 | 0 | 0.22 | 1 | 1 | cs | TRUE
125 | MV_274_0_line_125 |  | 113 | 118 | 0.010765 | 0.445 | 0.132 | 190 | 0 | 0.22 | 1 | 1 | cs | TRUE
126 | MV_274_0_line_126 |  | 113 | 114 | 0.1706 | 0.445 | 0.132 | 190 | 0 | 0.22 | 1 | 1 | cs | TRUE
127 | MV_274_0_line_127 |  | 114 | 115 | 0.040859 | 0.445 | 0.132 | 190 | 0 | 0.22 | 1 | 1 | cs | TRUE
128 | MV_274_0_line_128 |  | 115 | 121 | 0.05941 | 0.5939 | 0.372 | 9.5 | 0 | 0.21 | 1 | 1 | ol | TRUE
129 | MV_274_0_line_129 |  | 116 | 119 | 0.0051 | 0.445 | 0.132 | 190 | 0 | 0.22 | 1 | 1 | cs | TRUE
130 | MV_274_0_line_130 |  | 116 | 120 | 0.057382 | 0.445 | 0.132 | 190 | 0 | 0.22 | 1 | 1 | cs | TRUE
131 | MV_274_0_line_131 |  | 117 | 122 | 0.033544 | 0.445 | 0.132 | 190 | 0 | 0.22 | 1 | 1 | cs | TRUE
132 | MV_274_0_line_132 |  | 117 | 123 | 0.021816 | 0.445 | 0.132 | 190 | 0 | 0.22 | 1 | 1 | cs | TRUE
133 | MV_274_0_line_133 |  | 120 | 124 | 0.005588 | 0.445 | 0.132 | 190 | 0 | 0.22 | 1 | 1 | cs | TRUE
134 | MV_274_0_line_134 |  | 120 | 125 | 0.028384 | 0.445 | 0.132 | 190 | 0 | 0.22 | 1 | 1 | cs | TRUE
135 | MV_274_0_line_135 |  | 122 | 180 | 0.00214 | 0.445 | 0.132 | 190 | 0 | 0.22 | 1 | 1 | cs | TRUE
136 | MV_274_0_line_136 |  | 123 | 144 | 0.018022 | 0.445 | 0.132 | 190 | 0 | 0.22 | 1 | 1 | cs | TRUE
137 | MV_274_0_line_137 |  | 126 | 127 | 0.024634 | 0.445 | 0.132 | 190 | 0 | 0.22 | 1 | 1 | cs | TRUE
138 | MV_274_0_line_138 |  | 127 | 128 | 0.042058 | 0.445 | 0.132 | 190 | 0 | 0.22 | 1 | 1 | cs | TRUE
139 | MV_274_0_line_139 |  | 128 | 129 | 0.19034 | 0.445 | 0.132 | 190 | 0 | 0.22 | 1 | 1 | cs | TRUE
140 | MV_274_0_line_140 |  | 128 | 130 | 0.13292 | 0.445 | 0.132 | 190 | 0 | 0.22 | 1 | 1 | cs | TRUE
141 | MV_274_0_line_141 |  | 130 | 131 | 0.18527 | 0.445 | 0.132 | 190 | 0 | 0.22 | 1 | 1 | cs | TRUE
142 | MV_274_0_line_142 |  | 130 | 132 | 0.28952 | 0.5939 | 0.372 | 9.5 | 0 | 0.21 | 1 | 1 | ol | TRUE
143 | MV_274_0_line_143 |  | 130 | 133 | 0.19183 | 0.445 | 0.132 | 190 | 0 | 0.22 | 1 | 1 | cs | TRUE
144 | MV_274_0_line_144 |  | 131 | 146 | 0.056631 | 0.445 | 0.132 | 190 | 0 | 0.22 | 1 | 1 | cs | TRUE
145 | MV_274_0_line_145 |  | 132 | 141 | 0.43518 | 0.445 | 0.132 | 190 | 0 | 0.22 | 1 | 1 | cs | TRUE
146 | MV_274_0_line_146 |  | 132 | 138 | 0.69963 | 0.061 | 0.056 | 608 | 0 | 0.842 | 1 | 1 | cs | TRUE
147 | MV_274_0_line_147 |  | 134 | 135 | 0.064699 | 0.445 | 0.132 | 190 | 0 | 0.22 | 1 | 1 | cs | TRUE
148 | MV_274_0_line_148 |  | 135 | 136 | 0.19723 | 0.445 | 0.132 | 190 | 0 | 0.22 | 1 | 1 | cs | TRUE
149 | MV_274_0_line_149 |  | 136 | 143 | 0.019115 | 0.445 | 0.132 | 190 | 0 | 0.22 | 1 | 1 | cs | TRUE
150 | MV_274_0_line_150 |  | 136 | 144 | 0.01057 | 0.445 | 0.132 | 190 | 0 | 0.22 | 1 | 1 | cs | TRUE
151 | MV_274_0_line_151 |  | 137 | 138 | 0.0088018 | 0.445 | 0.132 | 190 | 0 | 0.22 | 1 | 1 | cs | TRUE
152 | MV_274_0_line_152 |  | 137 | 139 | 0.042063 | 0.445 | 0.132 | 190 | 0 | 0.22 | 1 | 1 | cs | TRUE
153 | MV_274_0_line_153 |  | 138 | 140 | 0.053692 | 0.061 | 0.056 | 608 | 0 | 0.842 | 1 | 1 | cs | TRUE
154 | MV_274_0_line_154 |  | 140 | 145 | 0.097297 | 0.1188 | 0.172 | 20.6 | 0 | 0.82 | 1 | 1 | ol | TRUE
155 | MV_274_0_line_155 |  | 141 | 142 | 0.074578 | 0.445 | 0.132 | 190 | 0 | 0.22 | 1 | 1 | cs | TRUE
156 | MV_274_0_line_156 |  | 145 | 147 | 0.038333 | 0.061 | 0.056 | 608 | 0 | 0.842 | 1 | 1 | cs | TRUE
157 | MV_274_0_line_157 |  | 147 | 148 | 0.062355 | 0.445 | 0.132 | 190 | 0 | 0.22 | 1 | 1 | cs | TRUE
158 | MV_274_0_line_158 |  | 147 | 149 | 0.11115 | 0.061 | 0.056 | 608 | 0 | 0.842 | 1 | 1 | cs | TRUE
159 | MV_274_0_line_159 |  | 147 | 150 | 0.12544 | 0.5939 | 0.372 | 9.5 | 0 | 0.21 | 1 | 1 | ol | TRUE
160 | MV_274_0_line_160 |  | 149 | 151 | 0.031362 | 0.061 | 0.056 | 608 | 0 | 0.842 | 1 | 1 | cs | TRUE
161 | MV_274_0_line_161 |  | 150 | 152 | 0.036403 | 0.445 | 0.132 | 190 | 0 | 0.22 | 1 | 1 | cs | TRUE
162 | MV_274_0_line_162 |  | 150 | 153 | 0.05424 | 0.445 | 0.132 | 190 | 0 | 0.22 | 1 | 1 | cs | TRUE
163 | MV_274_0_line_163 |  | 151 | 155 | 0.13642 | 0.1188 | 0.172 | 20.6 | 0 | 0.82 | 1 | 1 | ol | TRUE
164 | MV_274_0_line_164 |  | 153 | 154 | 0.12903 | 0.445 | 0.132 | 190 | 0 | 0.22 | 1 | 1 | cs | TRUE
165 | MV_274_0_line_165 |  | 155 | 156 | 0.007435 | 0.061 | 0.056 | 608 | 0 | 0.842 | 1 | 1 | cs | TRUE
166 | MV_274_0_line_166 |  | 155 | 157 | 0.046741 | 0.445 | 0.132 | 190 | 0 | 0.22 | 1 | 1 | cs | TRUE
167 | MV_274_0_line_167 |  | 156 | 160 | 0.007816 | 0.061 | 0.056 | 608 | 0 | 0.842 | 1 | 1 | cs | TRUE
168 | MV_274_0_line_168 |  | 158 | 159 | 0.082252 | 0.061 | 0.056 | 608 | 0 | 0.842 | 1 | 1 | cs | TRUE
169 | MV_274_0_line_169 |  | 160 | 161 | 0.089646 | 0.061 | 0.056 | 608 | 0 | 0.842 | 1 | 1 | cs | TRUE
170 | MV_274_0_line_170 |  | 161 | 162 | 0.028015 | 0.061 | 0.056 | 608 | 0 | 0.842 | 1 | 1 | cs | TRUE
171 | MV_274_0_line_171 |  | 162 | 164 | 0.036112 | 0.061 | 0.056 | 608 | 0 | 0.842 | 1 | 1 | cs | TRUE
172 | MV_274_0_line_172 |  | 163 | 179 | 0.064249 | 0.445 | 0.132 | 190 | 0 | 0.22 | 1 | 1 | cs | TRUE
173 | MV_274_0_line_173 |  | 163 | 165 | 0.15037 | 0.1188 | 0.172 | 20.6 | 0 | 0.82 | 1 | 1 | ol | TRUE
174 | MV_274_0_line_174 |  | 164 | 165 | 0.078015 | 0.061 | 0.056 | 608 | 0 | 0.842 | 1 | 1 | cs | TRUE
175 | MV_274_0_line_175 |  | 164 | 166 | 0.033547 | 0.445 | 0.132 | 190 | 0 | 0.22 | 1 | 1 | cs | TRUE
176 | MV_274_0_line_176 |  | 167 | 169 | 0.036492 | 0.445 | 0.132 | 190 | 0 | 0.22 | 1 | 1 | cs | TRUE
177 | MV_274_0_line_177 |  | 167 | 170 | 0.027457 | 0.445 | 0.132 | 190 | 0 | 0.22 | 1 | 1 | cs | TRUE
178 | MV_274_0_line_178 |  | 170 | 186 | 0.027857 | 0.445 | 0.132 | 190 | 0 | 0.22 | 1 | 1 | cs | TRUE
179 | MV_274_0_line_179 |  | 171 | 172 | 0.024273 | 0.445 | 0.132 | 190 | 0 | 0.22 | 1 | 1 | cs | TRUE
180 | MV_274_0_line_180 |  | 172 | 173 | 0.090509 | 0.445 | 0.132 | 190 | 0 | 0.22 | 1 | 1 | cs | TRUE
181 | MV_274_0_line_181 |  | 173 | 174 | 0.044817 | 0.5939 | 0.372 | 9.5 | 0 | 0.21 | 1 | 1 | ol | TRUE
182 | MV_274_0_line_182 |  | 174 | 175 | 0.029887 | 0.445 | 0.132 | 190 | 0 | 0.22 | 1 | 1 | cs | TRUE
183 | MV_274_0_line_183 |  | 177 | 178 | 0.054367 | 0.5939 | 0.372 | 9.5 | 0 | 0.21 | 1 | 1 | ol | TRUE
184 | MV_274_0_line_184 |  | 179 | 191 | 0.09198 | 0.5939 | 0.372 | 9.5 | 0 | 0.21 | 1 | 1 | ol | TRUE
185 | MV_274_0_line_185 |  | 180 | 181 | 0.025517 | 0.445 | 0.132 | 190 | 0 | 0.22 | 1 | 1 | cs | TRUE
186 | MV_274_0_line_186 |  | 182 | 183 | 0.039399 | 0.445 | 0.132 | 190 | 0 | 0.22 | 1 | 1 | cs | TRUE
187 | MV_274_0_line_187 |  | 184 | 186 | 0.019652 | 0.445 | 0.132 | 190 | 0 | 0.22 | 1 | 1 | cs | TRUE
188 | MV_274_0_line_188 |  | 185 | 187 | 0.12686 | 0.445 | 0.132 | 190 | 0 | 0.22 | 1 | 1 | cs | TRUE
189 | MV_274_0_line_189 |  | 187 | 188 | 0.019146 | 0.445 | 0.132 | 190 | 0 | 0.22 | 1 | 1 | cs | TRUE
190 | MV_274_0_line_190 |  | 189 | 190 | 0.040875 | 0.445 | 0.132 | 190 | 0 | 0.22 | 1 | 1 | cs | TRUE

## trafo
| name | std_type | hv_bus | lv_bus | sn_mva | vn_hv_kv | vn_lv_kv | vk_percent | vkr_percent | pfe_kw | i0_percent | shift_degree | tap_side | tap_neutral | tap_min | tap_max | tap_step_percent | tap_step_degree | tap_pos | tap_phase_shifter | parallel | df | in_service
0 | MV_274_0_trafo_71 | 25 MVA 110/20 kV | 192 | 149 | 25 | 110 | 20 | 12 | 0.41 | 14 | 0.07 | 150 | hv | 0 | -9 | 9 | 1.5 | 0 | 0 | FALSE | 1 | 1 | TRUE

## bus_geodata
| x | y | coords
0 | 2604660.49 | 1128831.9777
1 | 2604737.396 | 1128847.7554
2 | 2604587.926 | 1128959.2786
3 | 2605065.7907 | 1128697.9783
4 | 2604917.3807 | 1129179.5363
5 | 2604911.3458 | 1129039.6189
6 | 2604538.3987 | 1128915.9493
7 | 2604515.0465 | 1128919.7983
8 | 2604378.4588 | 1128825.2668
9 | 2604555.3416 | 1128973.6899
10 | 2604285.077 | 1128760.9808
11 | 2604509.9591 | 1128985.4575
12 | 2604501.4789 | 1128976.2848
13 | 2604554.1662 | 1128979.7253
14 | 2605544.8394 | 1129042.6277
15 | 2605108.4354 | 1128774.5287
16 | 2605779.9381 | 1128863.5803
17 | 2605523.3928 | 1129001.2104
18 | 2604979.9108 | 1129315.0528
19 | 2604927.674 | 1129061.8317
20 | 2604220.3802 | 1128507.5126
21 | 2604385.3917 | 1128631.3662
22 | 2604346.9203 | 1128456.4426
23 | 2604310.1819 | 1128443.6216
24 | 2604088.7495 | 1127424.2628
25 | 2605736.4345 | 1128792.6937
26 | 2605912.7367 | 1128974.3056
27 | 2603341.133 | 1129301.526
28 | 2603346.9912 | 1129279.7297
29 | 2603375.2288 | 1129337.6177
30 | 2603492.6872 | 1129311.2702
31 | 2603509.3534 | 1129261.7889
32 | 2603408.902 | 1129371.0858
33 | 2603589.1384 | 1129271.2349
34 | 2603419.9184 | 1129354.3727
35 | 2602910.2582 | 1129507.9642
36 | 2603580.4776 | 1129440.5057
37 | 2603083.6781 | 1128997.4361
38 | 2603060.1938 | 1128966.284
39 | 2602814.0175 | 1129452.4372
40 | 2603585.9177 | 1129436.9182
41 | 2604765.0024 | 1130178.9136
42 | 2604799.7782 | 1130126.1706
43 | 2604672.1924 | 1129841.7448
44 | 2604859.4237 | 1130228.7453
45 | 2604654.6141 | 1129712.6464
46 | 2604897.8758 | 1130298.7099
47 | 2604655.0524 | 1129703.4867
48 | 2604548.0862 | 1129502.1863
49 | 2604590.7829 | 1129891.1741
50 | 2606007.4384 | 1130777.7871
51 | 2606468.3986 | 1131142.5922
52 | 2606480.1307 | 1131151.741
53 | 2606438.4249 | 1131119.2181
54 | 2606523.4015 | 1131151.7217
55 | 2607368.8364 | 1131438.4668
56 | 2604601.4172 | 1134633.7557
57 | 2606377.522 | 1131024.3537
58 | 2607006.1475 | 1131472.6894
59 | 2604613.6651 | 1134864.0658
60 | 2603078.2124 | 1128562.3964
61 | 2603154.4506 | 1128648.5768
62 | 2603310.2746 | 1128628.2595
63 | 2603304.4203 | 1128584.2905
64 | 2602972.7736 | 1128798.8044
65 | 2603305.7701 | 1128581.1897
66 | 2603363.911 | 1128593.2937
67 | 2603335.3665 | 1128583.34
68 | 2603475.4001 | 1128590.7542
69 | 2603423.5653 | 1128364.0722
70 | 2603477.7093 | 1128580.4172
71 | 2603675.1536 | 1128660.1927
72 | 2604508.0886 | 1129846.0686
73 | 2604504.6699 | 1129855.1594
74 | 2604553.5449 | 1129930.9768
75 | 2604738.2739 | 1129745.2263
76 | 2604702.3575 | 1129768.96
77 | 2604689.2157 | 1129648.2525
78 | 2604554.2585 | 1129500.6304
79 | 2604614.7143 | 1129582.4529
80 | 2604648.489 | 1129595.4469
81 | 2604341.9192 | 1129449.6337
82 | 2604271.0065 | 1129460.2358
83 | 2604370.5064 | 1129402.3198
84 | 2605667.9636 | 1128762.4485
85 | 2604858.4333 | 1129272.7347
86 | 2604514.5508 | 1129427.0583
87 | 2604711.4352 | 1129620.4449
88 | 2604699.3302 | 1129405.3198
89 | 2604685.8507 | 1129304.0873
90 | 2604667.9563 | 1129295.2978
91 | 2604494.2565 | 1129442.7623
92 | 2603152.4531 | 1128970.8306
93 | 2603201.5339 | 1128992.6907
94 | 2603208.0574 | 1128994.7506
95 | 2603222.4721 | 1128948.0865
96 | 2603202.4162 | 1129029.2978
97 | 2603246.5087 | 1128897.7124
98 | 2603102.6281 | 1129002.1448
99 | 2603267.8107 | 1129038.6922
100 | 2603093.6703 | 1128940.3255
101 | 2603082.9571 | 1128934.68
102 | 2603022.3895 | 1128902.3297
103 | 2603151.0041 | 1128881.0771
104 | 2602999.7786 | 1128888.1998
105 | 2603173.4285 | 1128892.3101
106 | 2602975.5879 | 1128873.4754
107 | 2603220.0536 | 1128916.1964
108 | 2603251.6029 | 1128893.324
109 | 2603094.7194 | 1128992.9256
110 | 2603355.4666 | 1128737.1702
111 | 2603373.2593 | 1128783.6915
112 | 2603333.1566 | 1128795.4198
113 | 2603385.8582 | 1128931.2257
114 | 2603445.0621 | 1128812.9898
115 | 2603461.8829 | 1128777.8154
116 | 2603405.3655 | 1128940.3631
117 | 2603374.4259 | 1128946.5158
118 | 2603385.9869 | 1128921.3988
119 | 2603402.744 | 1128944.7416
120 | 2603456.2691 | 1128952.9753
121 | 2603418.1188 | 1128737.6382
122 | 2603344.1188 | 1128932.1395
123 | 2603361.0592 | 1128963.7391
124 | 2603454.5021 | 1128958.2769
125 | 2603483.3729 | 1128961.405
126 | 2603832.3207 | 1129602.8918
127 | 2603849.2152 | 1129584.9689
128 | 2603865.9611 | 1129547.3969
129 | 2603718.5104 | 1129436.6633
130 | 2603982.3669 | 1129609.3124
131 | 2603951.598 | 1129761.7112
132 | 2604224.608 | 1129450.7524
133 | 2604128.8475 | 1129724.9103
134 | 2603441.1327 | 1129131.665
135 | 2603461.6186 | 1129070.291
136 | 2603340.042 | 1128983.1038
137 | 2603683.983 | 1129173.6146
138 | 2603675.3258 | 1129172.0309
139 | 2603723.4751 | 1129182.8217
140 | 2603703.6271 | 1129132.5397
141 | 2604084.5846 | 1129262.4551
142 | 2604158.4057 | 1129255.2232
143 | 2603323.5828 | 1128973.725
144 | 2603348.0104 | 1128976.1592
145 | 2603780.7781 | 1129073.2577
146 | 2603999.8571 | 1129791.3303
147 | 2603818.5128 | 1129077.5275
148 | 2603800.7302 | 1129108.9096
149 | 2603929.0833 | 1129088.4246
150 | 2603738.7216 | 1128980.7315
151 | 2603914.4693 | 1129066.2823
152 | 2603705.5347 | 1128970.5731
153 | 2603685.0761 | 1128981.6663
154 | 2603584.9513 | 1128992.8793
155 | 2604010.6129 | 1128969.4971
156 | 2604017.4706 | 1128966.5779
157 | 2603978.5074 | 1128939.7298
158 | 2604375.1586 | 1129402.6566
159 | 2604454.6259 | 1129422.8844
160 | 2604023.3824 | 1128961.446
161 | 2603953.2036 | 1128905.4844
162 | 2603930.0191 | 1128889.6618
163 | 2603726.3579 | 1128741.3054
164 | 2603901.7662 | 1128873.0246
165 | 2603838.6265 | 1128841.3362
166 | 2603921.2047 | 1128898.7125
167 | 2602975.9997 | 1128802.1186
168 | 2602922.6743 | 1128820.6123
169 | 2602959.7414 | 1128831.6371
170 | 2602988.9894 | 1128814.3864
171 | 2603796.6794 | 1127408.3902
172 | 2603799.0136 | 1127384.2355
173 | 2603871.2065 | 1127330.8989
174 | 2603912.4032 | 1127348.5446
175 | 2603941.8723 | 1127354.0105
176 | 2604117.6114 | 1127450.3813
177 | 2603993.8261 | 1128236.3515
178 | 2603978.8001 | 1128288.6005
179 | 2603750.5317 | 1128799.1693
180 | 2603342.1854 | 1128931.2221
181 | 2603353.1246 | 1128908.1684
182 | 2603079.5014 | 1128974.8978
183 | 2603053.9074 | 1128944.9484
184 | 2602980.9342 | 1128857.1478
185 | 2602906.8143 | 1128853.6331
186 | 2602986.4713 | 1128842.1297
187 | 2602989.0114 | 1128936.3955
188 | 2603007.0454 | 1128942.8243
189 | 2602926.9333 | 1129348.4055
190 | 2602964.0889 | 1129335.5392
191 | 2603769.0743 | 1128889.261
192 | 2603929.0833 | 1129088.4246

## line_std_types
| c_nf_per_km | r_ohm_per_km | x_ohm_per_km | max_i_ka | type | q_mm2 | alpha | voltage_rating
NAYY 4x50 SE | 210 | 0.642 | 0.083 | 0.142 | cs | 50 | 0.00403 | LV
NAYY 4x120 SE | 264 | 0.225 | 0.08 | 0.242 | cs | 120 | 0.00403 | LV
NAYY 4x150 SE | 261 | 0.208 | 0.08 | 0.27 | cs | 150 | 0.00403 | LV
NA2XS2Y 1x95 RM/25 12/20 kV | 216 | 0.313 | 0.132 | 0.252 | cs | 95 | 0.00403 | MV
NA2XS2Y 1x185 RM/25 12/20 kV | 273 | 0.161 | 0.117 | 0.362 | cs | 185 | 0.00403 | MV
NA2XS2Y 1x240 RM/25 12/20 kV | 304 | 0.122 | 0.112 | 0.421 | cs | 240 | 0.00403 | MV
NA2XS2Y 1x95 RM/25 6/10 kV | 315 | 0.313 | 0.123 | 0.249 | cs | 95 | 0.00403 | MV
NA2XS2Y 1x185 RM/25 6/10 kV | 406 | 0.161 | 0.11 | 0.358 | cs | 185 | 0.00403 | MV
NA2XS2Y 1x240 RM/25 6/10 kV | 456 | 0.122 | 0.105 | 0.416 | cs | 240 | 0.00403 | MV
NA2XS2Y 1x150 RM/25 12/20 kV | 250 | 0.206 | 0.116 | 0.319 | cs | 150 | 0.00403 | MV
NA2XS2Y 1x120 RM/25 12/20 kV | 230 | 0.253 | 0.119 | 0.283 | cs | 120 | 0.00403 | MV
NA2XS2Y 1x70 RM/25 12/20 kV | 190 | 0.443 | 0.132 | 0.22 | cs | 70 | 0.00403 | MV
NA2XS2Y 1x150 RM/25 6/10 kV | 360 | 0.206 | 0.11 | 0.315 | cs | 150 | 0.00403 | MV
NA2XS2Y 1x120 RM/25 6/10 kV | 340 | 0.253 | 0.113 | 0.28 | cs | 120 | 0.00403 | MV
NA2XS2Y 1x70 RM/25 6/10 kV | 280 | 0.443 | 0.123 | 0.217 | cs | 70 | 0.00403 | MV
N2XS(FL)2Y 1x120 RM/35 64/110 kV | 112 | 0.153 | 0.166 | 0.366 | cs | 120 | 0.00393 | HV
N2XS(FL)2Y 1x185 RM/35 64/110 kV | 125 | 0.099 | 0.156 | 0.457 | cs | 185 | 0.00393 | HV
N2XS(FL)2Y 1x240 RM/35 64/110 kV | 135 | 0.075 | 0.149 | 0.526 | cs | 240 | 0.00393 | HV
N2XS(FL)2Y 1x300 RM/35 64/110 kV | 144 | 0.06 | 0.144 | 0.588 | cs | 300 | 0.00393 | HV
15-AL1/3-ST1A 0.4 | 11 | 1.8769 | 0.35 | 0.105 | ol | 16 | 0.00403 | LV
24-AL1/4-ST1A 0.4 | 11.25 | 1.2012 | 0.335 | 0.14 | ol | 24 | 0.00403 | LV
48-AL1/8-ST1A 0.4 | 12.2 | 0.5939 | 0.3 | 0.21 | ol | 48 | 0.00403 | LV
94-AL1/15-ST1A 0.4 | 13.2 | 0.306 | 0.29 | 0.35 | ol | 94 | 0.00403 | LV
34-AL1/6-ST1A 10.0 | 9.7 | 0.8342 | 0.36 | 0.17 | ol | 34 | 0.00403 | MV
48-AL1/8-ST1A 10.0 | 10.1 | 0.5939 | 0.35 | 0.21 | ol | 48 | 0.00403 | MV
70-AL1/11-ST1A 10.0 | 10.4 | 0.4132 | 0.339 | 0.29 | ol | 70 | 0.00403 | MV
94-AL1/15-ST1A 10.0 | 10.75 | 0.306 | 0.33 | 0.35 | ol | 94 | 0.00403 | MV
122-AL1/20-ST1A 10.0 | 11.1 | 0.2376 | 0.323 | 0.41 | ol | 122 | 0.00403 | MV
149-AL1/24-ST1A 10.0 | 11.25 | 0.194 | 0.315 | 0.47 | ol | 149 | 0.00403 | MV
34-AL1/6-ST1A 20.0 | 9.15 | 0.8342 | 0.382 | 0.17 | ol | 34 | 0.00403 | MV
48-AL1/8-ST1A 20.0 | 9.5 | 0.5939 | 0.372 | 0.21 | ol | 48 | 0.00403 | MV
70-AL1/11-ST1A 20.0 | 9.7 | 0.4132 | 0.36 | 0.29 | ol | 70 | 0.00403 | MV
94-AL1/15-ST1A 20.0 | 10 | 0.306 | 0.35 | 0.35 | ol | 94 | 0.00403 | MV
122-AL1/20-ST1A 20.0 | 10.3 | 0.2376 | 0.344 | 0.41 | ol | 122 | 0.00403 | MV
149-AL1/24-ST1A 20.0 | 10.5 | 0.194 | 0.337 | 0.47 | ol | 149 | 0.00403 | MV
184-AL1/30-ST1A 20.0 | 10.75 | 0.1571 | 0.33 | 0.535 | ol | 184 | 0.00403 | MV
243-AL1/39-ST1A 20.0 | 11 | 0.1188 | 0.32 | 0.645 | ol | 243 | 0.00403 | MV
48-AL1/8-ST1A 110.0 | 8 | 0.5939 | 0.46 | 0.21 | ol | 48 | 0.00403 | HV
70-AL1/11-ST1A 110.0 | 8.4 | 0.4132 | 0.45 | 0.29 | ol | 70 | 0.00403 | HV
94-AL1/15-ST1A 110.0 | 8.65 | 0.306 | 0.44 | 0.35 | ol | 94 | 0.00403 | HV
122-AL1/20-ST1A 110.0 | 8.5 | 0.2376 | 0.43 | 0.41 | ol | 122 | 0.00403 | HV
149-AL1/24-ST1A 110.0 | 8.75 | 0.194 | 0.41 | 0.47 | ol | 149 | 0.00403 | HV
184-AL1/30-ST1A 110.0 | 8.8 | 0.1571 | 0.4 | 0.535 | ol | 184 | 0.00403 | HV
243-AL1/39-ST1A 110.0 | 9 | 0.1188 | 0.39 | 0.645 | ol | 243 | 0.00403 | HV
305-AL1/39-ST1A 110.0 | 9.2 | 0.0949 | 0.38 | 0.74 | ol | 305 | 0.00403 | HV
490-AL1/64-ST1A 110.0 | 9.75 | 0.059 | 0.37 | 0.96 | ol | 490 | 0.00403 | HV
679-AL1/86-ST1A 110.0 | 9.95 | 0.042 | 0.36 | 1.15 | ol | 679 | 0.00403 | HV
490-AL1/64-ST1A 220.0 | 10 | 0.059 | 0.285 | 0.96 | ol | 490 | 0.00403 | HV
679-AL1/86-ST1A 220.0 | 11.7 | 0.042 | 0.275 | 1.15 | ol | 679 | 0.00403 | HV
490-AL1/64-ST1A 380.0 | 11 | 0.059 | 0.253 | 0.96 | ol | 490 | 0.00403 | HV
679-AL1/86-ST1A 380.0 | 14.6 | 0.042 | 0.25 | 1.15 | ol | 679 | 0.00403 | HV

## trafo_std_types
| i0_percent | pfe_kw | vkr_percent | sn_mva | vn_lv_kv | vn_hv_kv | vk_percent | shift_degree | vector_group | tap_side | tap_neutral | tap_min | tap_max | tap_step_degree | tap_step_percent | tap_phase_shifter
160 MVA 380/110 kV | 0.06 | 60 | 0.25 | 160 | 110 | 380 | 12.2 | 0 | Yy0 | hv | 0 | -9 | 9 | 0 | 1.5 | FALSE
100 MVA 220/110 kV | 0.06 | 55 | 0.26 | 100 | 110 | 220 | 12 | 0 | Yy0 | hv | 0 | -9 | 9 | 0 | 1.5 | FALSE
63 MVA 110/20 kV | 0.04 | 22 | 0.32 | 63 | 20 | 110 | 18 | 150 | YNd5 | hv | 0 | -9 | 9 | 0 | 1.5 | FALSE
40 MVA 110/20 kV | 0.05 | 18 | 0.34 | 40 | 20 | 110 | 16.2 | 150 | YNd5 | hv | 0 | -9 | 9 | 0 | 1.5 | FALSE
25 MVA 110/20 kV | 0.07 | 14 | 0.41 | 25 | 20 | 110 | 12 | 150 | YNd5 | hv | 0 | -9 | 9 | 0 | 1.5 | FALSE
63 MVA 110/10 kV | 0.04 | 22 | 0.32 | 63 | 10 | 110 | 18 | 150 | YNd5 | hv | 0 | -9 | 9 | 0 | 1.5 | FALSE
40 MVA 110/10 kV | 0.05 | 18 | 0.34 | 40 | 10 | 110 | 16.2 | 150 | YNd5 | hv | 0 | -9 | 9 | 0 | 1.5 | FALSE
25 MVA 110/10 kV | 0.07 | 14 | 0.41 | 25 | 10 | 110 | 12 | 150 | YNd5 | hv | 0 | -9 | 9 | 0 | 1.5 | FALSE
0.25 MVA 20/0.4 kV | 0.32 | 0.8 | 1.44 | 0.25 | 0.4 | 20 | 6 | 150 | Yzn5 | hv | 0 | -2 | 2 | 0 | 2.5 | FALSE
0.4 MVA 20/0.4 kV | 0.3375 | 1.35 | 1.425 | 0.4 | 0.4 | 20 | 6 | 150 | Dyn5 | hv | 0 | -2 | 2 | 0 | 2.5 | FALSE
0.63 MVA 20/0.4 kV | 0.2619 | 1.65 | 1.206 | 0.63 | 0.4 | 20 | 6 | 150 | Dyn5 | hv | 0 | -2 | 2 | 0 | 2.5 | FALSE
0.25 MVA 10/0.4 kV | 0.24 | 0.6 | 1.2 | 0.25 | 0.4 | 10 | 4 | 150 | Dyn5 | hv | 0 | -2 | 2 | 0 | 2.5 | FALSE
0.4 MVA 10/0.4 kV | 0.2375 | 0.95 | 1.325 | 0.4 | 0.4 | 10 | 4 | 150 | Dyn5 | hv | 0 | -2 | 2 | 0 | 2.5 | FALSE
0.63 MVA 10/0.4 kV | 0.1873 | 1.18 | 1.0794 | 0.63 | 0.4 | 10 | 4 | 150 | Dyn5 | hv | 0 | -2 | 2 | 0 | 2.5 | FALSE

## trafo3w_std_types
| sn_hv_mva | sn_mv_mva | sn_lv_mva | vn_hv_kv | vn_mv_kv | vn_lv_kv | vk_hv_percent | vk_mv_percent | vk_lv_percent | vkr_hv_percent | vkr_mv_percent | vkr_lv_percent | pfe_kw | i0_percent | shift_mv_degree | shift_lv_degree | vector_group | tap_side | tap_neutral | tap_min | tap_max | tap_step_percent
63/25/38 MVA 110/20/10 kV | 63 | 25 | 38 | 110 | 20 | 10 | 10.4 | 10.4 | 10.4 | 0.28 | 0.32 | 0.35 | 35 | 0.89 | 0 | 0 | YN0yn0yn0 | hv | 0 | -10 | 10 | 1.2
63/25/38 MVA 110/10/10 kV | 63 | 25 | 38 | 110 | 10 | 10 | 10.4 | 10.4 | 10.4 | 0.28 | 0.32 | 0.35 | 35 | 0.89 | 0 | 0 | YN0yn0yn0 | hv | 0 | -10 | 10 | 1.2

## fuse_std_types
| fuse_type | i_rated_a | t_avg | t_min | t_total | x_avg | x_min | x_total
HV 100A | HV 100A | 100 | 0 | [10.0, 3.64, 0.854, 0.281, 0.1, 0.0531, 0.022, 0.01] | [10.0, 4.267, 1.21, 0.403, 0.1, 0.058, 0.022, 0.01] | 0 | [300.0, 350.0, 450.0, 550.0, 700.0, 850.0, 1200.0, 1752.0] | [600.0, 700.0, 900.0, 1150.0, 1665.0, 2000.0, 3000.0, 4313.0]
HV 10A | HV 10A | 10 | 0 | [10.0, 1675.0, 0.344, 0.156, 0.1, 0.0417, 0.0171, 0.01] | [10.0, 1.3, 0.3, 0.155, 0.1, 0.0555, 0.023, 0.01] | 0 | [30.0, 32.0, 35.0, 37.0, 39.0, 50.0, 70.0, 88.0] | [60.0, 70.0, 80.0, 87.0, 94.0, 110.0, 150.0, 216.0]
HV 125A | HV 125A | 125 | 0 | [10.0, 1.82, 0.344, 0.1, 0.0467, 0.0269, 0.01] | [10.0, 2.478, 0.426, 0.1, 0.0427, 0.0211, 0.01] | 0 | [375.0, 500.0, 700.0, 925.0, 1200.0, 1500.0, 2341.0] | [750.0, 1000.0, 1500.0, 2200.0, 3000.0, 4000.0, 5765.0]
HV 160A | HV 160A | 160 | 0 | [10.0, 4.15, 1.03, 0.198, 0.1, 0.051, 0.0172, 0.01] | [10.0, 2.3, 0.734, 0.274, 0.1, 0.046, 0.0177, 0.01] | 0 | [480.0, 550.0, 700.0, 1000.0, 1260.0, 1600.0, 2500.0, 3227.0] | [960.0, 1300.0, 1700.0, 2200.0, 2996.0, 4000.0, 6000.0, 7946.0]
HV 16A | HV 16A | 16 | 0 | [10.0, 0.352, 0.164, 0.1, 0.0649, 0.0342, 0.01] | [10.0, 2.34, 0.722, 0.181, 0.1, 0.055, 0.0296, 0.01] | 0 | [48.0, 60.0, 65.0, 71.0, 80.0, 100.0, 162.0] | [96.0, 110.0, 125.0, 150.0, 168.0, 200.0, 250.0, 398.0]
HV 200A | HV 200A | 200 | 0 | [10.0, 4.267, 1.21, 0.403, 0.1, 0.058, 0.022, 0.01] | [10.0, 3.73, 1.654, 0.328, 0.1, 0.0531, 0.019, 0.01] | 0 | [600.0, 700.0, 900.0, 1150.0, 1665.0, 2000.0, 3000.0, 4313.0] | [1200.0, 1500.0, 1800.0, 2700.0, 3960.0, 5000.0, 7500.0, 10620.0]
HV 20A | HV 20A | 20 | 0 | [10.0, 1.3, 0.3, 0.155, 0.1, 0.0555, 0.023, 0.01] | [10.0, 1.3, 0.161, 0.1, 0.0611, 0.0399, 0.0141, 0.01] | 0 | [60.0, 70.0, 80.0, 87.0, 94.0, 110.0, 150.0, 216.0] | [120.0, 150.0, 200.0, 223.0, 260.0, 300.0, 450.0, 532.0]
HV 25A | HV 25A | 25 | 0 | [10.0, 2.512, 0.833, 0.299, 0.1, 0.0372, 0.0223, 0.01] | [10.0, 3.125, 0.597, 0.198, 0.1, 0.0378, 0.022, 0.01] | 0 | [75.0, 82.0, 90.0, 100.0, 124.0, 170.0, 200.0, 289.0] | [150.0, 170.0, 210.0, 250.0, 294.0, 400.0, 500.0, 711.0]
HV 31.5A | HV 31.5A | 31.5 | 0 | [10.0, 2.34, 0.722, 0.181, 0.1, 0.055, 0.0296, 0.01] | [10.0, 2.84, 0.368, 0.164, 0.1, 0.0621, 0.0378, 0.0195, 0.01] | 0 | [95.0, 110.0, 125.0, 150.0, 165.0, 200.0, 250.0, 390.0] | [189.0, 220.0, 300.0, 350.0, 393.0, 450.0, 530.0, 700.0, 960.0]
HV 40A | HV 40A | 40 | 0 | [10.0, 1.3, 0.161, 0.1, 0.0611, 0.0399, 0.0141, 0.01] | [10.0, 2.05, 0.369, 0.198, 0.1, 0.051, 0.0298, 0.01] | 0 | [120.0, 150.0, 200.0, 223.0, 260.0, 300.0, 450.0, 532.0] | [240.0, 300.0, 400.0, 450.0, 530.0, 650.0, 800.0, 1311.0]
HV 50A | HV 50A | 50 | 0 | [10.0, 3.215, 0.597, 0.198, 0.1, 0.0378, 0.022, 0.01] | [10.0, 3.64, 0.854, 0.281, 0.1, 0.0531, 0.022, 0.01] | 0 | [150.0, 170.0, 210.0, 250.0, 294.0, 400.0, 500.0, 711.0] | [300.0, 350.0, 450.0, 550.0, 700.0, 850.0, 1200.0, 1752.0]
HV 6.3A | HV 6.3A | 6.3 | 0 | [10.0, 1.39, 0.344, 0.168, 0.1, 0.056, 0.0263, 0.01] | [10.0, 1.711, 0.516, 0.198, 0.1, 0.0634, 0.0303, 0.01] | 0 | [19.0, 19.5, 20.4, 20.8, 22.0, 25.0, 32.0, 48.0] | [38.0, 40.0, 43.0, 48.0, 53.0, 60.0, 75.0, 118.0]
HV 63A | HV 63A | 63 | 0 | [10.0, 2.84, 0.368, 0.164, 0.1, 0.0621, 0.0378, 0.0195, 0.01] | [10.0, 1.82, 0.344, 0.1, 0.0467, 0.0269, 0.01] | 0 | [189.0, 220.0, 300.0, 350.0, 393.0, 450.0, 530.0, 700.0, 961.0] | [378.0, 500.0, 700.0, 934.0, 1200.0, 1500.0, 2366.0]
HV 80A | HV 80A | 80 | 0 | [10.0, 2.05, 0.369, 0.198, 0.1, 0.051, 0.0298, 0.01] | [10.0, 4.15, 1.03, 0.198, 0.1, 0.051, 0.0172, 0.01] | 0 | [240.0, 300.0, 400.0, 450.0, 530.0, 650.0, 800.0, 1311.0] | [480.0, 550.0, 700.0, 1000.0, 1260.0, 1600.0, 2500.0, 3227.0]
Siemens NH-1-100 | Siemens NH-1-100 | 100 | [5400.0, 2000.0, 400.0, 20.0, 1.0, 0.2, 0.012, 0.004] | 0 | 0 | [150.0, 190.0, 250.0, 430.0, 900.0, 1250.0, 2700.0, 3600.0] | 0 | 0
Siemens NH-1-125 | Siemens NH-1-125 | 125 | [4800.0, 120.0, 7.0, 0.1, 0.004] | 0 | 0 | [180.0, 400.0, 740.0, 2000.0, 4250.0] | 0 | 0
Siemens NH-1-16 | Siemens NH-1-16 | 16 | [4000.0, 400.0, 2.0, 0.1, 0.04, 0.01] | 0 | 0 | [26.0, 35.0, 75.0, 150.0, 200.0, 300.0] | 0 | 0
Siemens NH-1-160 | Siemens NH-1-160 | 160 | [4800.0, 120.0, 7.0, 0.1, 0.004] | 0 | 0 | [210.0, 500.0, 900.0, 2300.0, 5000.0] | 0 | 0
Siemens NH-1-25 | Siemens NH-1-25 | 25 | [4000.0, 1000.0, 10.0, 0.2, 0.02, 0.01] | 0 | 0 | [40.0, 50.0, 100.0, 210.0, 400.0, 500.0] | 0 | 0
Siemens NH-1-50 | Siemens NH-1-50 | 50 | [4000.0, 40.0, 4.0, 1.0, 0.02, 0.01] | 0 | 0 | [86.0, 200.0, 300.0, 400.0, 1000.0, 1280.0] | 0 | 0
Siemens NH-1-63 | Siemens NH-1-63 | 63 | [4000.0, 100.0, 10.0, 2.0, 0.04, 0.01] | 0 | 0 | [100.0, 200.0, 300.0, 400.0, 1000.0, 1500.0] | 0 | 0
Siemens NH-1-80 | Siemens NH-1-80 | 80 | [4800.0, 120.0, 7.0, 0.1, 0.01] | 0 | 0 | [150.58, 250.0, 450.0, 1150.0, 2470.0] | 0 | 0
Siemens NH-2-1000 | Siemens NH-2-1000 | 1000 | [4800.0, 120.0, 7.0, 0.1, 0.004] | 0 | 0 | [1900.0, 3500.0, 8400.0, 24000.0, 52000.0] | 0 | 0
Siemens NH-2-200 | Siemens NH-2-200 | 200 | [4800.0, 120.0, 7.0, 0.1, 0.004] | 0 | 0 | [280.0, 650.0, 1200.0, 3000.0, 7000.0] | 0 | 0
Siemens NH-2-224 | Siemens NH-2-224 | 224 | [4800.0, 120.0, 7.0, 0.2, 0.04, 0.004] | 0 | 0 | [400.0, 750.0, 1453.0, 3025.0, 4315.0, 7600.0] | 0 | 0
Siemens NH-2-250 | Siemens NH-2-250 | 250 | [4800.0, 120.0, 7.0, 0.1, 0.004] | 0 | 0 | [450.0, 800.0, 1650.0, 4000.0, 8500.0] | 0 | 0
Siemens NH-2-315 | Siemens NH-2-315 | 315 | [4800.0, 120.0, 7.0, 0.1, 0.004] | 0 | 0 | [550.0, 920.0, 1900.0, 5000.0, 11000.0] | 0 | 0
Siemens NH-2-355 | Siemens NH-2-355 | 355 | [4800.0, 120.0, 6.0, 0.1, 0.004] | 0 | 0 | [650.0, 1116.27, 2350.0, 5840.0, 12790.0] | 0 | 0
Siemens NH-2-400 | Siemens NH-2-400 | 400 | [4800.0, 120.0, 7.0, 0.1, 0.004] | 0 | 0 | [720.0, 1350.0, 2800.0, 6500.0, 15000.0] | 0 | 0
Siemens NH-2-425 | Siemens NH-2-425 | 425 | [4800.0, 120.0, 7.0, 0.1, 0.004] | 0 | 0 | [850.0, 1500.0, 3050.0, 7500.0, 16500.0] | 0 | 0
Siemens NH-2-630 | Siemens NH-2-630 | 630 | [4800.0, 120.0, 7.0, 0.1, 0.004] | 0 | 0 | [1200.0, 2000.0, 4800.0, 12000.0, 26000.0] | 0 | 0

## res_bus
| vm_pu | va_degree | p_mw | q_mvar
0 | 0.99226 | -0.17201 | 0.2856 | 0.13832
1 | 0.99258 | -0.1748 | 0 | 0
2 | 0.99142 | -0.17807 | 0.18895 | 0.091513
3 | 0.99186 | -0.16923 | 0 | 0
4 | 0.99468 | -0.1208 | 0 | 0
5 | 0.99249 | -0.17539 | 0 | 0
6 | 0.99112 | -0.17556 | 0 | 0
7 | 0.99112 | -0.17553 | 0.084278 | 0.040818
8 | 0.99062 | -0.17143 | 0 | 0
9 | 0.99128 | -0.17688 | 0 | 0
10 | 0.99019 | -0.1746 | 0.21934 | 0.10623
11 | 0.99124 | -0.17645 | 0.28264 | 0.13689
12 | 0.99123 | -0.17642 | 0.25857 | 0.12523
13 | 0.99127 | -0.17682 | 0.20412 | 0.09886
14 | 0.99098 | -0.16229 | 0 | 0
15 | 0.99181 | -0.16952 | 0.27449 | 0.13294
16 | 0.9903 | -0.15667 | 0 | 0
17 | 0.99094 | -0.1625 | 0.36408 | 0.17633
18 | 0.99507 | -0.11625 | 0.24771 | 0.11997
19 | 0.99248 | -0.17545 | 0.18561 | 0.089894
20 | 0.98933 | -0.18123 | 0 | 0
21 | 0.98901 | -0.17947 | 0.15936 | 0.077184
22 | 0.98907 | -0.17911 | 0 | 0
23 | 0.98912 | -0.17954 | 0.32197 | 0.15594
24 | 0.98766 | -0.16727 | 0 | 0
25 | 0.99025 | -0.15625 | 0 | 0
26 | 0.99024 | -0.15616 | 0.24706 | 0.11966
27 | 0.99434 | -0.068718 | 0.20094 | 0.097321
28 | 0.99433 | -0.068654 | 0 | 0
29 | 0.99437 | -0.068964 | 0 | 0
30 | 0.99429 | -0.068319 | 0.18836 | 0.091227
31 | 0.99431 | -0.068527 | 0 | 0
32 | 0.99439 | -0.069196 | 0 | 0
33 | 0.9943 | -0.068454 | 0.079216 | 0.038366
34 | 0.99439 | -0.069126 | 0.28437 | 0.13773
35 | 0.99394 | -0.065685 | 0 | 0
36 | 0.99471 | -0.071644 | 0 | 0
37 | 0.99274 | -0.027041 | 0.072517 | 0.035122
38 | 0.99275 | -0.027075 | 0 | 0
39 | 0.99388 | -0.065148 | 0.25664 | 0.1243
40 | 0.99472 | -0.071717 | 0.34238 | 0.16582
41 | 0.9916 | -0.0836 | 0.29152 | 0.14119
42 | 0.99164 | -0.083373 | 0 | 0
43 | 0.99218 | -0.086406 | 0 | 0
44 | 0.99145 | -0.082511 | 0 | 0
45 | 0.99236 | -0.087385 | 0 | 0
46 | 0.99136 | -0.082073 | 0.2399 | 0.11619
47 | 0.99235 | -0.087311 | 0 | 0
48 | 0.9935 | -0.095637 | 0 | 0
49 | 0.99219 | -0.085842 | 0.27843 | 0.13485
50 | 0.99012 | -0.098147 | 0 | 0
51 | 0.98946 | -0.095767 | 0.069302 | 0.033564
52 | 0.98947 | -0.095808 | 0 | 0
53 | 0.98945 | -0.095693 | 0.16148 | 0.078211
54 | 0.98949 | -0.095862 | 0.085517 | 0.041418
55 | 0.98937 | -0.096642 | 0 | 0
56 | 0.98905 | -0.10134 | 0 | 0
57 | 0.98968 | -0.096506 | 0.11752 | 0.056916
58 | 0.98933 | -0.096434 | 0.06843 | 0.033142
59 | 0.98903 | -0.10121 | 0.057845 | 0.028016
60 | 0.99704 | -0.068357 | 0.32202 | 0.15596
61 | 0.99711 | -0.067906 | 0.18119 | 0.087756
62 | 0.99726 | -0.066942 | 0 | 0
63 | 0.99712 | -0.065807 | 0 | 0
64 | 0.99413 | -0.039549 | 0 | 0
65 | 0.99714 | -0.065912 | 0.26286 | 0.12731
66 | 0.9974 | -0.068204 | 0 | 0
67 | 0.99726 | -0.066973 | 0.076146 | 0.036879
68 | 0.99793 | -0.054751 | 0.28346 | 0.13728
69 | 0.9971 | -0.067993 | 0.35387 | 0.17139
70 | 0.99796 | -0.054478 | 0 | 0
71 | 0.99821 | -0.049963 | 0 | 0
72 | 0.9921 | -0.085034 | 0.40153 | 0.19447
73 | 0.99211 | -0.085081 | 0 | 0
74 | 0.99216 | -0.085587 | 0 | 0
75 | 0.99228 | -0.087033 | 0.27842 | 0.13485
76 | 0.99231 | -0.086886 | 0.0737 | 0.035694
77 | 0.99232 | -0.087052 | 0 | 0
78 | 0.99352 | -0.095784 | 0.20998 | 0.1017
79 | 0.99348 | -0.095485 | 0 | 0
80 | 0.99347 | -0.095448 | 0.07871 | 0.038121
81 | 0.99681 | -0.069347 | 0 | 0
82 | 0.99695 | -0.066667 | 0.13169 | 0.063778
83 | 0.99646 | -0.075842 | 0 | 0
84 | 0.9902 | -0.15661 | 0.39925 | 0.19337
85 | 0.99523 | -0.11331 | 0 | 0
86 | 0.99616 | -0.081513 | 0.27674 | 0.13403
87 | 0.99231 | -0.086907 | 0.33638 | 0.16292
88 | 0.99443 | -0.088107 | 0 | 0
89 | 0.99484 | -0.091141 | 0.072038 | 0.03489
90 | 0.99492 | -0.091661 | 0.40006 | 0.19376
91 | 0.99621 | -0.080608 | 0.17632 | 0.085395
92 | 0.99284 | -0.027891 | 0.28572 | 0.13838
93 | 0.99286 | -0.028075 | 0 | 0
94 | 0.99286 | -0.028098 | 0 | 0
95 | 0.99293 | -0.028703 | 0.10128 | 0.049053
96 | 0.99282 | -0.02777 | 0 | 0
97 | 0.99301 | -0.029456 | 0 | 0
98 | 0.99276 | -0.027238 | 0 | 0
99 | 0.99278 | -0.028077 | 0.37899 | 0.18355
100 | 0.99347 | -0.033655 | 0.30147 | 0.14601
101 | 0.99348 | -0.033699 | 0 | 0
102 | 0.99365 | -0.035256 | 0.11104 | 0.053781
103 | 0.99324 | -0.031533 | 0 | 0
104 | 0.99372 | -0.035894 | 0.17107 | 0.082853
105 | 0.99319 | -0.031049 | 0.09462 | 0.045827
106 | 0.9938 | -0.036629 | 0 | 0
107 | 0.99308 | -0.030096 | 0 | 0
108 | 0.99301 | -0.029424 | 0.40025 | 0.19385
109 | 0.99276 | -0.027181 | 0.093547 | 0.045307
110 | 0.99623 | -0.053031 | 0 | 0
111 | 0.99624 | -0.053072 | 0 | 0
112 | 0.99623 | -0.052978 | 0.07495 | 0.0363
113 | 0.99626 | -0.053186 | 0 | 0
114 | 0.99676 | -0.057743 | 0 | 0
115 | 0.99688 | -0.058827 | 0.12325 | 0.059693
116 | 0.99624 | -0.053009 | 0 | 0
117 | 0.99622 | -0.052852 | 0 | 0
118 | 0.99625 | -0.05317 | 0.12847 | 0.062222
119 | 0.99624 | -0.053004 | 0.080871 | 0.039167
120 | 0.9962 | -0.052636 | 0 | 0
121 | 0.99684 | -0.059083 | 0.35383 | 0.17137
122 | 0.99619 | -0.052585 | 0.17969 | 0.087026
123 | 0.9962 | -0.052642 | 0.17643 | 0.085451
124 | 0.99619 | -0.052609 | 0.41147 | 0.19928
125 | 0.99619 | -0.052591 | 0.13534 | 0.06555
126 | 0.99543 | -0.071355 | 0.37851 | 0.18332
127 | 0.99544 | -0.071468 | 0.068624 | 0.033236
128 | 0.99546 | -0.071692 | 0 | 0
129 | 0.9951 | -0.068794 | 0 | 0
130 | 0.99579 | -0.074385 | 0 | 0
131 | 0.99576 | -0.074151 | 0 | 0
132 | 0.99705 | -0.064832 | 0 | 0
133 | 0.99575 | -0.073966 | 0.193 | 0.093476
134 | 0.99604 | -0.05123 | 0.39931 | 0.19339
135 | 0.99607 | -0.051538 | 0 | 0
136 | 0.99617 | -0.052439 | 0 | 0
137 | 0.99885 | -0.030879 | 0 | 0
138 | 0.99885 | -0.030888 | 0 | 0
139 | 0.99884 | -0.030838 | 0.085264 | 0.041295
140 | 0.99899 | -0.028256 | 0.2783 | 0.13479
141 | 0.99688 | -0.063413 | 0 | 0
142 | 0.99685 | -0.06314 | 0.30784 | 0.14909
143 | 0.99617 | -0.052401 | 0.16451 | 0.079678
144 | 0.99618 | -0.052506 | 0.099068 | 0.047981
145 | 0.99957 | -0.0080066 | 0.32415 | 0.15699
146 | 0.99575 | -0.07407 | 0.1232 | 0.059669
147 | 0.99968 | -0.0060426 | 0 | 0
148 | 0.99965 | -0.0058075 | 0.31901 | 0.1545
149 | 1 | 0 | -21.9027 | -10.0687
150 | 0.99956 | -0.0068341 | 0 | 0
151 | 0.99994 | -0.0010443 | 0.069973 | 0.03389
152 | 0.99956 | -0.0067904 | 0.10258 | 0.049683
153 | 0.99954 | -0.0065991 | 0 | 0
154 | 0.99947 | -0.0060221 | 0.38165 | 0.18484
155 | 0.99937 | -0.020191 | 0.29321 | 0.14201
156 | 0.99936 | -0.020427 | 0 | 0
157 | 0.99936 | -0.020151 | 0.075683 | 0.036655
158 | 0.99646 | -0.076015 | 0.36593 | 0.17723
159 | 0.9963 | -0.078961 | 0.12849 | 0.06223
160 | 0.99934 | -0.020674 | 0 | 0
161 | 0.99918 | -0.02351 | 0.24419 | 0.11827
162 | 0.99914 | -0.024369 | 0 | 0
163 | 0.99836 | -0.047202 | 0.075005 | 0.036327
164 | 0.99907 | -0.025476 | 0 | 0
165 | 0.99894 | -0.02784 | 0 | 0
166 | 0.99907 | -0.025443 | 0.085069 | 0.041201
167 | 0.99411 | -0.039404 | 0 | 0
168 | 0.99412 | -0.039474 | 0.11563 | 0.056
169 | 0.99411 | -0.039373 | 0.073958 | 0.03582
170 | 0.99402 | -0.038565 | 0 | 0
171 | 0.98746 | -0.16586 | 0.23926 | 0.11588
172 | 0.98747 | -0.16593 | 0 | 0
173 | 0.9875 | -0.16618 | 0 | 0
174 | 0.98752 | -0.16604 | 0.29778 | 0.14422
175 | 0.98754 | -0.16623 | 0 | 0
176 | 0.98764 | -0.16708 | 0.40133 | 0.19437
177 | 0.98919 | -0.18002 | 0 | 0
178 | 0.98916 | -0.18021 | 0.28869 | 0.13982
179 | 0.99832 | -0.046843 | 0.14497 | 0.070212
180 | 0.99619 | -0.052573 | 0.36671 | 0.17761
181 | 0.99619 | -0.052537 | 0.11895 | 0.05761
182 | 0.99275 | -0.027098 | 0 | 0
183 | 0.99274 | -0.026986 | 0.23486 | 0.11375
184 | 0.99386 | -0.037139 | 0 | 0
185 | 0.99377 | -0.036377 | 0 | 0
186 | 0.99392 | -0.037712 | 0.12042 | 0.05832
187 | 0.99373 | -0.035931 | 0.22805 | 0.11045
188 | 0.99372 | -0.035914 | 0.072713 | 0.035217
189 | 0.99384 | -0.065443 | 0.073077 | 0.035393
190 | 0.99384 | -0.065406 | 0.07612 | 0.036867
191 | 0.99827 | -0.047207 | 0.32598 | 0.15788
192 | 0.99997 | 149.9981 | 0 | 0

## res_line
| p_from_mw | q_from_mvar | p_to_mw | q_to_mvar | pl_mw | ql_mvar | i_from_ka | i_to_ka | i_ka | vm_from_pu | va_from_degree | vm_to_pu | va_to_degree | loading_percent
0 | -3.2402 | -1.5109 | 3.2414 | 1.5094 | 0.001133 | -0.0015091 | 0.10401 | 0.10399 | 0.10401 | 0.99226 | -0.17201 | 0.99258 | -0.1748 | 47.2783
1 | 2.9546 | 1.3726 | -2.9523 | -1.3713 | 0.0023454 | 0.001297 | 0.094781 | 0.094783 | 0.094783 | 0.99226 | -0.17201 | 0.99142 | -0.17807 | 45.1349
2 | 1.2874 | 0.57092 | -1.2864 | -0.58104 | 0.00099528 | -0.01012 | 0.040958 | 0.041082 | 0.041082 | 0.99258 | -0.1748 | 0.99186 | -0.16923 | 18.6735
3 | -4.7144 | -2.1699 | 4.7223 | 2.1784 | 0.0078936 | 0.0085603 | 0.15094 | 0.15093 | 0.15094 | 0.99258 | -0.1748 | 0.99468 | -0.1208 | 43.1245
4 | 0.18563 | 0.089568 | -0.18561 | -0.089862 | 1.659e-05 | -0.00029418 | 0.0059942 | 0.0059981 | 0.0059981 | 0.99258 | -0.1748 | 0.99249 | -0.17539 | 2.8562
5 | 2.7633 | 1.2798 | -2.7629 | -1.2806 | 0.00041919 | -0.00081263 | 0.088671 | 0.088683 | 0.088683 | 0.99142 | -0.17807 | 0.99128 | -0.17688 | 40.3103
6 | 1.0119 | 0.44819 | -1.0109 | -0.46399 | 0.00095487 | -0.0158 | 0.03221 | 0.032403 | 0.032403 | 0.99186 | -0.16923 | 0.99098 | -0.16229 | 14.7284
7 | 0.2745 | 0.13285 | -0.27449 | -0.13294 | 1.2301e-05 | -9.5204e-05 | 0.0088756 | 0.0088769 | 0.0088769 | 0.99186 | -0.16923 | 0.99181 | -0.16952 | 4.2271
8 | -4.7223 | -2.1784 | 4.724 | 2.1744 | 0.0017076 | -0.0040312 | 0.15093 | 0.15087 | 0.15093 | 0.99468 | -0.1208 | 0.99507 | -0.11625 | 41.6933
9 | 0.18561 | 0.089862 | -0.18561 | -0.089894 | 1.7672e-06 | -3.1311e-05 | 0.0059981 | 0.0059985 | 0.0059985 | 0.99249 | -0.17539 | 0.99248 | -0.17545 | 2.8564
10 | 0.084278 | 0.040263 | -0.084278 | -0.040818 | 2.3444e-07 | -0.00055502 | 0.0027204 | 0.0027275 | 0.0027275 | 0.99112 | -0.17556 | 0.99112 | -0.17553 | 1.2398
11 | 1.9329 | 0.88246 | -1.9319 | -0.88694 | 0.001045 | -0.0044764 | 0.061889 | 0.061947 | 0.061947 | 0.99112 | -0.17556 | 0.99062 | -0.17143 | 28.1576
12 | -2.0172 | -0.92272 | 2.0176 | 0.92135 | 0.00035011 | -0.0013703 | 0.064609 | 0.064591 | 0.064609 | 0.99112 | -0.17556 | 0.99128 | -0.17688 | 29.3676
13 | 1.9319 | 0.88694 | -1.9311 | -0.88658 | 0.00077514 | 0.00035277 | 0.061947 | 0.061948 | 0.061948 | 0.99062 | -0.17143 | 0.99019 | -0.1746 | 29.4992
14 | 0.74536 | 0.35924 | -0.74536 | -0.35939 | 5.0785e-06 | -0.0001522 | 0.024096 | 0.024097 | 0.024097 | 0.99128 | -0.17688 | 0.99127 | -0.17682 | 10.9534
15 | 1.7118 | 0.78035 | -1.7104 | -0.77978 | 0.0014021 | 0.00057227 | 0.054845 | 0.054849 | 0.054849 | 0.99019 | -0.1746 | 0.98933 | -0.18123 | 26.1184
16 | 0.25857 | 0.12494 | -0.25857 | -0.12523 | 1.167e-06 | -0.00029271 | 0.0083633 | 0.0083671 | 0.0083671 | 0.99124 | -0.17645 | 0.99123 | -0.17642 | 3.8032
17 | -0.54121 | -0.26183 | 0.54123 | 0.26053 | 2.2686e-05 | -0.0012949 | 0.017509 | 0.017493 | 0.017509 | 0.99124 | -0.17645 | 0.99127 | -0.17682 | 7.9587
18 | 0.64684 | 0.2877 | -0.64637 | -0.30679 | 0.00047104 | -0.019084 | 0.020622 | 0.020856 | 0.020856 | 0.99098 | -0.16229 | 0.9903 | -0.15667 | 9.4802
19 | 0.3641 | 0.17629 | -0.36408 | -0.17633 | 1.154e-05 | -4.7449e-05 | 0.011784 | 0.011785 | 0.011785 | 0.99098 | -0.16229 | 0.99094 | -0.1625 | 5.6118
20 | 0.39929 | 0.19123 | -0.39927 | -0.19329 | 1.9634e-05 | -0.0020575 | 0.012906 | 0.012932 | 0.012932 | 0.9903 | -0.15667 | 0.99025 | -0.15625 | 5.878
21 | 0.24707 | 0.11555 | -0.24706 | -0.11966 | 1.4896e-05 | -0.0041016 | 0.007951 | 0.0080025 | 0.0080025 | 0.9903 | -0.15667 | 0.99024 | -0.15616 | 3.6375
22 | -4.9717 | -2.2944 | 4.9724 | 2.2839 | 0.00067525 | -0.010454 | 0.15885 | 0.15871 | 0.15885 | 0.99507 | -0.11625 | 0.99523 | -0.11331 | 18.8657
23 | 0.28874 | 0.13103 | -0.2887 | -0.13976 | 4.326e-05 | -0.008731 | 0.0092522 | 0.0093605 | 0.0093605 | 0.98933 | -0.18123 | 0.98919 | -0.18002 | 4.2548
24 | 1.4216 | 0.64875 | -1.4213 | -0.65131 | 0.00031515 | -0.0025576 | 0.045597 | 0.045629 | 0.045629 | 0.98933 | -0.18123 | 0.98912 | -0.17954 | 20.7403
25 | -0.15936 | -0.077184 | 0.15937 | 0.07698 | 8.5198e-06 | -0.00020382 | 0.0051684 | 0.0051657 | 0.0051684 | 0.98901 | -0.17947 | 0.98907 | -0.17911 | 2.4611
26 | -1.0993 | -0.49626 | 1.0993 | 0.49537 | 6.4205e-05 | -0.00088779 | 0.035202 | 0.035191 | 0.035202 | 0.98907 | -0.17911 | 0.98912 | -0.17954 | 16.0008
27 | 0.9399 | 0.41928 | -0.93847 | -0.4463 | 0.0014331 | -0.027021 | 0.030038 | 0.030374 | 0.030374 | 0.98907 | -0.17911 | 0.98766 | -0.16727 | 13.8062
28 | 0.40134 | 0.19347 | -0.40133 | -0.19437 | 8.8202e-06 | -0.00090395 | 0.013022 | 0.013034 | 0.013034 | 0.98766 | -0.16727 | 0.98764 | -0.16708 | 5.9245
29 | 0.53713 | 0.25283 | -0.53706 | -0.25669 | 6.7158e-05 | -0.0038603 | 0.017352 | 0.0174 | 0.0174 | 0.98766 | -0.16727 | 0.98754 | -0.16623 | 7.9092
30 | 0.39927 | 0.19329 | -0.39925 | -0.19337 | 2.2304e-05 | -7.3651e-05 | 0.012932 | 0.012933 | 0.012933 | 0.99025 | -0.15625 | 0.9902 | -0.15661 | 6.1585
31 | 0.26759 | 0.11913 | -0.26759 | -0.11972 | 2.3956e-06 | -0.00058461 | 0.0085037 | 0.0085106 | 0.0085106 | 0.99434 | -0.068718 | 0.99433 | -0.068654 | 3.8685
32 | -0.46853 | -0.21645 | 0.46854 | 0.21529 | 1.4857e-05 | -0.0011669 | 0.014984 | 0.01497 | 0.014984 | 0.99434 | -0.068718 | 0.99437 | -0.068964 | 6.8108
33 | 0.18837 | 0.087569 | -0.18836 | -0.091227 | 7.5853e-06 | -0.0036579 | 0.0060308 | 0.0060763 | 0.0060763 | 0.99433 | -0.068654 | 0.99429 | -0.068319 | 2.762
34 | 0.079218 | 0.032148 | -0.079217 | -0.036447 | 1.5272e-06 | -0.004299 | 0.002482 | 0.0025316 | 0.0025316 | 0.99433 | -0.068654 | 0.99431 | -0.068527 | 1.1507
35 | -0.46854 | -0.21529 | 0.46856 | 0.21417 | 1.4171e-05 | -0.0011151 | 0.01497 | 0.014956 | 0.01497 | 0.99437 | -0.068964 | 0.99439 | -0.069196 | 6.8043
36 | 0.079217 | 0.036447 | -0.079216 | -0.038366 | 7.0222e-07 | -0.0019192 | 0.0025316 | 0.0025554 | 0.0025554 | 0.99431 | -0.068527 | 0.9943 | -0.068454 | 1.1616
37 | 0.28437 | 0.13725 | -0.28437 | -0.13773 | 2.2727e-06 | -0.00047734 | 0.0091666 | 0.0091726 | 0.0091726 | 0.99439 | -0.069196 | 0.99439 | -0.069126 | 4.1694
38 | 0.40607 | 0.17211 | -0.40587 | -0.19276 | 0.0001957 | -0.020654 | 0.012803 | 0.01305 | 0.01305 | 0.99439 | -0.069196 | 0.99394 | -0.065685 | 5.9317
39 | -1.159 | -0.52353 | 1.1594 | 0.51858 | 0.00038953 | -0.0049482 | 0.036919 | 0.036859 | 0.036919 | 0.99439 | -0.069196 | 0.99471 | -0.071644 | 16.7815
40 | 0.40587 | 0.19276 | -0.40585 | -0.19542 | 2.5726e-05 | -0.0026546 | 0.01305 | 0.013083 | 0.013083 | 0.99394 | -0.065685 | 0.99388 | -0.065148 | 5.9469
41 | -1.1594 | -0.51858 | 1.1594 | 0.51843 | 1.1796e-05 | -0.00015015 | 0.036859 | 0.036857 | 0.036859 | 0.99471 | -0.071644 | 0.99472 | -0.071717 | 16.7541
42 | -0.072517 | -0.035122 | 0.072517 | 0.034189 | 2.8914e-07 | -0.00093297 | 0.002343 | 0.0023313 | 0.002343 | 0.99274 | -0.027041 | 0.99275 | -0.027075 | 1.065
43 | -0.072517 | -0.034189 | 0.072518 | 0.033527 | 2.0329e-07 | -0.00066157 | 0.0023313 | 0.0023232 | 0.0023313 | 0.99275 | -0.027075 | 0.99275 | -0.027098 | 1.0597
44 | 0.1492 | 0.071118 | -0.1492 | -0.071296 | 6.3076e-06 | -0.0001771 | 0.0048008 | 0.004803 | 0.004803 | 0.99388 | -0.065148 | 0.99384 | -0.065443 | 2.2872
45 | -1.5018 | -0.68425 | 1.5023 | 0.68444 | 0.00054187 | 0.00018272 | 0.047894 | 0.047892 | 0.047894 | 0.99472 | -0.071717 | 0.9951 | -0.068794 | 22.8065
46 | -0.29152 | -0.14119 | 0.29153 | 0.14112 | 1.0008e-05 | -6.7893e-05 | 0.0094296 | 0.0094286 | 0.0094296 | 0.9916 | -0.0836 | 0.99164 | -0.083373 | 4.4903
47 | -1.0928 | -0.44819 | 1.0934 | 0.43917 | 0.00061665 | -0.0090224 | 0.034384 | 0.034283 | 0.034384 | 0.99164 | -0.083373 | 0.99218 | -0.086406 | 15.6289
48 | 0.80126 | 0.30707 | -0.8011 | -0.31139 | 0.00015513 | -0.0043176 | 0.02498 | 0.025025 | 0.025025 | 0.99164 | -0.083373 | 0.99145 | -0.082511 | 11.3751
49 | -1.0934 | -0.43917 | 1.0936 | 0.43609 | 0.00020934 | -0.0030775 | 0.034283 | 0.034249 | 0.034283 | 0.99218 | -0.086406 | 0.99236 | -0.087385 | 15.5831
50 | 0.8011 | 0.31139 | -0.80103 | -0.31349 | 7.5588e-05 | -0.0020974 | 0.025025 | 0.025048 | 0.025048 | 0.99145 | -0.082511 | 0.99136 | -0.082073 | 11.3853
51 | 0.68854 | 0.32845 | -0.68854 | -0.32867 | 6.0316e-06 | -0.00021389 | 0.022192 | 0.022195 | 0.022195 | 0.99236 | -0.087385 | 0.99235 | -0.087311 | 10.0884
52 | -2.4623 | -1.0853 | 2.4653 | 1.0776 | 0.0029739 | -0.0076872 | 0.078276 | 0.078176 | 0.078276 | 0.99236 | -0.087385 | 0.9935 | -0.095637 | 35.5801
53 | 0.68012 | 0.32075 | -0.68 | -0.32533 | 0.00012582 | -0.004581 | 0.021874 | 0.021932 | 0.021932 | 0.99236 | -0.087385 | 0.99219 | -0.085842 | 9.9691
54 | 0.56113 | 0.1973 | -0.56048 | -0.19831 | 0.00064647 | -0.0010113 | 0.01732 | 0.017334 | 0.017334 | 0.99136 | -0.082073 | 0.99012 | -0.098147 | 8.2542
55 | 0.33639 | 0.16055 | -0.33638 | -0.16208 | 1.0242e-05 | -0.0015284 | 0.010843 | 0.010862 | 0.010862 | 0.99235 | -0.087311 | 0.99232 | -0.087052 | 4.9374
56 | 0.35215 | 0.16812 | -0.35213 | -0.17049 | 1.7484e-05 | -0.0023782 | 0.011351 | 0.011381 | 0.011381 | 0.99235 | -0.087311 | 0.99231 | -0.086886 | 5.1734
57 | -2.544 | -1.1099 | 2.544 | 1.1098 | 5.5269e-05 | -0.00013362 | 0.080648 | 0.080646 | 0.080648 | 0.9935 | -0.095637 | 0.99352 | -0.095784 | 36.6581
58 | 0.078712 | 0.03231 | -0.07871 | -0.03718 | 1.7243e-06 | -0.0048696 | 0.0024723 | 0.0025294 | 0.0025294 | 0.9935 | -0.095637 | 0.99348 | -0.095485 | 1.1497
59 | 0.40157 | 0.19048 | -0.40156 | -0.19177 | 1.2218e-05 | -0.0012812 | 0.012931 | 0.012947 | 0.012947 | 0.99219 | -0.085842 | 0.99216 | -0.085587 | 5.8852
60 | 0.56048 | 0.19831 | -0.56022 | -0.21316 | 0.00025819 | -0.014856 | 0.017334 | 0.017484 | 0.017484 | 0.99012 | -0.098147 | 0.98968 | -0.096506 | 7.9472
61 | -0.23079 | -0.11089 | 0.23079 | 0.11054 | 1.1077e-06 | -0.00034744 | 0.0074701 | 0.0074657 | 0.0074701 | 0.98946 | -0.095767 | 0.98947 | -0.095808 | 3.3955
62 | 0.16149 | 0.077323 | -0.16148 | -0.078211 | 1.3876e-06 | -0.00088809 | 0.0052236 | 0.0052348 | 0.0052348 | 0.98946 | -0.095767 | 0.98945 | -0.095693 | 2.3795
63 | -0.3571 | -0.12391 | 0.3571 | 0.12281 | 7.6642e-06 | -0.0011024 | 0.011028 | 0.011017 | 0.011028 | 0.98947 | -0.095808 | 0.98949 | -0.095862 | 5.0125
64 | 0.068439 | -0.0044922 | -0.068432 | -0.024331 | 6.7017e-06 | -0.028823 | 0.002001 | 0.0021191 | 0.0021191 | 0.98947 | -0.095808 | 0.98937 | -0.096642 | 0.96325
65 | 0.057868 | 0.017863 | -0.057846 | -0.022472 | 2.2536e-05 | -0.0046083 | 0.0017669 | 0.0018113 | 0.0018113 | 0.98947 | -0.095808 | 0.98905 | -0.10134 | 0.86251
66 | -0.44262 | -0.16423 | 0.44271 | 0.15625 | 8.6181e-05 | -0.0079775 | 0.013773 | 0.013694 | 0.013773 | 0.98949 | -0.095862 | 0.98968 | -0.096506 | 6.2606
67 | 0.068432 | 0.024331 | -0.06843 | -0.033142 | 2.3606e-06 | -0.008811 | 0.0021191 | 0.0022185 | 0.0022185 | 0.98937 | -0.096642 | 0.98933 | -0.096434 | 1.0084
68 | 0.057846 | 0.022472 | -0.057845 | -0.028016 | 1.0754e-06 | -0.005544 | 0.0018113 | 0.001876 | 0.001876 | 0.98905 | -0.10134 | 0.98903 | -0.10121 | 0.85271
69 | -0.32202 | -0.15596 | 0.32204 | 0.15584 | 2.1998e-05 | -0.00012278 | 0.01036 | 0.010358 | 0.01036 | 0.99704 | -0.068357 | 0.99711 | -0.067906 | 4.9331
70 | -0.50324 | -0.2436 | 0.50331 | 0.24345 | 7.3345e-05 | -0.0001406 | 0.016186 | 0.016184 | 0.016186 | 0.99711 | -0.067906 | 0.99726 | -0.066942 | 7.7078
71 | -0.50331 | -0.24345 | 0.50339 | 0.23837 | 7.4883e-05 | -0.0050838 | 0.016184 | 0.01612 | 0.016184 | 0.99726 | -0.066942 | 0.9974 | -0.068204 | 7.3564
72 | 2.8681 | 1.3381 | -2.8589 | -1.3548 | 0.0092305 | -0.016703 | 0.091627 | 0.091867 | 0.091867 | 0.99712 | -0.065807 | 0.99413 | -0.039549 | 41.7577
73 | -2.8681 | -1.3381 | 2.8682 | 1.3381 | 3.7894e-05 | -6.9022e-05 | 0.091627 | 0.091626 | 0.091627 | 0.99712 | -0.065807 | 0.99714 | -0.065912 | 41.6486
74 | 2.7433 | 1.3001 | -2.7432 | -1.3002 | 4.7919e-05 | -9.4777e-05 | 0.088153 | 0.088154 | 0.088154 | 0.99413 | -0.039549 | 0.99411 | -0.039404 | 40.07
75 | 0.11563 | 0.054687 | -0.11563 | -0.056 | 1.0295e-06 | -0.0013129 | 0.0037142 | 0.0037306 | 0.0037306 | 0.99413 | -0.039549 | 0.99412 | -0.039474 | 1.6957
76 | -3.131 | -1.4654 | 3.1314 | 1.4648 | 0.00041277 | -0.00061053 | 0.10008 | 0.10007 | 0.10008 | 0.99714 | -0.065912 | 0.99726 | -0.066973 | 45.4912
77 | 3.562 | 1.6722 | -3.5615 | -1.6728 | 0.00054004 | -0.00058039 | 0.11389 | 0.1139 | 0.1139 | 0.9974 | -0.068204 | 0.99726 | -0.066973 | 51.7725
78 | -4.0654 | -1.9106 | 4.0672 | 1.9124 | 0.0017304 | 0.0018397 | 0.13001 | 0.13001 | 0.13001 | 0.9974 | -0.068204 | 0.99793 | -0.054751 | 37.1459
79 | 0.35392 | 0.17114 | -0.35387 | -0.17139 | 5.4548e-05 | -0.00024639 | 0.01138 | 0.011383 | 0.011383 | 0.99726 | -0.066973 | 0.9971 | -0.067993 | 5.4206
80 | -4.3506 | -2.0497 | 4.3507 | 2.0494 | 9.9021e-05 | -0.00028996 | 0.13912 | 0.13911 | 0.13912 | 0.99793 | -0.054751 | 0.99796 | -0.054478 | 38.4307
81 | -4.3507 | -2.0494 | 4.3516 | 2.0302 | 0.00093096 | -0.019188 | 0.13911 | 0.13887 | 0.13911 | 0.99796 | -0.054478 | 0.99821 | -0.049963 | 16.5219
82 | -7.1698 | -3.3696 | 7.1708 | 3.363 | 0.00094013 | -0.0065923 | 0.2291 | 0.22901 | 0.2291 | 0.99821 | -0.049963 | 0.99836 | -0.047202 | 27.2095
83 | 2.8182 | 1.3394 | -2.8147 | -1.3375 | 0.0035336 | 0.001924 | 0.090237 | 0.09024 | 0.09024 | 0.99821 | -0.049963 | 0.99688 | -0.058827 | 42.9716
84 | -0.40153 | -0.19447 | 0.40153 | 0.19424 | 2.1843e-06 | -0.00022757 | 0.012982 | 0.012979 | 0.012982 | 0.9921 | -0.085034 | 0.99211 | -0.085081 | 5.9007
85 | -0.40153 | -0.19424 | 0.40156 | 0.19177 | 2.3716e-05 | -0.0024775 | 0.012979 | 0.012947 | 0.012979 | 0.99211 | -0.085081 | 0.99216 | -0.085587 | 5.8994
86 | -0.27842 | -0.13485 | 0.27843 | 0.1348 | 6.2122e-06 | -4.6713e-05 | 0.0089998 | 0.0089992 | 0.0089998 | 0.99228 | -0.087033 | 0.99231 | -0.086886 | 4.2856
87 | 0.33638 | 0.16208 | -0.33638 | -0.16292 | 5.6068e-06 | -0.00083437 | 0.010862 | 0.010873 | 0.010873 | 0.99232 | -0.087052 | 0.99231 | -0.086907 | 4.9422
88 | -2.754 | -1.2115 | 2.7564 | 1.2128 | 0.0023634 | 0.0012756 | 0.08742 | 0.087418 | 0.08742 | 0.99352 | -0.095784 | 0.99443 | -0.088107 | 41.6286
89 | 0.07871 | 0.03718 | -0.07871 | -0.038121 | 3.4271e-07 | -0.00094109 | 0.0025294 | 0.0025412 | 0.0025412 | 0.99348 | -0.095485 | 0.99347 | -0.095448 | 1.1551
90 | -9.1619 | -4.1666 | 9.163 | 4.1622 | 0.0011155 | -0.004425 | 0.29148 | 0.29141 | 0.29148 | 0.99681 | -0.069347 | 0.99695 | -0.066667 | 34.6171
91 | 9.1619 | 4.1666 | -9.1592 | -4.1774 | 0.0027105 | -0.010735 | 0.29148 | 0.29163 | 0.29163 | 0.99681 | -0.069347 | 0.99646 | -0.075842 | 34.6359
92 | -9.2947 | -4.226 | 9.2954 | 4.223 | 0.00077507 | -0.002969 | 0.29565 | 0.2956 | 0.29565 | 0.99695 | -0.066667 | 0.99705 | -0.064832 | 35.1124
93 | 9.1592 | 4.1774 | -9.1591 | -4.1777 | 7.2391e-05 | -0.00028638 | 0.29163 | 0.29164 | 0.29164 | 0.99646 | -0.075842 | 0.99646 | -0.076015 | 34.6364
94 | -4.9724 | -2.2839 | 4.9757 | 2.2879 | 0.0033837 | 0.0039316 | 0.15871 | 0.1587 | 0.15871 | 0.99523 | -0.11331 | 0.99616 | -0.081513 | 19.3554
95 | 3.2337 | 1.4407 | -3.2299 | -1.4385 | 0.003792 | 0.0021359 | 0.10259 | 0.10259 | 0.10259 | 0.99616 | -0.081513 | 0.99492 | -0.091661 | 48.8524
96 | -8.4862 | -3.8626 | 8.4865 | 3.8609 | 0.00034939 | -0.0016623 | 0.27019 | 0.27017 | 0.27019 | 0.99616 | -0.081513 | 0.99621 | -0.080608 | 32.0895
97 | -2.7564 | -1.2128 | 2.7576 | 1.2103 | 0.0012197 | -0.0024632 | 0.087418 | 0.087385 | 0.087418 | 0.99443 | -0.088107 | 0.99484 | -0.091141 | 39.7353
98 | -2.8296 | -1.2452 | 2.8298 | 1.2448 | 0.00021417 | -0.00040763 | 0.089706 | 0.0897 | 0.089706 | 0.99484 | -0.091141 | 0.99492 | -0.091661 | 40.7753
99 | -8.6628 | -3.9463 | 8.6635 | 3.9434 | 0.0006498 | -0.0029428 | 0.27585 | 0.2758 | 0.27585 | 0.99621 | -0.080608 | 0.9963 | -0.078961 | 32.7607
100 | -0.28572 | -0.13838 | 0.28573 | 0.13712 | 6.1043e-06 | -0.0012635 | 0.0092306 | 0.0092146 | 0.0092306 | 0.99284 | -0.027891 | 0.99286 | -0.028075 | 4.1957
101 | -0.28573 | -0.13712 | 0.28573 | 0.13696 | 7.7324e-07 | -0.00016036 | 0.0092146 | 0.0092126 | 0.0092146 | 0.99286 | -0.028075 | 0.99286 | -0.028098 | 4.1884
102 | -1.0657 | -0.50767 | 1.0658 | 0.50654 | 7.7004e-05 | -0.0011302 | 0.034322 | 0.034308 | 0.034322 | 0.99286 | -0.028098 | 0.99293 | -0.028703 | 15.6009
103 | 0.77999 | 0.37072 | -0.77996 | -0.37156 | 3.0582e-05 | -0.00084569 | 0.02511 | 0.02512 | 0.02512 | 0.99286 | -0.028098 | 0.99282 | -0.02777 | 11.4183
104 | -1.1671 | -0.5556 | 1.1672 | 0.55431 | 0.00010519 | -0.0012829 | 0.037579 | 0.037563 | 0.037579 | 0.99293 | -0.028703 | 0.99301 | -0.029456 | 17.0815
105 | 0.40096 | 0.18808 | -0.40093 | -0.19082 | 2.5902e-05 | -0.0027386 | 0.012877 | 0.012911 | 0.012911 | 0.99282 | -0.02777 | 0.99276 | -0.027238 | 5.8688
106 | 0.37901 | 0.18349 | -0.37899 | -0.18355 | 1.7647e-05 | -6.6685e-05 | 0.012244 | 0.012245 | 0.012245 | 0.99282 | -0.02777 | 0.99278 | -0.028077 | 5.8307
107 | -1.5674 | -0.748 | 1.5676 | 0.74722 | 0.00011903 | -0.00078842 | 0.050489 | 0.050479 | 0.050489 | 0.99301 | -0.029456 | 0.99308 | -0.030096 | 22.9496
108 | 0.40025 | 0.19369 | -0.40025 | -0.19385 | 1.4977e-06 | -0.0001576 | 0.012926 | 0.012928 | 0.012928 | 0.99301 | -0.029456 | 0.99301 | -0.029424 | 5.8765
109 | 0.40093 | 0.19082 | -0.40093 | -0.1911 | 2.7039e-06 | -0.00028503 | 0.012911 | 0.012915 | 0.012915 | 0.99276 | -0.027238 | 0.99276 | -0.027181 | 5.8704
110 | -0.30147 | -0.14601 | 0.30147 | 0.14572 | 1.5309e-06 | -0.00028492 | 0.009733 | 0.0097294 | 0.009733 | 0.99347 | -0.033655 | 0.99348 | -0.033699 | 4.4241
111 | -1.9643 | -0.93449 | 1.9647 | 0.93298 | 0.00036618 | -0.0015101 | 0.063208 | 0.063187 | 0.063208 | 0.99348 | -0.033699 | 0.99365 | -0.035256 | 28.7307
112 | 1.6629 | 0.78877 | -1.6624 | -0.7913 | 0.00043157 | -0.0025334 | 0.053478 | 0.053512 | 0.053512 | 0.99348 | -0.033699 | 0.99324 | -0.031533 | 24.3235
113 | -2.0758 | -0.98676 | 2.0759 | 0.98618 | 0.00015868 | -0.00058152 | 0.066772 | 0.066764 | 0.066772 | 0.99365 | -0.035256 | 0.99372 | -0.035894 | 30.3508
114 | 1.6624 | 0.7913 | -1.6624 | -0.79186 | 9.5916e-05 | -0.00056243 | 0.053512 | 0.053519 | 0.053519 | 0.99324 | -0.031533 | 0.99319 | -0.031049 | 24.3268
115 | -2.247 | -1.069 | 2.2472 | 1.0684 | 0.00019755 | -0.00060924 | 0.072286 | 0.072277 | 0.072286 | 0.99372 | -0.035894 | 0.9938 | -0.036629 | 32.8571
116 | 1.5677 | 0.74604 | -1.5676 | -0.74722 | 0.00017816 | -0.0011809 | 0.050463 | 0.050479 | 0.050479 | 0.99319 | -0.031049 | 0.99308 | -0.030096 | 22.9449
117 | -2.548 | -1.2089 | 2.5481 | 1.2085 | 0.00015628 | -0.00036504 | 0.08192 | 0.081915 | 0.08192 | 0.9938 | -0.036629 | 0.99386 | -0.037139 | 37.2363
118 | 0.30079 | 0.14046 | -0.30078 | -0.14223 | 9.32e-06 | -0.0017637 | 0.0096428 | 0.0096646 | 0.0096646 | 0.9938 | -0.036629 | 0.99377 | -0.036377 | 4.393
119 | 0.30738 | 0.14579 | -0.30738 | -0.14635 | 3.0845e-06 | -0.00055425 | 0.0098925 | 0.0098995 | 0.0098995 | 0.99276 | -0.027181 | 0.99275 | -0.027098 | 4.4998
120 | -0.07495 | -0.034822 | 0.074951 | 0.033559 | 4.0556e-07 | -0.0012632 | 0.0023948 | 0.0023796 | 0.0023948 | 0.99623 | -0.053031 | 0.99624 | -0.053072 | 1.0885
121 | 0.07495 | 0.034822 | -0.07495 | -0.0363 | 4.8112e-07 | -0.0014777 | 0.0023948 | 0.0024131 | 0.0024131 | 0.99623 | -0.053031 | 0.99623 | -0.052978 | 1.0969
122 | -0.074951 | -0.033559 | 0.074952 | 0.028855 | 1.4668e-06 | -0.004704 | 0.0023796 | 0.0023272 | 0.0023796 | 0.99624 | -0.053072 | 0.99626 | -0.053186 | 1.0816
123 | 0.62772 | 0.30116 | -0.62771 | -0.30172 | 1.302e-05 | -0.0005638 | 0.020174 | 0.020181 | 0.020181 | 0.99626 | -0.053186 | 0.99624 | -0.053009 | 9.1732
124 | 1.5048 | 0.71904 | -1.5048 | -0.71948 | 5.9504e-05 | -0.00043455 | 0.048326 | 0.048332 | 0.048332 | 0.99626 | -0.053186 | 0.99622 | -0.052852 | 21.9691
125 | 0.12847 | 0.061967 | -0.12847 | -0.062222 | 2.4567e-07 | -0.00025502 | 0.004133 | 0.0041362 | 0.0041362 | 0.99626 | -0.053186 | 0.99625 | -0.05317 | 1.8801
126 | -2.336 | -1.111 | 2.3373 | 1.1074 | 0.0012787 | -0.0036657 | 0.074954 | 0.074903 | 0.074954 | 0.99626 | -0.053186 | 0.99676 | -0.057743 | 34.0698
127 | -2.3373 | -1.1074 | 2.3376 | 1.1065 | 0.00030599 | -0.0008786 | 0.074903 | 0.074891 | 0.074903 | 0.99676 | -0.057743 | 0.99688 | -0.058827 | 34.047
128 | 0.35384 | 0.1713 | -0.35383 | -0.17137 | 1.3719e-05 | -6.1886e-05 | 0.011384 | 0.011385 | 0.011385 | 0.99688 | -0.058827 | 0.99684 | -0.059083 | 5.4214
129 | 0.080871 | 0.039047 | -0.080871 | -0.039167 | 4.6126e-08 | -0.00012084 | 0.0026022 | 0.0026037 | 0.0026037 | 0.99624 | -0.053009 | 0.99624 | -0.053004 | 1.1835
130 | 0.54684 | 0.26268 | -0.54682 | -0.26403 | 2.3695e-05 | -0.0013527 | 0.017579 | 0.017596 | 0.017596 | 0.99624 | -0.053009 | 0.9962 | -0.052636 | 7.9982
131 | 0.66537 | 0.3208 | -0.66535 | -0.32159 | 2.0526e-05 | -0.00078874 | 0.021404 | 0.021414 | 0.021414 | 0.99622 | -0.052852 | 0.99619 | -0.052585 | 9.7338
132 | 0.83942 | 0.39868 | -0.8394 | -0.39919 | 2.1124e-05 | -0.00051068 | 0.026928 | 0.026934 | 0.026934 | 0.99622 | -0.052852 | 0.9962 | -0.052642 | 12.2429
133 | 0.41147 | 0.19915 | -0.41147 | -0.19928 | 1.3092e-06 | -0.00013202 | 0.013247 | 0.013248 | 0.013248 | 0.9962 | -0.052636 | 0.99619 | -0.052609 | 6.022
134 | 0.13534 | 0.064877 | -0.13534 | -0.06555 | 7.1819e-07 | -0.00067235 | 0.0043493 | 0.0043577 | 0.0043577 | 0.9962 | -0.052636 | 0.99619 | -0.052591 | 1.9808
135 | 0.48566 | 0.23456 | -0.48566 | -0.23461 | 6.979e-07 | -5.0499e-05 | 0.015629 | 0.01563 | 0.01563 | 0.99619 | -0.052585 | 0.99619 | -0.052573 | 7.1043
136 | 0.66296 | 0.31374 | -0.66295 | -0.31416 | 1.0871e-05 | -0.0004238 | 0.021254 | 0.021259 | 0.021259 | 0.9962 | -0.052642 | 0.99618 | -0.052506 | 9.6632
137 | -0.37851 | -0.18332 | 0.37851 | 0.18274 | 4.889e-06 | -0.00058135 | 0.012196 | 0.012189 | 0.012196 | 0.99543 | -0.071355 | 0.99544 | -0.071468 | 5.5439
138 | -0.44714 | -0.21598 | 0.44715 | 0.21498 | 1.1633e-05 | -0.00099161 | 0.0144 | 0.014388 | 0.0144 | 0.99544 | -0.071468 | 0.99546 | -0.071692 | 6.5456
139 | 1.5029 | 0.68011 | -1.5023 | -0.68444 | 0.00058217 | -0.0043292 | 0.047838 | 0.047892 | 0.047892 | 0.99546 | -0.071692 | 0.9951 | -0.068794 | 21.7689
140 | -1.9501 | -0.89509 | 1.9507 | 0.89215 | 0.00068661 | -0.0029423 | 0.062223 | 0.062185 | 0.062223 | 0.99546 | -0.071692 | 0.99579 | -0.074385 | 28.283
141 | 0.12321 | 0.053943 | -0.1232 | -0.058329 | 3.8103e-06 | -0.0043851 | 0.003899 | 0.0039517 | 0.0039517 | 0.99579 | -0.074385 | 0.99576 | -0.074151 | 1.7962
142 | -2.267 | -1.035 | 2.2697 | 1.0364 | 0.0026921 | 0.0013431 | 0.072244 | 0.07224 | 0.072244 | 0.99579 | -0.074385 | 0.99705 | -0.064832 | 34.4018
143 | 0.19301 | 0.088938 | -0.193 | -0.093476 | 9.8082e-06 | -0.0045386 | 0.0061608 | 0.0062171 | 0.0062171 | 0.99579 | -0.074385 | 0.99575 | -0.073966 | 2.8259
144 | 0.1232 | 0.058329 | -0.1232 | -0.059669 | 1.1856e-06 | -0.0013403 | 0.0039517 | 0.0039685 | 0.0039685 | 0.99576 | -0.074151 | 0.99575 | -0.07407 | 1.8039
145 | 0.30791 | 0.13702 | -0.30785 | -0.14733 | 5.6017e-05 | -0.010311 | 0.0097576 | 0.009883 | 0.009883 | 0.99705 | -0.064832 | 0.99688 | -0.063413 | 4.4923
146 | -11.873 | -5.3964 | 11.8912 | 5.3599 | 0.018224 | -0.036505 | 0.3776 | 0.37696 | 0.3776 | 0.99705 | -0.064832 | 0.99885 | -0.030888 | 44.8455
147 | -0.39931 | -0.19339 | 0.39932 | 0.19186 | 1.426e-05 | -0.0015284 | 0.012859 | 0.012839 | 0.012859 | 0.99604 | -0.05123 | 0.99607 | -0.051538 | 5.8449
148 | -0.39932 | -0.19186 | 0.39936 | 0.18721 | 4.3209e-05 | -0.0046599 | 0.012839 | 0.012781 | 0.012839 | 0.99607 | -0.051538 | 0.99617 | -0.052439 | 5.8361
149 | 0.16452 | 0.079225 | -0.16451 | -0.079678 | 7.1524e-07 | -0.00045268 | 0.0052914 | 0.0052971 | 0.0052971 | 0.99617 | -0.052439 | 0.99617 | -0.052401 | 2.4078
150 | -0.56388 | -0.26643 | 0.56388 | 0.26618 | 4.608e-06 | -0.00024907 | 0.018073 | 0.018069 | 0.018073 | 0.99617 | -0.052439 | 0.99618 | -0.052506 | 8.2148
151 | -0.085265 | -0.040293 | 0.085265 | 0.040084 | 8.72e-08 | -0.00020964 | 0.0027255 | 0.0027229 | 0.0027255 | 0.99885 | -0.030879 | 0.99885 | -0.030888 | 1.2389
152 | 0.085265 | 0.040293 | -0.085264 | -0.041295 | 4.1905e-07 | -0.0010019 | 0.0027255 | 0.002738 | 0.002738 | 0.99885 | -0.030879 | 0.99884 | -0.030838 | 1.2446
153 | -11.9765 | -5.4 | 11.9779 | 5.3972 | 0.0014163 | -0.0027932 | 0.37969 | 0.37964 | 0.37969 | 0.99885 | -0.030888 | 0.99899 | -0.028256 | 45.0934
154 | -12.2562 | -5.532 | 12.2614 | 5.5393 | 0.0052357 | 0.0073287 | 0.38857 | 0.38857 | 0.38857 | 0.99899 | -0.028256 | 0.99957 | -0.0080066 | 47.3866
155 | 0.30785 | 0.14733 | -0.30784 | -0.14909 | 9.7464e-06 | -0.0017666 | 0.009883 | 0.0099052 | 0.0099052 | 0.99688 | -0.063413 | 0.99685 | -0.06314 | 4.5024
156 | -12.5856 | -5.6963 | 12.5867 | 5.6944 | 0.0011165 | -0.0019016 | 0.39896 | 0.39893 | 0.39896 | 0.99957 | -0.0080066 | 0.99968 | -0.0060426 | 47.383
157 | 0.31902 | 0.15302 | -0.31901 | -0.1545 | 8.7056e-06 | -0.0014852 | 0.010217 | 0.010236 | 0.010236 | 0.99968 | -0.0060426 | 0.99965 | -0.0058075 | 4.6526
158 | -13.39 | -6.0766 | 13.3937 | 6.0715 | 0.0036663 | -0.0051234 | 0.42461 | 0.42451 | 0.42461 | 0.99968 | -0.0060426 | 1 | 0 | 50.4293
159 | 0.48432 | 0.22918 | -0.48427 | -0.22929 | 5.3512e-05 | -0.00011612 | 0.015472 | 0.015474 | 0.015474 | 0.99968 | -0.0060426 | 0.99956 | -0.0068341 | 7.3687
160 | 8.495 | 3.9868 | -8.4945 | -3.9888 | 0.0004212 | -0.0020093 | 0.27089 | 0.27092 | 0.27092 | 1 | 0 | 0.99994 | -0.0010443 | 32.1759
161 | 0.10258 | 0.048815 | -0.10258 | -0.049683 | 5.2486e-07 | -0.00086824 | 0.0032809 | 0.0032918 | 0.0032918 | 0.99956 | -0.0068341 | 0.99956 | -0.0067904 | 1.4963
162 | 0.38168 | 0.18048 | -0.38167 | -0.18177 | 1.078e-05 | -0.0012907 | 0.012193 | 0.012209 | 0.012209 | 0.99956 | -0.0068341 | 0.99954 | -0.0065991 | 5.5497
163 | 8.4246 | 3.9549 | -8.4211 | -3.9502 | 0.0035098 | 0.0047287 | 0.26868 | 0.26868 | 0.26868 | 0.99994 | -0.0010443 | 0.99937 | -0.020191 | 32.7659
164 | 0.38167 | 0.18177 | -0.38165 | -0.18484 | 2.5757e-05 | -0.0030699 | 0.012209 | 0.012248 | 0.012248 | 0.99954 | -0.0065991 | 0.99947 | -0.0060221 | 5.5672
165 | 8.0522 | 3.7726 | -8.0521 | -3.7731 | 8.9768e-05 | -0.00048493 | 0.25686 | 0.25686 | 0.25686 | 0.99937 | -0.020191 | 0.99936 | -0.020427 | 30.5062
166 | 0.075684 | 0.035541 | -0.075683 | -0.036655 | 3.6607e-07 | -0.0011145 | 0.0024152 | 0.0024291 | 0.0024291 | 0.99937 | -0.020191 | 0.99936 | -0.020151 | 1.1041
167 | 8.0521 | 3.7731 | -8.052 | -3.7736 | 9.4373e-05 | -0.00050975 | 0.25686 | 0.25687 | 0.25687 | 0.99936 | -0.020427 | 0.99934 | -0.020674 | 30.5071
168 | 8.7932 | 4.0004 | -8.792 | -4.0056 | 0.0011792 | -0.0051563 | 0.27986 | 0.27994 | 0.27994 | 0.99646 | -0.076015 | 0.9963 | -0.078961 | 33.2468
169 | 8.052 | 3.7736 | -8.0509 | -3.7794 | 0.0010828 | -0.0058451 | 0.25687 | 0.25695 | 0.25695 | 0.99934 | -0.020674 | 0.99918 | -0.02351 | 30.5171
170 | 7.8067 | 3.6612 | -7.8064 | -3.663 | 0.00031819 | -0.0018447 | 0.24912 | 0.24914 | 0.24914 | 0.99918 | -0.02351 | 0.99914 | -0.024369 | 29.5893
171 | 7.8064 | 3.663 | -7.806 | -3.6654 | 0.00041026 | -0.0023775 | 0.24914 | 0.24918 | 0.24918 | 0.99914 | -0.024369 | 0.99907 | -0.025476 | 29.5933
172 | 0.47099 | 0.22647 | -0.47097 | -0.22799 | 1.9611e-05 | -0.0015231 | 0.015111 | 0.01513 | 0.01513 | 0.99836 | -0.047202 | 0.99832 | -0.046843 | 6.8774
173 | -7.7168 | -3.6258 | 7.72 | 3.6301 | 0.0032571 | 0.0043275 | 0.24653 | 0.24653 | 0.24653 | 0.99836 | -0.047202 | 0.99894 | -0.02784 | 30.0649
174 | 7.7209 | 3.625 | -7.72 | -3.6301 | 0.00086743 | -0.0051525 | 0.24645 | 0.24653 | 0.24653 | 0.99907 | -0.025476 | 0.99894 | -0.02784 | 29.2788
175 | 0.08507 | 0.040402 | -0.085069 | -0.041201 | 3.3284e-07 | -0.00079939 | 0.0027212 | 0.0027311 | 0.0027311 | 0.99907 | -0.025476 | 0.99907 | -0.025443 | 1.2414
176 | 0.073959 | 0.034959 | -0.073958 | -0.03582 | 2.7615e-07 | -0.00086097 | 0.0023755 | 0.0023863 | 0.0023863 | 0.99411 | -0.039404 | 0.99411 | -0.039373 | 1.0847
177 | 2.6693 | 1.2653 | -2.669 | -1.2659 | 0.00026974 | -0.00056781 | 0.085779 | 0.085787 | 0.085787 | 0.99411 | -0.039404 | 0.99402 | -0.038565 | 38.9939
178 | 2.669 | 1.2659 | -2.6687 | -1.2664 | 0.00027372 | -0.00057594 | 0.085787 | 0.085795 | 0.085795 | 0.99402 | -0.038565 | 0.99392 | -0.037712 | 38.9976
179 | -0.23926 | -0.11588 | 0.23926 | 0.11531 | 1.9554e-06 | -0.00056453 | 0.0077716 | 0.0077644 | 0.0077716 | 0.98746 | -0.16586 | 0.98747 | -0.16593 | 3.5326
180 | -0.23926 | -0.11531 | 0.23927 | 0.11321 | 7.2594e-06 | -0.0021051 | 0.0077644 | 0.0077379 | 0.0077644 | 0.98747 | -0.16593 | 0.9875 | -0.16618 | 3.5293
181 | -0.23927 | -0.11321 | 0.23927 | 0.11316 | 4.7806e-06 | -4.918e-05 | 0.0077379 | 0.0077372 | 0.0077379 | 0.9875 | -0.16618 | 0.98752 | -0.16604 | 3.6847
182 | -0.53705 | -0.25738 | 0.53706 | 0.25669 | 1.2086e-05 | -0.00069231 | 0.017409 | 0.0174 | 0.017409 | 0.98752 | -0.16604 | 0.98754 | -0.16623 | 7.9132
183 | 0.2887 | 0.13976 | -0.28869 | -0.13982 | 8.4879e-06 | -5.8189e-05 | 0.0093605 | 0.0093613 | 0.0093613 | 0.98919 | -0.18002 | 0.98916 | -0.18021 | 4.4578
184 | 0.326 | 0.15778 | -0.32598 | -0.15788 | 1.7976e-05 | -9.8173e-05 | 0.010473 | 0.010474 | 0.010474 | 0.99832 | -0.046843 | 0.99827 | -0.047207 | 4.9876
185 | 0.11895 | 0.057006 | -0.11895 | -0.05761 | 4.987e-07 | -0.00060447 | 0.0038223 | 0.0038299 | 0.0038299 | 0.99619 | -0.052573 | 0.99619 | -0.052537 | 1.7409
186 | 0.23486 | 0.11282 | -0.23486 | -0.11375 | 3.0239e-06 | -0.00092619 | 0.0075765 | 0.0075882 | 0.0075882 | 0.99275 | -0.027098 | 0.99274 | -0.026986 | 3.4492
187 | -2.5481 | -1.2085 | 2.5483 | 1.2081 | 0.00017603 | -0.00041128 | 0.081915 | 0.081909 | 0.081915 | 0.99386 | -0.037139 | 0.99392 | -0.037712 | 37.234
188 | 0.30078 | 0.14223 | -0.30076 | -0.14521 | 1.588e-05 | -0.0029864 | 0.0096646 | 0.0097021 | 0.0097021 | 0.99377 | -0.036377 | 0.99373 | -0.035931 | 4.41
189 | 0.072713 | 0.034765 | -0.072713 | -0.035217 | 1.4045e-07 | -0.00045136 | 0.0023413 | 0.002347 | 0.002347 | 0.99373 | -0.035931 | 0.99372 | -0.035914 | 1.0668
190 | 0.07612 | 0.035903 | -0.07612 | -0.036867 | 3.2771e-07 | -0.00096384 | 0.0024446 | 0.0024567 | 0.0024567 | 0.99384 | -0.065443 | 0.99384 | -0.065406 | 1.1167

## res_trafo
| p_hv_mw | q_hv_mvar | p_lv_mw | q_lv_mvar | pl_mw | ql_mvar | i_hv_ka | i_lv_ka | vm_hv_pu | va_hv_degree | vm_lv_pu | va_lv_degree | loading_percent
0 | 2.6518e-14 | 1.7507e-14 | 0.013999 | 0.0105 | 0.013999 | 0.0105 | 1.6678e-16 | 0.00050517 | 0.99997 | 149.9981 | 1 | 0 | 0.069998

## res_ext_grid
| p_mw | q_mvar
0 | 21.9027 | 10.0687

## res_load
| p_mw | q_mvar
0 | 0.2856 | 0.13832
1 | 0.18895 | 0.091513
2 | 0.084278 | 0.040818
3 | 0.21934 | 0.10623
4 | 0.28264 | 0.13689
5 | 0.25857 | 0.12523
6 | 0.20412 | 0.09886
7 | 0.27449 | 0.13294
8 | 0.36408 | 0.17633
9 | 0.24771 | 0.11997
10 | 0.18561 | 0.089894
11 | 0.15936 | 0.077184
12 | 0.32197 | 0.15594
13 | 0.24706 | 0.11966
14 | 0.20094 | 0.097321
15 | 0.18836 | 0.091227
16 | 0.079216 | 0.038366
17 | 0.28437 | 0.13773
18 | 0.072517 | 0.035122
19 | 0.25664 | 0.1243
20 | 0.34238 | 0.16582
21 | 0.29152 | 0.14119
22 | 0.2399 | 0.11619
23 | 0.27843 | 0.13485
24 | 0.069302 | 0.033564
25 | 0.16148 | 0.078211
26 | 0.085517 | 0.041418
27 | 0.11752 | 0.056916
28 | 0.06843 | 0.033142
29 | 0.057845 | 0.028016
30 | 0.32202 | 0.15596
31 | 0.18119 | 0.087756
32 | 0.26286 | 0.12731
33 | 0.076146 | 0.036879
34 | 0.28346 | 0.13728
35 | 0.35387 | 0.17139
36 | 0.40153 | 0.19447
37 | 0.27842 | 0.13485
38 | 0.0737 | 0.035694
39 | 0.20998 | 0.1017
40 | 0.07871 | 0.038121
41 | 0.13169 | 0.063778
42 | 0.39925 | 0.19337
43 | 0.27674 | 0.13403
44 | 0.33638 | 0.16292
45 | 0.072038 | 0.03489
46 | 0.40006 | 0.19376
47 | 0.17632 | 0.085395
48 | 0.28572 | 0.13838
49 | 0.10128 | 0.049053
50 | 0.37899 | 0.18355
51 | 0.30147 | 0.14601
52 | 0.11104 | 0.053781
53 | 0.17107 | 0.082853
54 | 0.09462 | 0.045827
55 | 0.40025 | 0.19385
56 | 0.093547 | 0.045307
57 | 0.07495 | 0.0363
58 | 0.12325 | 0.059693
59 | 0.12847 | 0.062222
60 | 0.080871 | 0.039167
61 | 0.35383 | 0.17137
62 | 0.17969 | 0.087026
63 | 0.17643 | 0.085451
64 | 0.41147 | 0.19928
65 | 0.13534 | 0.06555
66 | 0.37851 | 0.18332
67 | 0.068624 | 0.033236
68 | 0.193 | 0.093476
69 | 0.39931 | 0.19339
70 | 0.085264 | 0.041295
71 | 0.2783 | 0.13479
72 | 0.30784 | 0.14909
73 | 0.16451 | 0.079678
74 | 0.099068 | 0.047981
75 | 0.32415 | 0.15699
76 | 0.1232 | 0.059669
77 | 0.31901 | 0.1545
78 | 0.069973 | 0.03389
79 | 0.10258 | 0.049683
80 | 0.38165 | 0.18484
81 | 0.29321 | 0.14201
82 | 0.075683 | 0.036655
83 | 0.36593 | 0.17723
84 | 0.12849 | 0.06223
85 | 0.24419 | 0.11827
86 | 0.075005 | 0.036327
87 | 0.085069 | 0.041201
88 | 0.11563 | 0.056
89 | 0.073958 | 0.03582
90 | 0.23926 | 0.11588
91 | 0.29778 | 0.14422
92 | 0.40133 | 0.19437
93 | 0.28869 | 0.13982
94 | 0.14497 | 0.070212
95 | 0.36671 | 0.17761
96 | 0.11895 | 0.05761
97 | 0.23486 | 0.11375
98 | 0.12042 | 0.05832
99 | 0.22805 | 0.11045
100 | 0.072713 | 0.035217
101 | 0.073077 | 0.035393
102 | 0.07612 | 0.036867
103 | 0.32598 | 0.15788

## dtypes
| element | column | dtype
0 | bus | name | object
1 | bus | vn_kv | float64
2 | bus | type | object
3 | bus | zone | object
4 | bus | in_service | bool
5 | load | name | object
6 | load | bus | uint32
7 | load | p_mw | float64
8 | load | q_mvar | float64
9 | load | const_z_percent | float64
10 | load | const_i_percent | float64
11 | load | sn_mva | float64
12 | load | scaling | float64
13 | load | in_service | bool
14 | load | type | object
15 | ext_grid | name | object
16 | ext_grid | bus | uint32
17 | ext_grid | vm_pu | float64
18 | ext_grid | va_degree | float64
19 | ext_grid | slack_weight | float64
20 | ext_grid | in_service | bool
21 | line | name | object
22 | line | std_type | object
23 | line | from_bus | uint32
24 | line | to_bus | uint32
25 | line | length_km | float64
26 | line | r_ohm_per_km | float64
27 | line | x_ohm_per_km | float64
28 | line | c_nf_per_km | float64
29 | line | g_us_per_km | float64
30 | line | max_i_ka | float64
31 | line | df | float64
32 | line | parallel | uint32
33 | line | type | object
34 | line | in_service | bool
35 | trafo | name | object
36 | trafo | std_type | object
37 | trafo | hv_bus | uint32
38 | trafo | lv_bus | uint32
39 | trafo | sn_mva | float64
40 | trafo | vn_hv_kv | float64
41 | trafo | vn_lv_kv | float64
42 | trafo | vk_percent | float64
43 | trafo | vkr_percent | float64
44 | trafo | pfe_kw | float64
45 | trafo | i0_percent | float64
46 | trafo | shift_degree | float64
47 | trafo | tap_side | object
48 | trafo | tap_neutral | int32
49 | trafo | tap_min | int32
50 | trafo | tap_max | int32
51 | trafo | tap_step_percent | float64
52 | trafo | tap_step_degree | float64
53 | trafo | tap_pos | int32
54 | trafo | tap_phase_shifter | bool
55 | trafo | parallel | uint32
56 | trafo | df | float64
57 | trafo | in_service | bool
58 | bus_geodata | x | float64
59 | bus_geodata | y | float64
60 | bus_geodata | coords | object
61 | res_bus | vm_pu | float64
62 | res_bus | va_degree | float64
63 | res_bus | p_mw | float64
64 | res_bus | q_mvar | float64
65 | res_line | p_from_mw | float64
66 | res_line | q_from_mvar | float64
67 | res_line | p_to_mw | float64
68 | res_line | q_to_mvar | float64
69 | res_line | pl_mw | float64
70 | res_line | ql_mvar | float64
71 | res_line | i_from_ka | float64
72 | res_line | i_to_ka | float64
73 | res_line | i_ka | float64
74 | res_line | vm_from_pu | float64
75 | res_line | va_from_degree | float64
76 | res_line | vm_to_pu | float64
77 | res_line | va_to_degree | float64
78 | res_line | loading_percent | float64
79 | res_trafo | p_hv_mw | float64
80 | res_trafo | q_hv_mvar | float64
81 | res_trafo | p_lv_mw | float64
82 | res_trafo | q_lv_mvar | float64
83 | res_trafo | pl_mw | float64
84 | res_trafo | ql_mvar | float64
85 | res_trafo | i_hv_ka | float64
86 | res_trafo | i_lv_ka | float64
87 | res_trafo | vm_hv_pu | float64
88 | res_trafo | va_hv_degree | float64
89 | res_trafo | vm_lv_pu | float64
90 | res_trafo | va_lv_degree | float64
91 | res_trafo | loading_percent | float64
92 | res_ext_grid | p_mw | float64
93 | res_ext_grid | q_mvar | float64
94 | res_load | p_mw | float64
95 | res_load | q_mvar | float64

## parameters
| version | format_version | converged | OPF_converged | name | f_hz | sn_mva
0 | 2.14.6 | 2.14.0 | TRUE | FALSE |  | 50 | 1