## bus
| name | vn_kv | type | zone | in_service
0 | bus_MV_275_0_node_0 | 20 | n |  | TRUE
1 | bus_MV_275_0_node_1 | 20 | n |  | TRUE
2 | bus_MV_275_0_node_88 | 20 | n |  | TRUE
3 | bus_MV_275_0_node_2 | 20 | n |  | TRUE
4 | bus_MV_275_0_node_3 | 20 | n |  | TRUE
5 | bus_MV_275_0_node_24 | 20 | n |  | TRUE
6 | bus_MV_275_0_node_165 | 20 | n |  | TRUE
7 | bus_MV_275_0_node_5 | 20 | n |  | TRUE
8 | bus_MV_275_0_node_4 | 20 | n |  | TRUE
9 | bus_MV_275_0_node_39 | 20 | n |  | TRUE
10 | bus_MV_275_0_node_172 | 20 | n |  | TRUE
11 | bus_MV_275_0_node_37 | 20 | n |  | TRUE
12 | bus_MV_275_0_node_160 | 20 | n |  | TRUE
13 | bus_MV_275_0_node_48 | 20 | n |  | TRUE
14 | bus_MV_275_0_node_16 | 20 | n |  | TRUE
15 | bus_MV_275_0_node_6 | 20 | n |  | TRUE
16 | bus_MV_275_0_node_7 | 20 | n |  | TRUE
17 | bus_MV_275_0_node_154 | 20 | n |  | TRUE
18 | bus_MV_275_0_node_153 | 20 | n |  | TRUE
19 | bus_MV_275_0_node_66 | 20 | n |  | TRUE
20 | bus_MV_275_0_node_68 | 20 | n |  | TRUE
21 | bus_MV_275_0_node_149 | 20 | n |  | TRUE
22 | bus_MV_275_0_node_8 | 20 | n |  | TRUE
23 | bus_MV_275_0_node_9 | 20 | n |  | TRUE
24 | bus_MV_275_0_node_10 | 20 | n |  | TRUE
25 | bus_MV_275_0_node_11 | 20 | n |  | TRUE
26 | bus_MV_275_0_node_12 | 20 | n |  | TRUE
27 | bus_MV_275_0_node_157 | 20 | n |  | TRUE
28 | bus_MV_275_0_node_32 | 20 | n |  | TRUE
29 | bus_MV_275_0_node_69 | 20 | n |  | TRUE
30 | bus_MV_275_0_node_31 | 20 | n |  | TRUE
31 | bus_MV_275_0_node_13 | 20 | n |  | TRUE
32 | bus_MV_275_0_node_14 | 20 | n |  | TRUE
33 | bus_MV_275_0_node_15 | 20 | n |  | TRUE
34 | bus_MV_275_0_node_18 | 20 | n |  | TRUE
35 | bus_MV_275_0_node_19 | 20 | n |  | TRUE
36 | bus_MV_275_0_node_17 | 20 | n |  | TRUE
37 | bus_MV_275_0_node_29 | 20 | n |  | TRUE
38 | bus_MV_275_0_node_34 | 20 | n |  | TRUE
39 | bus_MV_275_0_node_27 | 20 | n |  | TRUE
40 | bus_MV_275_0_node_20 | 20 | n |  | TRUE
41 | bus_MV_275_0_node_21 | 20 | n |  | TRUE
42 | bus_MV_275_0_node_22 | 20 | n |  | TRUE
43 | bus_MV_275_0_node_23 | 20 | n |  | TRUE
44 | bus_MV_275_0_node_26 | 20 | n |  | TRUE
45 | bus_MV_275_0_node_78 | 20 | n |  | TRUE
46 | bus_MV_275_0_node_77 | 20 | n |  | TRUE
47 | bus_MV_275_0_node_25 | 20 | n |  | TRUE
48 | bus_MV_275_0_node_134 | 20 | n |  | TRUE
49 | bus_MV_275_0_node_84 | 20 | n |  | TRUE
50 | bus_MV_275_0_node_159 | 20 | n |  | TRUE
51 | bus_MV_275_0_node_79 | 20 | n |  | TRUE
52 | bus_MV_275_0_node_170 | 20 | n |  | TRUE
53 | bus_MV_275_0_node_135 | 20 | n |  | TRUE
54 | bus_MV_275_0_node_28 | 20 | n |  | TRUE
55 | bus_MV_275_0_node_30 | 20 | n |  | TRUE
56 | bus_MV_275_0_node_82 | 20 | n |  | TRUE
57 | bus_MV_275_0_node_75 | 20 | n |  | TRUE
58 | bus_MV_275_0_node_73 | 20 | n |  | TRUE
59 | bus_MV_275_0_node_74 | 20 | n |  | TRUE
60 | bus_MV_275_0_node_76 | 20 | n |  | TRUE
61 | bus_MV_275_0_node_81 | 20 | n |  | TRUE
62 | bus_MV_275_0_node_83 | 20 | n |  | TRUE
63 | bus_MV_275_0_node_35 | 20 | n |  | TRUE
64 | bus_MV_275_0_node_36 | 20 | n |  | TRUE
65 | bus_MV_275_0_node_42 | 20 | n |  | TRUE
66 | bus_MV_275_0_node_80 | 20 | n |  | TRUE
67 | bus_MV_275_0_node_40 | 20 | n |  | TRUE
68 | bus_MV_275_0_node_41 | 20 | n |  | TRUE
69 | bus_MV_275_0_node_43 | 20 | n |  | TRUE
70 | bus_MV_275_0_node_44 | 20 | n |  | TRUE
71 | bus_MV_275_0_node_72 | 20 | n |  | TRUE
72 | bus_MV_275_0_node_45 | 20 | n |  | TRUE
73 | bus_MV_275_0_node_46 | 20 | n |  | TRUE
74 | bus_MV_275_0_node_53 | 20 | n |  | TRUE
75 | bus_MV_275_0_node_47 | 20 | n |  | TRUE
76 | bus_MV_275_0_node_65 | 20 | n |  | TRUE
77 | bus_MV_275_0_node_87 | 20 | n |  | TRUE
78 | bus_MV_275_0_node_158 | 20 | n |  | TRUE
79 | bus_MV_275_0_node_101 | 20 | n |  | TRUE
80 | bus_MV_275_0_node_99 | 20 | n |  | TRUE
81 | bus_MV_275_0_node_54 | 20 | n |  | TRUE
82 | bus_MV_275_0_node_166 | 20 | n |  | TRUE
83 | bus_MV_275_0_node_167 | 20 | n |  | TRUE
84 | bus_MV_275_0_node_86 | 20 | n |  | TRUE
85 | bus_MV_275_0_node_85 | 20 | n |  | TRUE
86 | bus_MV_275_0_node_97 | 20 | n |  | TRUE
87 | bus_MV_275_0_node_49 | 20 | n |  | TRUE
88 | bus_MV_275_0_node_50 | 20 | n |  | TRUE
89 | bus_MV_275_0_node_58 | 20 | n |  | TRUE
90 | bus_MV_275_0_node_51 | 20 | n |  | TRUE
91 | bus_MV_275_0_node_56 | 20 | n |  | TRUE
92 | bus_MV_275_0_node_60 | 20 | n |  | TRUE
93 | bus_MV_275_0_node_52 | 20 | n |  | TRUE
94 | bus_MV_275_0_node_55 | 20 | n |  | TRUE
95 | bus_MV_275_0_node_96 | 20 | n |  | TRUE
96 | bus_MV_275_0_node_95 | 20 | n |  | TRUE
97 | bus_MV_275_0_node_161 | 20 | n |  | TRUE
98 | bus_MV_275_0_node_59 | 20 | n |  | TRUE
99 | bus_MV_275_0_node_63 | 20 | n |  | TRUE
100 | bus_MV_275_0_node_62 | 20 | n |  | TRUE
101 | bus_MV_275_0_node_164 | 20 | n |  | TRUE
102 | bus_MV_275_0_node_64 | 20 | n |  | TRUE
103 | bus_MV_275_0_node_61 | 20 | n |  | TRUE
104 | bus_MV_275_0_node_70 | 20 | n |  | TRUE
105 | bus_MV_275_0_node_147 | 20 | n |  | TRUE
106 | bus_MV_275_0_node_67 | 20 | n |  | TRUE
107 | bus_MV_275_0_node_89 | 20 | n |  | TRUE
108 | bus_MV_275_0_node_90 | 20 | n |  | TRUE
109 | bus_MV_275_0_node_91 | 20 | n |  | TRUE
110 | bus_MV_275_0_node_92 | 20 | n |  | TRUE
111 | bus_MV_275_0_node_156 | 20 | n |  | TRUE
112 | bus_MV_275_0_node_155 | 20 | n |  | TRUE
113 | bus_MV_275_0_node_145 | 20 | n |  | TRUE
114 | bus_MV_275_0_node_146 | 20 | n |  | TRUE
115 | bus_MV_275_0_node_144 | 20 | n |  | TRUE
116 | bus_MV_275_0_node_150 | 20 | n |  | TRUE
117 | bus_MV_275_0_node_151 | 20 | n |  | TRUE
118 | bus_MV_275_0_node_152 | 20 | n |  | TRUE
119 | bus_MV_275_0_node_71 | 20 | n |  | TRUE
120 | bus_MV_275_0_node_141 | 20 | n |  | TRUE
121 | bus_MV_275_0_node_114 | 20 | n |  | TRUE
122 | bus_MV_275_0_node_136 | 20 | n |  | TRUE
123 | bus_MV_275_0_node_115 | 20 | n |  | TRUE
124 | bus_MV_275_0_node_163 | 20 | n |  | TRUE
125 | bus_MV_275_0_node_110 | 20 | n |  | TRUE
126 | bus_MV_275_0_node_162 | 20 | n |  | TRUE
127 | bus_MV_275_0_node_168 | 20 | n |  | TRUE
128 | bus_MV_275_0_node_109 | 20 | n |  | TRUE
129 | bus_MV_275_0_node_112 | 20 | n |  | TRUE
130 | bus_MV_275_0_node_111 | 20 | n |  | TRUE
131 | bus_MV_275_0_node_131 | 20 | n |  | TRUE
132 | bus_MV_275_0_node_128 | 20 | n |  | TRUE
133 | bus_MV_275_0_node_140 | 20 | n |  | TRUE
134 | bus_MV_275_0_node_143 | 20 | n |  | TRUE
135 | bus_MV_275_0_node_171 | 20 | n |  | TRUE
136 | bus_MV_275_0_node_94 | 20 | n |  | TRUE
137 | bus_MV_275_0_node_93 | 20 | n |  | TRUE
138 | bus_MV_275_0_node_148 | 20 | n |  | TRUE
139 | bus_MV_275_0_node_122 | 20 | n |  | TRUE
140 | bus_MV_275_0_node_98 | 20 | n |  | TRUE
141 | bus_MV_275_0_node_100 | 20 | n |  | TRUE
142 | bus_MV_275_0_node_102 | 20 | n |  | TRUE
143 | bus_MV_275_0_node_103 | 20 | n |  | TRUE
144 | bus_MV_275_0_node_104 | 20 | n |  | TRUE
145 | bus_MV_275_0_node_106 | 20 | n |  | TRUE
146 | bus_MV_275_0_node_105 | 20 | n |  | TRUE
147 | bus_MV_275_0_node_117 | 20 | n |  | TRUE
148 | bus_MV_275_0_node_118 | 20 | n |  | TRUE
149 | bus_MV_275_0_node_116 | 20 | n |  | TRUE
150 | bus_MV_275_0_node_107 | 20 | n |  | TRUE
151 | bus_MV_275_0_node_108 | 20 | n |  | TRUE
152 | bus_MV_275_0_node_169 | 20 | n |  | TRUE
153 | bus_MV_275_0_node_113 | 20 | n |  | TRUE
154 | bus_MV_275_0_node_132 | 20 | n |  | TRUE
155 | bus_MV_275_0_node_123 | 20 | n |  | TRUE
156 | bus_MV_275_0_node_119 | 20 | n |  | TRUE
157 | bus_MV_275_0_node_138 | 20 | n |  | TRUE
158 | bus_MV_275_0_node_120 | 20 | n |  | TRUE
159 | bus_MV_275_0_node_121 | 20 | n |  | TRUE
160 | bus_MV_275_0_node_124 | 20 | n |  | TRUE
161 | bus_MV_275_0_node_139 | 20 | n |  | TRUE
162 | bus_MV_275_0_node_125 | 20 | n |  | TRUE
163 | bus_MV_275_0_node_126 | 20 | n |  | TRUE
164 | bus_MV_275_0_node_127 | 20 | n |  | TRUE
165 | bus_MV_275_0_node_137 | 20 | n |  | TRUE
166 | bus_MV_275_0_node_130 | 20 | n |  | TRUE
167 | bus_MV_275_0_node_129 | 20 | n |  | TRUE
168 | bus_MV_275_0_node_133 | 20 | n |  | TRUE
169 | bus_MV_275_0_node_142 | 20 | n |  | TRUE
170 | bus_HV_275_0_node_35 | 110 | n |  | TRUE

## load
| name | bus | p_mw | q_mvar | const_z_percent | const_i_percent | sn_mva | scaling | in_service | type
0 | MV_275_0_load_0 | 0 | 0.38626 | 0.18707 | 0 | 0 |  | 1 | TRUE | wye
1 | MV_275_0_load_88 | 2 | 0.090201 | 0.043686 | 0 | 0 |  | 1 | TRUE | wye
2 | MV_275_0_load_165 | 6 | 0.22611 | 0.10951 | 0 | 0 |  | 1 | TRUE | wye
3 | MV_275_0_load_4 | 8 | 0.26762 | 0.12961 | 0 | 0 |  | 1 | TRUE | wye
4 | MV_275_0_load_172 | 10 | 0.35904 | 0.17389 | 0 | 0 |  | 1 | TRUE | wye
5 | MV_275_0_load_37 | 11 | 0.32757 | 0.15865 | 0 | 0 |  | 1 | TRUE | wye
6 | MV_275_0_load_160 | 12 | 0.27352 | 0.13247 | 0 | 0 |  | 1 | TRUE | wye
7 | MV_275_0_load_48 | 13 | 0.23676 | 0.11467 | 0 | 0 |  | 1 | TRUE | wye
8 | MV_275_0_load_6 | 15 | 0.36575 | 0.17714 | 0 | 0 |  | 1 | TRUE | wye
9 | MV_275_0_load_154 | 17 | 0.15881 | 0.076915 | 0 | 0 |  | 1 | TRUE | wye
10 | MV_275_0_load_153 | 18 | 0.068268 | 0.033064 | 0 | 0 |  | 1 | TRUE | wye
11 | MV_275_0_load_66 | 19 | 0.36366 | 0.17613 | 0 | 0 |  | 1 | TRUE | wye
12 | MV_275_0_load_149 | 21 | 0.07663 | 0.037113 | 0 | 0 |  | 1 | TRUE | wye
13 | MV_275_0_load_9 | 23 | 0.28361 | 0.13736 | 0 | 0 |  | 1 | TRUE | wye
14 | MV_275_0_load_157 | 27 | 0.079053 | 0.038287 | 0 | 0 |  | 1 | TRUE | wye
15 | MV_275_0_load_31 | 30 | 0.11368 | 0.055056 | 0 | 0 |  | 1 | TRUE | wye
16 | MV_275_0_load_13 | 31 | 0.27413 | 0.13277 | 0 | 0 |  | 1 | TRUE | wye
17 | MV_275_0_load_19 | 35 | 0.32564 | 0.15772 | 0 | 0 |  | 1 | TRUE | wye
18 | MV_275_0_load_34 | 38 | 0.35916 | 0.17395 | 0 | 0 |  | 1 | TRUE | wye
19 | MV_275_0_load_27 | 39 | 0.34606 | 0.1676 | 0 | 0 |  | 1 | TRUE | wye
20 | MV_275_0_load_20 | 40 | 0.40494 | 0.19612 | 0 | 0 |  | 1 | TRUE | wye
21 | MV_275_0_load_77 | 46 | 0.095693 | 0.046346 | 0 | 0 |  | 1 | TRUE | wye
22 | MV_275_0_load_134 | 48 | 0.74925 | 0.36288 | 0 | 0 |  | 1 | TRUE | wye
23 | MV_275_0_load_84 | 49 | 0.70774 | 0.34277 | 0 | 0 |  | 1 | TRUE | wye
24 | MV_275_0_load_159 | 50 | 0.28984 | 0.14038 | 0 | 0 |  | 1 | TRUE | wye
25 | MV_275_0_load_170 | 52 | 0.27262 | 0.13203 | 0 | 0 |  | 1 | TRUE | wye
26 | MV_275_0_load_135 | 53 | 0.26362 | 0.12768 | 0 | 0 |  | 1 | TRUE | wye
27 | MV_275_0_load_82 | 56 | 0.068267 | 0.033063 | 0 | 0 |  | 1 | TRUE | wye
28 | MV_275_0_load_73 | 58 | 0.12176 | 0.058973 | 0 | 0 |  | 1 | TRUE | wye
29 | MV_275_0_load_81 | 61 | 0.29647 | 0.14359 | 0 | 0 |  | 1 | TRUE | wye
30 | MV_275_0_load_83 | 62 | 0.13418 | 0.064985 | 0 | 0 |  | 1 | TRUE | wye
31 | MV_275_0_load_80 | 66 | 0.13001 | 0.062965 | 0 | 0 |  | 1 | TRUE | wye
32 | MV_275_0_load_40 | 67 | 0.39859 | 0.19305 | 0 | 0 |  | 1 | TRUE | wye
33 | MV_275_0_load_72 | 71 | 0.14204 | 0.068793 | 0 | 0 |  | 1 | TRUE | wye
34 | MV_275_0_load_53 | 74 | 0.38461 | 0.18627 | 0 | 0 |  | 1 | TRUE | wye
35 | MV_275_0_load_65 | 76 | 0.32156 | 0.15574 | 0 | 0 |  | 1 | TRUE | wye
36 | MV_275_0_load_158 | 78 | 0.37156 | 0.17996 | 0 | 0 |  | 1 | TRUE | wye
37 | MV_275_0_load_101 | 79 | 0.080091 | 0.03879 | 0 | 0 |  | 1 | TRUE | wye
38 | MV_275_0_load_99 | 80 | 0.096756 | 0.046861 | 0 | 0 |  | 1 | TRUE | wye
39 | MV_275_0_load_166 | 82 | 0.084632 | 0.040989 | 0 | 0 |  | 1 | TRUE | wye
40 | MV_275_0_load_85 | 85 | 0.077082 | 0.037332 | 0 | 0 |  | 1 | TRUE | wye
41 | MV_275_0_load_97 | 86 | 0.068423 | 0.033139 | 0 | 0 |  | 1 | TRUE | wye
42 | MV_275_0_load_49 | 87 | 0.35645 | 0.17264 | 0 | 0 |  | 1 | TRUE | wye
43 | MV_275_0_load_56 | 91 | 0.38463 | 0.18629 | 0 | 0 |  | 1 | TRUE | wye
44 | MV_275_0_load_55 | 94 | 0.07761 | 0.037588 | 0 | 0 |  | 1 | TRUE | wye
45 | MV_275_0_load_95 | 96 | 0.075891 | 0.036756 | 0 | 0 |  | 1 | TRUE | wye
46 | MV_275_0_load_161 | 97 | 0.10442 | 0.050573 | 0 | 0 |  | 1 | TRUE | wye
47 | MV_275_0_load_164 | 101 | 0.37851 | 0.18332 | 0 | 0 |  | 1 | TRUE | wye
48 | MV_275_0_load_64 | 102 | 0.2249 | 0.10892 | 0 | 0 |  | 1 | TRUE | wye
49 | MV_275_0_load_61 | 103 | 0.19551 | 0.094691 | 0 | 0 |  | 1 | TRUE | wye
50 | MV_275_0_load_89 | 107 | 0.085785 | 0.041548 | 0 | 0 |  | 1 | TRUE | wye
51 | MV_275_0_load_156 | 111 | 0.13521 | 0.065485 | 0 | 0 |  | 1 | TRUE | wye
52 | MV_275_0_load_155 | 112 | 0.18609 | 0.090128 | 0 | 0 |  | 1 | TRUE | wye
53 | MV_275_0_load_146 | 114 | 0.07079 | 0.034285 | 0 | 0 |  | 1 | TRUE | wye
54 | MV_275_0_load_150 | 116 | 0.072219 | 0.034977 | 0 | 0 |  | 1 | TRUE | wye
55 | MV_275_0_load_141 | 120 | 0.070842 | 0.03431 | 0 | 0 |  | 1 | TRUE | wye
56 | MV_275_0_load_136 | 122 | 0.18421 | 0.089219 | 0 | 0 |  | 1 | TRUE | wye
57 | MV_275_0_load_163 | 124 | 0.068499 | 0.033176 | 0 | 0 |  | 1 | TRUE | wye
58 | MV_275_0_load_162 | 126 | 0.25778 | 0.12485 | 0 | 0 |  | 1 | TRUE | wye
59 | MV_275_0_load_168 | 127 | 0.086249 | 0.041772 | 0 | 0 |  | 1 | TRUE | wye
60 | MV_275_0_load_111 | 130 | 0.070405 | 0.034099 | 0 | 0 |  | 1 | TRUE | wye
61 | MV_275_0_load_131 | 131 | 0.096011 | 0.0465 | 0 | 0 |  | 1 | TRUE | wye
62 | MV_275_0_load_128 | 132 | 0.074144 | 0.035909 | 0 | 0 |  | 1 | TRUE | wye
63 | MV_275_0_load_143 | 134 | 0.089103 | 0.043154 | 0 | 0 |  | 1 | TRUE | wye
64 | MV_275_0_load_171 | 135 | 0.079129 | 0.038324 | 0 | 0 |  | 1 | TRUE | wye
65 | MV_275_0_load_93 | 137 | 0.11129 | 0.053899 | 0 | 0 |  | 1 | TRUE | wye
66 | MV_275_0_load_148 | 138 | 0.079212 | 0.038364 | 0 | 0 |  | 1 | TRUE | wye
67 | MV_275_0_load_102 | 142 | 0.13827 | 0.066965 | 0 | 0 |  | 1 | TRUE | wye
68 | MV_275_0_load_104 | 144 | 0.2338 | 0.11323 | 0 | 0 |  | 1 | TRUE | wye
69 | MV_275_0_load_106 | 145 | 0.10881 | 0.052699 | 0 | 0 |  | 1 | TRUE | wye
70 | MV_275_0_load_116 | 149 | 0.10599 | 0.051335 | 0 | 0 |  | 1 | TRUE | wye
71 | MV_275_0_load_107 | 150 | 0.084885 | 0.041112 | 0 | 0 |  | 1 | TRUE | wye
72 | MV_275_0_load_169 | 152 | 0.10737 | 0.052001 | 0 | 0 |  | 1 | TRUE | wye
73 | MV_275_0_load_113 | 153 | 0.35 | 0.16951 | 0 | 0 |  | 1 | TRUE | wye
74 | MV_275_0_load_119 | 156 | 0.43588 | 0.2111 | 0 | 0 |  | 1 | TRUE | wye
75 | MV_275_0_load_138 | 157 | 0.13601 | 0.065875 | 0 | 0 |  | 1 | TRUE | wye
76 | MV_275_0_load_124 | 160 | 0.12506 | 0.060568 | 0 | 0 |  | 1 | TRUE | wye
77 | MV_275_0_load_125 | 162 | 0.083529 | 0.040455 | 0 | 0 |  | 1 | TRUE | wye
78 | MV_275_0_load_137 | 165 | 0.28385 | 0.13747 | 0 | 0 |  | 1 | TRUE | wye
79 | MV_275_0_load_133 | 168 | 0.11845 | 0.057369 | 0 | 0 |  | 1 | TRUE | wye
80 | MV_275_0_load_142 | 169 | 0.09263 | 0.044863 | 0 | 0 |  | 1 | TRUE | wye

## ext_grid
| name | bus | vm_pu | va_degree | slack_weight | in_service
0 |  | 63 | 1 | 0 | 1 | TRUE

## line
| name | std_type | from_bus | to_bus | length_km | r_ohm_per_km | x_ohm_per_km | c_nf_per_km | g_us_per_km | max_i_ka | df | parallel | type | in_service
0 | MV_275_0_line_0 |  | 0 | 1 | 0.064202 | 0.5939 | 0.372 | 9.5 | 0 | 0.21 | 1 | 1 | ol | TRUE
1 | MV_275_0_line_1 |  | 0 | 2 | 0.63024 | 0.306 | 0.35 | 10 | 0 | 0.35 | 1 | 1 | ol | TRUE
2 | MV_275_0_line_2 |  | 1 | 3 | 0.59114 | 0.445 | 0.132 | 190 | 0 | 0.22 | 1 | 1 | cs | TRUE
3 | MV_275_0_line_3 |  | 1 | 4 | 0.19725 | 0.445 | 0.132 | 190 | 0 | 0.22 | 1 | 1 | cs | TRUE
4 | MV_275_0_line_4 |  | 2 | 5 | 0.10539 | 0.161 | 0.117 | 273 | 0 | 0.362 | 1 | 1 | cs | TRUE
5 | MV_275_0_line_5 |  | 3 | 6 | 0.016 | 0.445 | 0.132 | 190 | 0 | 0.22 | 1 | 1 | cs | TRUE
6 | MV_275_0_line_6 |  | 4 | 7 | 0.461 | 0.445 | 0.132 | 190 | 0 | 0.22 | 1 | 1 | cs | TRUE
7 | MV_275_0_line_7 |  | 4 | 8 | 0.055867 | 0.5939 | 0.372 | 9.5 | 0 | 0.21 | 1 | 1 | ol | TRUE
8 | MV_275_0_line_8 |  | 5 | 44 | 0.22831 | 0.0515 | 0.029 | 1000 | 0 | 1.276 | 1 | 1 | cs | TRUE
9 | MV_275_0_line_9 |  | 7 | 12 | 0.004459 | 0.445 | 0.132 | 190 | 0 | 0.22 | 1 | 1 | cs | TRUE
10 | MV_275_0_line_10 |  | 7 | 9 | 0.45155 | 0.5939 | 0.372 | 9.5 | 0 | 0.21 | 1 | 1 | ol | TRUE
11 | MV_275_0_line_11 |  | 9 | 10 | 0.12196 | 0.445 | 0.132 | 190 | 0 | 0.22 | 1 | 1 | cs | TRUE
12 | MV_275_0_line_12 |  | 9 | 11 | 0.03933 | 0.5939 | 0.372 | 9.5 | 0 | 0.21 | 1 | 1 | ol | TRUE
13 | MV_275_0_line_13 |  | 11 | 36 | 0.007657 | 0.445 | 0.132 | 190 | 0 | 0.22 | 1 | 1 | cs | TRUE
14 | MV_275_0_line_14 |  | 13 | 14 | 0.2431 | 0.445 | 0.132 | 190 | 0 | 0.22 | 1 | 1 | cs | TRUE
15 | MV_275_0_line_15 |  | 14 | 36 | 0.19338 | 0.445 | 0.132 | 190 | 0 | 0.22 | 1 | 1 | cs | TRUE
16 | MV_275_0_line_16 |  | 14 | 37 | 0.016074 | 0.445 | 0.132 | 190 | 0 | 0.22 | 1 | 1 | cs | TRUE
17 | MV_275_0_line_17 |  | 14 | 32 | 0.18067 | 0.445 | 0.132 | 190 | 0 | 0.22 | 1 | 1 | cs | TRUE
18 | MV_275_0_line_18 |  | 15 | 16 | 0.015426 | 0.445 | 0.132 | 190 | 0 | 0.22 | 1 | 1 | cs | TRUE
19 | MV_275_0_line_19 |  | 16 | 17 | 0.043978 | 0.5939 | 0.372 | 9.5 | 0 | 0.21 | 1 | 1 | ol | TRUE
20 | MV_275_0_line_20 |  | 17 | 18 | 0.020514 | 0.445 | 0.132 | 190 | 0 | 0.22 | 1 | 1 | cs | TRUE
21 | MV_275_0_line_21 |  | 18 | 118 | 0.018445 | 0.445 | 0.132 | 190 | 0 | 0.22 | 1 | 1 | cs | TRUE
22 | MV_275_0_line_22 |  | 19 | 20 | 0.005833 | 0.445 | 0.132 | 190 | 0 | 0.22 | 1 | 1 | cs | TRUE
23 | MV_275_0_line_23 |  | 19 | 21 | 0.069626 | 0.5939 | 0.372 | 9.5 | 0 | 0.21 | 1 | 1 | ol | TRUE
24 | MV_275_0_line_24 |  | 20 | 104 | 0.1729 | 0.445 | 0.132 | 190 | 0 | 0.22 | 1 | 1 | cs | TRUE
25 | MV_275_0_line_25 |  | 21 | 29 | 0.041828 | 0.445 | 0.132 | 190 | 0 | 0.22 | 1 | 1 | cs | TRUE
26 | MV_275_0_line_26 |  | 21 | 24 | 0.013989 | 0.445 | 0.132 | 190 | 0 | 0.22 | 1 | 1 | cs | TRUE
27 | MV_275_0_line_27 |  | 22 | 23 | 0.068286 | 0.445 | 0.132 | 190 | 0 | 0.22 | 1 | 1 | cs | TRUE
28 | MV_275_0_line_28 |  | 22 | 24 | 0.17746 | 0.445 | 0.132 | 190 | 0 | 0.22 | 1 | 1 | cs | TRUE
29 | MV_275_0_line_29 |  | 22 | 25 | 0.15545 | 0.445 | 0.132 | 190 | 0 | 0.22 | 1 | 1 | cs | TRUE
30 | MV_275_0_line_30 |  | 23 | 26 | 0.080217 | 0.445 | 0.132 | 190 | 0 | 0.22 | 1 | 1 | cs | TRUE
31 | MV_275_0_line_31 |  | 25 | 27 | 0.060943 | 0.445 | 0.132 | 190 | 0 | 0.22 | 1 | 1 | cs | TRUE
32 | MV_275_0_line_32 |  | 26 | 28 | 0.12074 | 0.445 | 0.132 | 190 | 0 | 0.22 | 1 | 1 | cs | TRUE
33 | MV_275_0_line_33 |  | 28 | 30 | 0.040133 | 0.445 | 0.132 | 190 | 0 | 0.22 | 1 | 1 | cs | TRUE
34 | MV_275_0_line_34 |  | 29 | 105 | 0.085333 | 0.445 | 0.132 | 190 | 0 | 0.22 | 1 | 1 | cs | TRUE
35 | MV_275_0_line_35 |  | 29 | 106 | 0.013502 | 0.161 | 0.117 | 273 | 0 | 0.362 | 1 | 1 | cs | TRUE
36 | MV_275_0_line_36 |  | 31 | 32 | 0.030247 | 0.5939 | 0.372 | 9.5 | 0 | 0.21 | 1 | 1 | ol | TRUE
37 | MV_275_0_line_37 |  | 32 | 33 | 0.022058 | 0.445 | 0.132 | 190 | 0 | 0.22 | 1 | 1 | cs | TRUE
38 | MV_275_0_line_38 |  | 32 | 34 | 0.15199 | 0.445 | 0.132 | 190 | 0 | 0.22 | 1 | 1 | cs | TRUE
39 | MV_275_0_line_39 |  | 33 | 35 | 0.010916 | 0.445 | 0.132 | 190 | 0 | 0.22 | 1 | 1 | cs | TRUE
40 | MV_275_0_line_40 |  | 34 | 38 | 0.010901 | 0.445 | 0.132 | 190 | 0 | 0.22 | 1 | 1 | cs | TRUE
41 | MV_275_0_line_41 |  | 37 | 39 | 0.017024 | 0.445 | 0.132 | 190 | 0 | 0.22 | 1 | 1 | cs | TRUE
42 | MV_275_0_line_42 |  | 39 | 54 | 0.054095 | 0.5939 | 0.372 | 9.5 | 0 | 0.21 | 1 | 1 | ol | TRUE
43 | MV_275_0_line_43 |  | 40 | 41 | 0.033349 | 0.0515 | 0.029 | 1000 | 0 | 1.276 | 1 | 1 | cs | TRUE
44 | MV_275_0_line_44 |  | 40 | 42 | 0.059096 | 0.0515 | 0.029 | 1000 | 0 | 1.276 | 1 | 1 | cs | TRUE
45 | MV_275_0_line_45 |  | 41 | 43 | 0.028664 | 0.0515 | 0.029 | 1000 | 0 | 1.276 | 1 | 1 | cs | TRUE
46 | MV_275_0_line_46 |  | 42 | 44 | 0.1466 | 0.0515 | 0.029 | 1000 | 0 | 1.276 | 1 | 1 | cs | TRUE
47 | MV_275_0_line_47 |  | 43 | 45 | 0.15038 | 0.0515 | 0.029 | 1000 | 0 | 1.276 | 1 | 1 | cs | TRUE
48 | MV_275_0_line_48 |  | 43 | 46 | 0.022383 | 0.445 | 0.132 | 190 | 0 | 0.22 | 1 | 1 | cs | TRUE
49 | MV_275_0_line_49 |  | 44 | 49 | 0.0071878 | 0.445 | 0.132 | 190 | 0 | 0.22 | 1 | 1 | cs | TRUE
50 | MV_275_0_line_50 |  | 44 | 47 | 0.07034 | 0.445 | 0.132 | 190 | 0 | 0.22 | 1 | 1 | cs | TRUE
51 | MV_275_0_line_51 |  | 45 | 50 | 0.006421 | 0.445 | 0.132 | 190 | 0 | 0.22 | 1 | 1 | cs | TRUE
52 | MV_275_0_line_52 |  | 45 | 51 | 0.091867 | 0.0515 | 0.029 | 1000 | 0 | 1.276 | 1 | 1 | cs | TRUE
53 | MV_275_0_line_53 |  | 47 | 48 | 0.0056833 | 0.445 | 0.132 | 190 | 0 | 0.22 | 1 | 1 | cs | TRUE
54 | MV_275_0_line_54 |  | 48 | 53 | 0.04185 | 0.5939 | 0.372 | 9.5 | 0 | 0.21 | 1 | 1 | ol | TRUE
55 | MV_275_0_line_55 |  | 51 | 52 | 0.035057 | 0.0595 | 0.16 | 22 | 0 | 1.29 | 1 | 1 | ol | TRUE
56 | MV_275_0_line_56 |  | 52 | 92 | 0.006082 | 0.0515 | 0.029 | 1000 | 0 | 1.276 | 1 | 1 | cs | TRUE
57 | MV_275_0_line_57 |  | 54 | 55 | 0.056846 | 0.445 | 0.132 | 190 | 0 | 0.22 | 1 | 1 | cs | TRUE
58 | MV_275_0_line_58 |  | 55 | 56 | 0.009782 | 0.445 | 0.132 | 190 | 0 | 0.22 | 1 | 1 | cs | TRUE
59 | MV_275_0_line_59 |  | 55 | 57 | 0.035493 | 0.445 | 0.132 | 190 | 0 | 0.22 | 1 | 1 | cs | TRUE
60 | MV_275_0_line_60 |  | 57 | 61 | 0.035032 | 0.445 | 0.132 | 190 | 0 | 0.22 | 1 | 1 | cs | TRUE
61 | MV_275_0_line_61 |  | 57 | 59 | 0.013394 | 0.445 | 0.132 | 190 | 0 | 0.22 | 1 | 1 | cs | TRUE
62 | MV_275_0_line_62 |  | 58 | 59 | 0.020261 | 0.445 | 0.132 | 190 | 0 | 0.22 | 1 | 1 | cs | TRUE
63 | MV_275_0_line_63 |  | 59 | 60 | 0.019966 | 0.445 | 0.132 | 190 | 0 | 0.22 | 1 | 1 | cs | TRUE
64 | MV_275_0_line_64 |  | 60 | 62 | 0.024862 | 0.445 | 0.132 | 190 | 0 | 0.22 | 1 | 1 | cs | TRUE
65 | MV_275_0_line_65 |  | 63 | 64 | 0.23513 | 0.0515 | 0.029 | 1000 | 0 | 1.276 | 1 | 1 | cs | TRUE
66 | MV_275_0_line_66 |  | 64 | 65 | 0.21521 | 0.0515 | 0.029 | 1000 | 0 | 1.276 | 1 | 1 | cs | TRUE
67 | MV_275_0_line_67 |  | 64 | 66 | 0.049383 | 0.445 | 0.132 | 190 | 0 | 0.22 | 1 | 1 | cs | TRUE
68 | MV_275_0_line_68 |  | 65 | 67 | 0.012587 | 0.0515 | 0.029 | 1000 | 0 | 1.276 | 1 | 1 | cs | TRUE
69 | MV_275_0_line_69 |  | 67 | 68 | 0.002883 | 0.0515 | 0.029 | 1000 | 0 | 1.276 | 1 | 1 | cs | TRUE
70 | MV_275_0_line_70 |  | 68 | 69 | 0.06768 | 0.0515 | 0.029 | 1000 | 0 | 1.276 | 1 | 1 | cs | TRUE
71 | MV_275_0_line_71 |  | 69 | 70 | 0.21813 | 0.0515 | 0.029 | 1000 | 0 | 1.276 | 1 | 1 | cs | TRUE
72 | MV_275_0_line_72 |  | 69 | 71 | 0.014302 | 0.445 | 0.132 | 190 | 0 | 0.22 | 1 | 1 | cs | TRUE
73 | MV_275_0_line_73 |  | 70 | 72 | 0.31669 | 0.0515 | 0.029 | 1000 | 0 | 1.276 | 1 | 1 | cs | TRUE
74 | MV_275_0_line_74 |  | 70 | 73 | 0.44277 | 0.445 | 0.132 | 190 | 0 | 0.22 | 1 | 1 | cs | TRUE
75 | MV_275_0_line_75 |  | 70 | 74 | 0.027989 | 0.0515 | 0.029 | 1000 | 0 | 1.276 | 1 | 1 | cs | TRUE
76 | MV_275_0_line_76 |  | 72 | 75 | 0.7166 | 0.0515 | 0.029 | 1000 | 0 | 1.276 | 1 | 1 | cs | TRUE
77 | MV_275_0_line_77 |  | 72 | 76 | 0.047221 | 0.5939 | 0.372 | 9.5 | 0 | 0.21 | 1 | 1 | ol | TRUE
78 | MV_275_0_line_78 |  | 73 | 77 | 0.038167 | 0.445 | 0.132 | 190 | 0 | 0.22 | 1 | 1 | cs | TRUE
79 | MV_275_0_line_79 |  | 73 | 78 | 0.014305 | 0.5939 | 0.372 | 9.5 | 0 | 0.21 | 1 | 1 | ol | TRUE
80 | MV_275_0_line_80 |  | 74 | 81 | 0.02537 | 0.0515 | 0.029 | 1000 | 0 | 1.276 | 1 | 1 | cs | TRUE
81 | MV_275_0_line_81 |  | 75 | 79 | 0.085023 | 0.445 | 0.132 | 190 | 0 | 0.22 | 1 | 1 | cs | TRUE
82 | MV_275_0_line_82 |  | 75 | 80 | 0.023639 | 0.0515 | 0.029 | 1000 | 0 | 1.276 | 1 | 1 | cs | TRUE
83 | MV_275_0_line_83 |  | 77 | 82 | 0.020187 | 0.445 | 0.132 | 190 | 0 | 0.22 | 1 | 1 | cs | TRUE
84 | MV_275_0_line_84 |  | 77 | 83 | 0.065216 | 0.445 | 0.132 | 190 | 0 | 0.22 | 1 | 1 | cs | TRUE
85 | MV_275_0_line_85 |  | 77 | 84 | 0.04539 | 0.445 | 0.132 | 190 | 0 | 0.22 | 1 | 1 | cs | TRUE
86 | MV_275_0_line_86 |  | 80 | 86 | 0.045321 | 0.0515 | 0.029 | 1000 | 0 | 1.276 | 1 | 1 | cs | TRUE
87 | MV_275_0_line_87 |  | 81 | 94 | 0.0082295 | 0.0515 | 0.029 | 1000 | 0 | 1.276 | 1 | 1 | cs | TRUE
88 | MV_275_0_line_88 |  | 83 | 135 | 0.032579 | 0.445 | 0.132 | 190 | 0 | 0.22 | 1 | 1 | cs | TRUE
89 | MV_275_0_line_89 |  | 84 | 85 | 0.041682 | 0.445 | 0.132 | 190 | 0 | 0.22 | 1 | 1 | cs | TRUE
90 | MV_275_0_line_90 |  | 85 | 98 | 0.057427 | 0.445 | 0.132 | 190 | 0 | 0.22 | 1 | 1 | cs | TRUE
91 | MV_275_0_line_91 |  | 86 | 140 | 0.025892 | 0.0515 | 0.029 | 1000 | 0 | 1.276 | 1 | 1 | cs | TRUE
92 | MV_275_0_line_92 |  | 87 | 88 | 0.035529 | 0.0595 | 0.16 | 22 | 0 | 1.29 | 1 | 1 | ol | TRUE
93 | MV_275_0_line_93 |  | 87 | 89 | 0.043128 | 0.0595 | 0.16 | 22 | 0 | 1.29 | 1 | 1 | ol | TRUE
94 | MV_275_0_line_94 |  | 88 | 90 | 0.10808 | 0.0515 | 0.029 | 1000 | 0 | 1.276 | 1 | 1 | cs | TRUE
95 | MV_275_0_line_95 |  | 89 | 92 | 0.13418 | 0.0515 | 0.029 | 1000 | 0 | 1.276 | 1 | 1 | cs | TRUE
96 | MV_275_0_line_96 |  | 89 | 91 | 0.005943 | 0.445 | 0.132 | 190 | 0 | 0.22 | 1 | 1 | cs | TRUE
97 | MV_275_0_line_97 |  | 90 | 93 | 0.12488 | 0.445 | 0.132 | 190 | 0 | 0.22 | 1 | 1 | cs | TRUE
98 | MV_275_0_line_98 |  | 90 | 94 | 0.018387 | 0.0515 | 0.029 | 1000 | 0 | 1.276 | 1 | 1 | cs | TRUE
99 | MV_275_0_line_99 |  | 93 | 95 | 0.007943 | 0.445 | 0.132 | 190 | 0 | 0.22 | 1 | 1 | cs | TRUE
100 | MV_275_0_line_100 |  | 93 | 96 | 0.03499 | 0.445 | 0.132 | 190 | 0 | 0.22 | 1 | 1 | cs | TRUE
101 | MV_275_0_line_101 |  | 95 | 97 | 0.013553 | 0.445 | 0.132 | 190 | 0 | 0.22 | 1 | 1 | cs | TRUE
102 | MV_275_0_line_102 |  | 98 | 99 | 0.3729 | 0.445 | 0.132 | 190 | 0 | 0.22 | 1 | 1 | cs | TRUE
103 | MV_275_0_line_103 |  | 98 | 100 | 0.2785 | 0.445 | 0.132 | 190 | 0 | 0.22 | 1 | 1 | cs | TRUE
104 | MV_275_0_line_104 |  | 99 | 101 | 0.01997 | 0.445 | 0.132 | 190 | 0 | 0.22 | 1 | 1 | cs | TRUE
105 | MV_275_0_line_105 |  | 99 | 102 | 0.21244 | 0.5939 | 0.372 | 9.5 | 0 | 0.21 | 1 | 1 | ol | TRUE
106 | MV_275_0_line_106 |  | 100 | 103 | 0.05899 | 0.445 | 0.132 | 190 | 0 | 0.22 | 1 | 1 | cs | TRUE
107 | MV_275_0_line_107 |  | 104 | 121 | 0.06346 | 0.445 | 0.132 | 190 | 0 | 0.22 | 1 | 1 | cs | TRUE
108 | MV_275_0_line_108 |  | 104 | 122 | 0.051854 | 0.445 | 0.132 | 190 | 0 | 0.22 | 1 | 1 | cs | TRUE
109 | MV_275_0_line_109 |  | 105 | 116 | 0.019157 | 0.445 | 0.132 | 190 | 0 | 0.22 | 1 | 1 | cs | TRUE
110 | MV_275_0_line_110 |  | 105 | 113 | 0.021237 | 0.445 | 0.132 | 190 | 0 | 0.22 | 1 | 1 | cs | TRUE
111 | MV_275_0_line_111 |  | 106 | 119 | 0.068096 | 0.306 | 0.35 | 10 | 0 | 0.35 | 1 | 1 | ol | TRUE
112 | MV_275_0_line_112 |  | 107 | 108 | 0.026369 | 0.445 | 0.132 | 190 | 0 | 0.22 | 1 | 1 | cs | TRUE
113 | MV_275_0_line_113 |  | 108 | 109 | 0.11053 | 0.445 | 0.132 | 190 | 0 | 0.22 | 1 | 1 | cs | TRUE
114 | MV_275_0_line_114 |  | 108 | 110 | 0.2722 | 0.445 | 0.132 | 190 | 0 | 0.22 | 1 | 1 | cs | TRUE
115 | MV_275_0_line_115 |  | 109 | 111 | 0.018673 | 0.445 | 0.132 | 190 | 0 | 0.22 | 1 | 1 | cs | TRUE
116 | MV_275_0_line_116 |  | 109 | 112 | 0.01531 | 0.445 | 0.132 | 190 | 0 | 0.22 | 1 | 1 | cs | TRUE
117 | MV_275_0_line_117 |  | 110 | 136 | 0.071025 | 0.445 | 0.132 | 190 | 0 | 0.22 | 1 | 1 | cs | TRUE
118 | MV_275_0_line_118 |  | 110 | 134 | 0.026438 | 0.445 | 0.132 | 190 | 0 | 0.22 | 1 | 1 | cs | TRUE
119 | MV_275_0_line_119 |  | 113 | 114 | 0.019658 | 0.445 | 0.132 | 190 | 0 | 0.22 | 1 | 1 | cs | TRUE
120 | MV_275_0_line_120 |  | 113 | 115 | 0.022312 | 0.445 | 0.132 | 190 | 0 | 0.22 | 1 | 1 | cs | TRUE
121 | MV_275_0_line_121 |  | 115 | 134 | 0.036922 | 0.445 | 0.132 | 190 | 0 | 0.22 | 1 | 1 | cs | TRUE
122 | MV_275_0_line_122 |  | 116 | 117 | 0.022507 | 0.445 | 0.132 | 190 | 0 | 0.22 | 1 | 1 | cs | TRUE
123 | MV_275_0_line_123 |  | 117 | 118 | 0.036926 | 0.445 | 0.132 | 190 | 0 | 0.22 | 1 | 1 | cs | TRUE
124 | MV_275_0_line_124 |  | 119 | 120 | 0.0069154 | 0.0515 | 0.029 | 1000 | 0 | 1.276 | 1 | 1 | cs | TRUE
125 | MV_275_0_line_125 |  | 120 | 133 | 0.012846 | 0.0515 | 0.029 | 1000 | 0 | 1.276 | 1 | 1 | cs | TRUE
126 | MV_275_0_line_126 |  | 121 | 131 | 0.028578 | 0.445 | 0.132 | 190 | 0 | 0.22 | 1 | 1 | cs | TRUE
127 | MV_275_0_line_127 |  | 121 | 123 | 0.13799 | 0.445 | 0.132 | 190 | 0 | 0.22 | 1 | 1 | cs | TRUE
128 | MV_275_0_line_128 |  | 121 | 125 | 0.13823 | 0.445 | 0.132 | 190 | 0 | 0.22 | 1 | 1 | cs | TRUE
129 | MV_275_0_line_129 |  | 121 | 129 | 0.13438 | 0.445 | 0.132 | 190 | 0 | 0.22 | 1 | 1 | cs | TRUE
130 | MV_275_0_line_130 |  | 122 | 132 | 0.085919 | 0.5939 | 0.372 | 9.5 | 0 | 0.21 | 1 | 1 | ol | TRUE
131 | MV_275_0_line_131 |  | 123 | 124 | 0.040558 | 0.445 | 0.132 | 190 | 0 | 0.22 | 1 | 1 | cs | TRUE
132 | MV_275_0_line_132 |  | 125 | 126 | 0.040106 | 0.445 | 0.132 | 190 | 0 | 0.22 | 1 | 1 | cs | TRUE
133 | MV_275_0_line_133 |  | 125 | 127 | 0.019584 | 0.5939 | 0.372 | 9.5 | 0 | 0.21 | 1 | 1 | ol | TRUE
134 | MV_275_0_line_134 |  | 125 | 128 | 0.086736 | 0.445 | 0.132 | 190 | 0 | 0.22 | 1 | 1 | cs | TRUE
135 | MV_275_0_line_135 |  | 128 | 152 | 0.012381 | 0.445 | 0.132 | 190 | 0 | 0.22 | 1 | 1 | cs | TRUE
136 | MV_275_0_line_136 |  | 128 | 151 | 0.16961 | 0.445 | 0.132 | 190 | 0 | 0.22 | 1 | 1 | cs | TRUE
137 | MV_275_0_line_137 |  | 129 | 130 | 0.01798 | 0.445 | 0.132 | 190 | 0 | 0.22 | 1 | 1 | cs | TRUE
138 | MV_275_0_line_138 |  | 130 | 153 | 0.025608 | 0.445 | 0.132 | 190 | 0 | 0.22 | 1 | 1 | cs | TRUE
139 | MV_275_0_line_139 |  | 131 | 154 | 0.027147 | 0.445 | 0.132 | 190 | 0 | 0.22 | 1 | 1 | cs | TRUE
140 | MV_275_0_line_140 |  | 132 | 167 | 0.027745 | 0.445 | 0.132 | 190 | 0 | 0.22 | 1 | 1 | cs | TRUE
141 | MV_275_0_line_141 |  | 133 | 169 | 0.024447 | 0.445 | 0.132 | 190 | 0 | 0.22 | 1 | 1 | cs | TRUE
142 | MV_275_0_line_142 |  | 133 | 161 | 0.036577 | 0.0515 | 0.029 | 1000 | 0 | 1.276 | 1 | 1 | cs | TRUE
143 | MV_275_0_line_143 |  | 136 | 137 | 0.024126 | 0.445 | 0.132 | 190 | 0 | 0.22 | 1 | 1 | cs | TRUE
144 | MV_275_0_line_144 |  | 138 | 139 | 0.01367 | 0.445 | 0.132 | 190 | 0 | 0.22 | 1 | 1 | cs | TRUE
145 | MV_275_0_line_145 |  | 139 | 155 | 0.046147 | 0.445 | 0.132 | 190 | 0 | 0.22 | 1 | 1 | cs | TRUE
146 | MV_275_0_line_146 |  | 140 | 141 | 0.002661 | 0.0515 | 0.029 | 1000 | 0 | 1.276 | 1 | 1 | cs | TRUE
147 | MV_275_0_line_147 |  | 141 | 142 | 0.046349 | 0.0515 | 0.029 | 1000 | 0 | 1.276 | 1 | 1 | cs | TRUE
148 | MV_275_0_line_148 |  | 142 | 143 | 0.029625 | 0.0515 | 0.029 | 1000 | 0 | 1.276 | 1 | 1 | cs | TRUE
149 | MV_275_0_line_149 |  | 143 | 144 | 0.004667 | 0.0515 | 0.029 | 1000 | 0 | 1.276 | 1 | 1 | cs | TRUE
150 | MV_275_0_line_150 |  | 143 | 145 | 0.031195 | 0.5939 | 0.372 | 9.5 | 0 | 0.21 | 1 | 1 | ol | TRUE
151 | MV_275_0_line_151 |  | 144 | 146 | 0.004352 | 0.0515 | 0.029 | 1000 | 0 | 1.276 | 1 | 1 | cs | TRUE
152 | MV_275_0_line_152 |  | 146 | 147 | 0.052976 | 0.0515 | 0.029 | 1000 | 0 | 1.276 | 1 | 1 | cs | TRUE
153 | MV_275_0_line_153 |  | 147 | 148 | 0.083746 | 0.0515 | 0.029 | 1000 | 0 | 1.276 | 1 | 1 | cs | TRUE
154 | MV_275_0_line_154 |  | 147 | 149 | 0.049959 | 0.445 | 0.132 | 190 | 0 | 0.22 | 1 | 1 | cs | TRUE
155 | MV_275_0_line_155 |  | 148 | 155 | 0.23085 | 0.0515 | 0.029 | 1000 | 0 | 1.276 | 1 | 1 | cs | TRUE
156 | MV_275_0_line_156 |  | 148 | 156 | 0.029479 | 0.445 | 0.132 | 190 | 0 | 0.22 | 1 | 1 | cs | TRUE
157 | MV_275_0_line_157 |  | 150 | 151 | 0.033635 | 0.445 | 0.132 | 190 | 0 | 0.22 | 1 | 1 | cs | TRUE
158 | MV_275_0_line_158 |  | 154 | 168 | 0.010729 | 0.445 | 0.132 | 190 | 0 | 0.22 | 1 | 1 | cs | TRUE
159 | MV_275_0_line_159 |  | 155 | 157 | 0.027823 | 0.0515 | 0.029 | 1000 | 0 | 1.276 | 1 | 1 | cs | TRUE
160 | MV_275_0_line_160 |  | 156 | 158 | 0.02275 | 0.445 | 0.132 | 190 | 0 | 0.22 | 1 | 1 | cs | TRUE
161 | MV_275_0_line_161 |  | 157 | 161 | 0.041612 | 0.0515 | 0.029 | 1000 | 0 | 1.276 | 1 | 1 | cs | TRUE
162 | MV_275_0_line_162 |  | 158 | 159 | 0.025397 | 0.445 | 0.132 | 190 | 0 | 0.22 | 1 | 1 | cs | TRUE
163 | MV_275_0_line_163 |  | 159 | 160 | 0.039562 | 0.445 | 0.132 | 190 | 0 | 0.22 | 1 | 1 | cs | TRUE
164 | MV_275_0_line_164 |  | 162 | 163 | 0.064115 | 0.445 | 0.132 | 190 | 0 | 0.22 | 1 | 1 | cs | TRUE
165 | MV_275_0_line_165 |  | 163 | 164 | 0.024004 | 0.445 | 0.132 | 190 | 0 | 0.22 | 1 | 1 | cs | TRUE
166 | MV_275_0_line_166 |  | 164 | 165 | 0.006377 | 0.445 | 0.132 | 190 | 0 | 0.22 | 1 | 1 | cs | TRUE
167 | MV_275_0_line_167 |  | 165 | 166 | 0.084777 | 0.5939 | 0.372 | 9.5 | 0 | 0.21 | 1 | 1 | ol | TRUE
168 | MV_275_0_line_168 |  | 166 | 167 | 0.003841 | 0.445 | 0.132 | 190 | 0 | 0.22 | 1 | 1 | cs | TRUE

## trafo
| name | std_type | hv_bus | lv_bus | sn_mva | vn_hv_kv | vn_lv_kv | vk_percent | vkr_percent | pfe_kw | i0_percent | shift_degree | tap_side | tap_neutral | tap_min | tap_max | tap_step_percent | tap_step_degree | tap_pos | tap_phase_shifter | parallel | df | in_service
0 | MV_275_0_trafo_35 | 25 MVA 110/20 kV | 170 | 63 | 25 | 110 | 20 | 12 | 0.41 | 14 | 0.07 | 150 | hv | 0 | -9 | 9 | 1.5 | 0 | 0 | FALSE | 1 | 1 | TRUE

## bus_geodata
| x | y | coords
0 | 2594618.1422 | 1121667.49
1 | 2594667.9241 | 1121708.0318
2 | 2594107.4526 | 1121298.1673
3 | 2594857.4986 | 1122139.732
4 | 2594844.9692 | 1121723.1836
5 | 2594074.825 | 1121199.6976
6 | 2594869.3611 | 1122150.5048
7 | 2594539.7549 | 1121501.9024
8 | 2594889.6607 | 1121756.706
9 | 2594422.4689 | 1121065.8531
10 | 2594303.695 | 1121036.7065
11 | 2594428.4027 | 1121026.973
12 | 2594541.1548 | 1121506.1365
13 | 2594602.7802 | 1120995.2529
14 | 2594373.1717 | 1120916.8932
15 | 2594989.0828 | 1120418.6896
16 | 2594975.5044 | 1120426.0824
17 | 2594938.2487 | 1120402.7136
18 | 2594927.6483 | 1120385.1504
19 | 2594991.4617 | 1120192.6103
20 | 2594996.4271 | 1120189.5268
21 | 2594975.5345 | 1120260.3902
22 | 2595065.0853 | 1120375.9053
23 | 2595101.9059 | 1120433.4128
24 | 2594982.7025 | 1120271.2005
25 | 2595075.6296 | 1120365.4248
26 | 2595144.8824 | 1120501.1455
27 | 2595119.5908 | 1120381.8522
28 | 2595218.025 | 1120576.0564
29 | 2594941.8888 | 1120246.9565
30 | 2595203.2339 | 1120610.0071
31 | 2594253.5327 | 1120921.7316
32 | 2594226.4839 | 1120908.1955
33 | 2594216.7146 | 1120927.9813
34 | 2594280.4236 | 1120786.6842
35 | 2594211.61 | 1120937.6354
36 | 2594428.9896 | 1121019.4466
37 | 2594362.9209 | 1120909.1212
38 | 2594270.3456 | 1120782.4584
39 | 2594364.2625 | 1120892.1561
40 | 2593978.8206 | 1120978.3964
41 | 2593978.4632 | 1120945.2695
42 | 2594005.6803 | 1121010.8742
43 | 2593979.0129 | 1120916.6104
44 | 2593968.4199 | 1121044.1835
45 | 2593915.9482 | 1120833.9894
46 | 2593956.7909 | 1120919.1467
47 | 2593927.3241 | 1121037.3106
48 | 2593923.1157 | 1121033.491
49 | 2593971.658 | 1121050.6006
50 | 2593922.3206 | 1120834.9167
51 | 2593933.117 | 1120756.4118
52 | 2593944.9009 | 1120723.3948
53 | 2593892.1264 | 1121005.3642
54 | 2594370.7992 | 1120838.457
55 | 2594418.4411 | 1120841.536
56 | 2594421.487 | 1120832.2398
57 | 2594452.2568 | 1120849.2083
58 | 2594482.8757 | 1120854.5479
59 | 2594463.4411 | 1120848.8199
60 | 2594462.8239 | 1120865.3175
61 | 2594462.9687 | 1120815.918
62 | 2594438.9669 | 1120858.3238
63 | 2594297.6566 | 1120722.8254
64 | 2594104.5045 | 1120691.0305
65 | 2594057.1645 | 1120512.0232
66 | 2594063.8976 | 1120681.5661
67 | 2594058.8261 | 1120499.5487
68 | 2594059.1086 | 1120496.6804
69 | 2594054.4594 | 1120436.9558
70 | 2593972.6738 | 1120390.3148
71 | 2594052.2049 | 1120451.0794
72 | 2594106.6718 | 1120299.748
73 | 2593809.7867 | 1120439.6832
74 | 2593974.6537 | 1120418.2265
75 | 2594358.3131 | 1120114.1032
76 | 2594111.1539 | 1120346.7555
77 | 2593786.9152 | 1120455.2145
78 | 2593823.9825 | 1120441.4471
79 | 2594373.7319 | 1120172.0245
80 | 2594378.876 | 1120120.6082
81 | 2593977.0088 | 1120443.4809
82 | 2593770.427 | 1120466.9262
83 | 2593736.5461 | 1120451.4763
84 | 2593798.6788 | 1120484.6167
85 | 2593797.0411 | 1120526.1064
86 | 2594424.1489 | 1120122.7006
87 | 2594002.3537 | 1120585.9808
88 | 2593998.3456 | 1120550.6786
89 | 2593960.1832 | 1120595.0165
90 | 2593979.1183 | 1120470.014
91 | 2593954.2889 | 1120594.1331
92 | 2593945.7125 | 1120717.3688
93 | 2593886.9115 | 1120461.7035
94 | 2593977.661 | 1120451.6846
95 | 2593893.9197 | 1120465.387
96 | 2593874.7472 | 1120494.4989
97 | 2593889.366 | 1120478.1535
98 | 2593813.7512 | 1120580.7814
99 | 2593711.9286 | 1120566.9809
100 | 2593774.0065 | 1120770.7934
101 | 2593726.2387 | 1120553.0257
102 | 2593520.8009 | 1120659.7191
103 | 2593717.8433 | 1120770.8188
104 | 2594980.9497 | 1120058.4423
105 | 2594939.8045 | 1120308.9219
106 | 2594937.3887 | 1120234.7877
107 | 2595007.427 | 1120571.3946
108 | 2594988.9364 | 1120565.7505
109 | 2595068.7004 | 1120568.3298
110 | 2594854.1476 | 1120356.1294
111 | 2595084.0097 | 1120557.6383
112 | 2595078.2275 | 1120580.2866
113 | 2594927.6881 | 1120312.0893
114 | 2594917.8533 | 1120295.056
115 | 2594908.5126 | 1120323.589
116 | 2594948.6131 | 1120325.9339
117 | 2594943.8104 | 1120347.9042
118 | 2594918.1172 | 1120369.3588
119 | 2594898.9926 | 1120178.5484
120 | 2594895.3208 | 1120172.6883
121 | 2594958.9716 | 1120004.4567
122 | 2595023.8349 | 1120037.646
123 | 2594895.2031 | 1119888.0762
124 | 2594934.5454 | 1119884.4297
125 | 2594872.5054 | 1120048.7409
126 | 2594840.2329 | 1120072.6693
127 | 2594864.3973 | 1120066.5677
128 | 2594827.0542 | 1120043.4664
129 | 2594860.1236 | 1119950.3479
130 | 2594850.4277 | 1119935.3085
131 | 2594971.4139 | 1119981.1022
132 | 2595089.4939 | 1120093.0627
133 | 2594887.7391 | 1120162.7503
134 | 2594876.8322 | 1120342.5514
135 | 2593720.8703 | 1120480.0511
136 | 2594838.0555 | 1120293.4237
137 | 2594859.4328 | 1120283.1699
138 | 2594803.978 | 1120203.6755
139 | 2594801.0298 | 1120190.3276
140 | 2594449.5748 | 1120121.4436
141 | 2594451.8518 | 1120122.831
142 | 2594496.0745 | 1120136.061
143 | 2594524.8187 | 1120143.2292
144 | 2594529.3847 | 1120142.2023
145 | 2594526.4128 | 1120174.3833
146 | 2594531.0397 | 1120138.1766
147 | 2594572.5169 | 1120142.8188
148 | 2594624.0752 | 1120137.1694
149 | 2594554.505 | 1120115.9136
150 | 2594784.3181 | 1119956.4709
151 | 2594784.5156 | 1119990.0773
152 | 2594826.6809 | 1120031.094
153 | 2594840.7724 | 1119911.59
154 | 2594993.9251 | 1119965.9306
155 | 2594797.2354 | 1120165.1186
156 | 2594610.9146 | 1120110.7909
157 | 2594823.751 | 1120156.69
158 | 2594600.7584 | 1120090.4342
159 | 2594592.275 | 1120076.235
160 | 2594571.3757 | 1120042.6522
161 | 2594863.4072 | 1120144.0843
162 | 2595001.5718 | 1120022.3266
163 | 2595054.1391 | 1119985.6345
164 | 2595069.5382 | 1119995.7267
165 | 2595073.1762 | 1120000.9707
166 | 2595115.1502 | 1120074.6277
167 | 2595112.0276 | 1120076.8758
168 | 2595002.8382 | 1119959.9202
169 | 2594885.69 | 1120139.1739
170 | 2594297.6566 | 1120722.8254

## line_std_types
| c_nf_per_km | r_ohm_per_km | x_ohm_per_km | max_i_ka | type | q_mm2 | alpha | voltage_rating
NAYY 4x50 SE | 210 | 0.642 | 0.083 | 0.142 | cs | 50 | 0.00403 | LV
NAYY 4x120 SE | 264 | 0.225 | 0.08 | 0.242 | cs | 120 | 0.00403 | LV
NAYY 4x150 SE | 261 | 0.208 | 0.08 | 0.27 | cs | 150 | 0.00403 | LV
NA2XS2Y 1x95 RM/25 12/20 kV | 216 | 0.313 | 0.132 | 0.252 | cs | 95 | 0.00403 | MV
NA2XS2Y 1x185 RM/25 12/20 kV | 273 | 0.161 | 0.117 | 0.362 | cs | 185 | 0.00403 | MV
NA2XS2Y 1x240 RM/25 12/20 kV | 304 | 0.122 | 0.112 | 0.421 | cs | 240 | 0.00403 | MV
NA2XS2Y 1x95 RM/25 6/10 kV | 315 | 0.313 | 0.123 | 0.249 | cs | 95 | 0.00403 | MV
NA2XS2Y 1x185 RM/25 6/10 kV | 406 | 0.161 | 0.11 | 0.358 | cs | 185 | 0.00403 | MV
NA2XS2Y 1x240 RM/25 6/10 kV | 456 | 0.122 | 0.105 | 0.416 | cs | 240 | 0.00403 | MV
NA2XS2Y 1x150 RM/25 12/20 kV | 250 | 0.206 | 0.116 | 0.319 | cs | 150 | 0.00403 | MV
NA2XS2Y 1x120 RM/25 12/20 kV | 230 | 0.253 | 0.119 | 0.283 | cs | 120 | 0.00403 | MV
NA2XS2Y 1x70 RM/25 12/20 kV | 190 | 0.443 | 0.132 | 0.22 | cs | 70 | 0.00403 | MV
NA2XS2Y 1x150 RM/25 6/10 kV | 360 | 0.206 | 0.11 | 0.315 | cs | 150 | 0.00403 | MV
NA2XS2Y 1x120 RM/25 6/10 kV | 340 | 0.253 | 0.113 | 0.28 | cs | 120 | 0.00403 | MV
NA2XS2Y 1x70 RM/25 6/10 kV | 280 | 0.443 | 0.123 | 0.217 | cs | 70 | 0.00403 | MV
N2XS(FL)2Y 1x120 RM/35 64/110 kV | 112 | 0.153 | 0.166 | 0.366 | cs | 120 | 0.00393 | HV
N2XS(FL)2Y 1x185 RM/35 64/110 kV | 125 | 0.099 | 0.156 | 0.457 | cs | 185 | 0.00393 | HV
N2XS(FL)2Y 1x240 RM/35 64/110 kV | 135 | 0.075 | 0.149 | 0.526 | cs | 240 | 0.00393 | HV
N2XS(FL)2Y 1x300 RM/35 64/110 kV | 144 | 0.06 | 0.144 | 0.588 | cs | 300 | 0.00393 | HV
15-AL1/3-ST1A 0.4 | 11 | 1.8769 | 0.35 | 0.105 | ol | 16 | 0.00403 | LV
24-AL1/4-ST1A 0.4 | 11.25 | 1.2012 | 0.335 | 0.14 | ol | 24 | 0.00403 | LV
48-AL1/8-ST1A 0.4 | 12.2 | 0.5939 | 0.3 | 0.21 | ol | 48 | 0.00403 | LV
94-AL1/15-ST1A 0.4 | 13.2 | 0.306 | 0.29 | 0.35 | ol | 94 | 0.00403 | LV
34-AL1/6-ST1A 10.0 | 9.7 | 0.8342 | 0.36 | 0.17 | ol | 34 | 0.00403 | MV
48-AL1/8-ST1A 10.0 | 10.1 | 0.5939 | 0.35 | 0.21 | ol | 48 | 0.00403 | MV
70-AL1/11-ST1A 10.0 | 10.4 | 0.4132 | 0.339 | 0.29 | ol | 70 | 0.00403 | MV
94-AL1/15-ST1A 10.0 | 10.75 | 0.306 | 0.33 | 0.35 | ol | 94 | 0.00403 | MV
122-AL1/20-ST1A 10.0 | 11.1 | 0.2376 | 0.323 | 0.41 | ol | 122 | 0.00403 | MV
149-AL1/24-ST1A 10.0 | 11.25 | 0.194 | 0.315 | 0.47 | ol | 149 | 0.00403 | MV
34-AL1/6-ST1A 20.0 | 9.15 | 0.8342 | 0.382 | 0.17 | ol | 34 | 0.00403 | MV
48-AL1/8-ST1A 20.0 | 9.5 | 0.5939 | 0.372 | 0.21 | ol | 48 | 0.00403 | MV
70-AL1/11-ST1A 20.0 | 9.7 | 0.4132 | 0.36 | 0.29 | ol | 70 | 0.00403 | MV
94-AL1/15-ST1A 20.0 | 10 | 0.306 | 0.35 | 0.35 | ol | 94 | 0.00403 | MV
122-AL1/20-ST1A 20.0 | 10.3 | 0.2376 | 0.344 | 0.41 | ol | 122 | 0.00403 | MV
149-AL1/24-ST1A 20.0 | 10.5 | 0.194 | 0.337 | 0.47 | ol | 149 | 0.00403 | MV
184-AL1/30-ST1A 20.0 | 10.75 | 0.1571 | 0.33 | 0.535 | ol | 184 | 0.00403 | MV
243-AL1/39-ST1A 20.0 | 11 | 0.1188 | 0.32 | 0.645 | ol | 243 | 0.00403 | MV
48-AL1/8-ST1A 110.0 | 8 | 0.5939 | 0.46 | 0.21 | ol | 48 | 0.00403 | HV
70-AL1/11-ST1A 110.0 | 8.4 | 0.4132 | 0.45 | 0.29 | ol | 70 | 0.00403 | HV
94-AL1/15-ST1A 110.0 | 8.65 | 0.306 | 0.44 | 0.35 | ol | 94 | 0.00403 | HV
122-AL1/20-ST1A 110.0 | 8.5 | 0.2376 | 0.43 | 0.41 | ol | 122 | 0.00403 | HV
149-AL1/24-ST1A 110.0 | 8.75 | 0.194 | 0.41 | 0.47 | ol | 149 | 0.00403 | HV
184-AL1/30-ST1A 110.0 | 8.8 | 0.1571 | 0.4 | 0.535 | ol | 184 | 0.00403 | HV
243-AL1/39-ST1A 110.0 | 9 | 0.1188 | 0.39 | 0.645 | ol | 243 | 0.00403 | HV
305-AL1/39-ST1A 110.0 | 9.2 | 0.0949 | 0.38 | 0.74 | ol | 305 | 0.00403 | HV
490-AL1/64-ST1A 110.0 | 9.75 | 0.059 | 0.37 | 0.96 | ol | 490 | 0.00403 | HV
679-AL1/86-ST1A 110.0 | 9.95 | 0.042 | 0.36 | 1.15 | ol | 679 | 0.00403 | HV
490-AL1/64-ST1A 220.0 | 10 | 0.059 | 0.285 | 0.96 | ol | 490 | 0.00403 | HV
679-AL1/86-ST1A 220.0 | 11.7 | 0.042 | 0.275 | 1.15 | ol | 679 | 0.00403 | HV
490-AL1/64-ST1A 380.0 | 11 | 0.059 | 0.253 | 0.96 | ol | 490 | 0.00403 | HV
679-AL1/86-ST1A 380.0 | 14.6 | 0.042 | 0.25 | 1.15 | ol | 679 | 0.00403 | HV

## trafo_std_types
| i0_percent | pfe_kw | vkr_percent | sn_mva | vn_lv_kv | vn_hv_kv | vk_percent | shift_degree | vector_group | tap_side | tap_neutral | tap_min | tap_max | tap_step_degree | tap_step_percent | tap_phase_shifter
160 MVA 380/110 kV | 0.06 | 60 | 0.25 | 160 | 110 | 380 | 12.2 | 0 | Yy0 | hv | 0 | -9 | 9 | 0 | 1.5 | FALSE
100 MVA 220/110 kV | 0.06 | 55 | 0.26 | 100 | 110 | 220 | 12 | 0 | Yy0 | hv | 0 | -9 | 9 | 0 | 1.5 | FALSE
63 MVA 110/20 kV | 0.04 | 22 | 0.32 | 63 | 20 | 110 | 18 | 150 | YNd5 | hv | 0 | -9 | 9 | 0 | 1.5 | FALSE
40 MVA 110/20 kV | 0.05 | 18 | 0.34 | 40 | 20 | 110 | 16.2 | 150 | YNd5 | hv | 0 | -9 | 9 | 0 | 1.5 | FALSE
25 MVA 110/20 kV | 0.07 | 14 | 0.41 | 25 | 20 | 110 | 12 | 150 | YNd5 | hv | 0 | -9 | 9 | 0 | 1.5 | FALSE
63 MVA 110/10 kV | 0.04 | 22 | 0.32 | 63 | 10 | 110 | 18 | 150 | YNd5 | hv | 0 | -9 | 9 | 0 | 1.5 | FALSE
40 MVA 110/10 kV | 0.05 | 18 | 0.34 | 40 | 10 | 110 | 16.2 | 150 | YNd5 | hv | 0 | -9 | 9 | 0 | 1.5 | FALSE
25 MVA 110/10 kV | 0.07 | 14 | 0.41 | 25 | 10 | 110 | 12 | 150 | YNd5 | hv | 0 | -9 | 9 | 0 | 1.5 | FALSE
0.25 MVA 20/0.4 kV | 0.32 | 0.8 | 1.44 | 0.25 | 0.4 | 20 | 6 | 150 | Yzn5 | hv | 0 | -2 | 2 | 0 | 2.5 | FALSE
0.4 MVA 20/0.4 kV | 0.3375 | 1.35 | 1.425 | 0.4 | 0.4 | 20 | 6 | 150 | Dyn5 | hv | 0 | -2 | 2 | 0 | 2.5 | FALSE
0.63 MVA 20/0.4 kV | 0.2619 | 1.65 | 1.206 | 0.63 | 0.4 | 20 | 6 | 150 | Dyn5 | hv | 0 | -2 | 2 | 0 | 2.5 | FALSE
0.25 MVA 10/0.4 kV | 0.24 | 0.6 | 1.2 | 0.25 | 0.4 | 10 | 4 | 150 | Dyn5 | hv | 0 | -2 | 2 | 0 | 2.5 | FALSE
0.4 MVA 10/0.4 kV | 0.2375 | 0.95 | 1.325 | 0.4 | 0.4 | 10 | 4 | 150 | Dyn5 | hv | 0 | -2 | 2 | 0 | 2.5 | FALSE
0.63 MVA 10/0.4 kV | 0.1873 | 1.18 | 1.0794 | 0.63 | 0.4 | 10 | 4 | 150 | Dyn5 | hv | 0 | -2 | 2 | 0 | 2.5 | FALSE

## trafo3w_std_types
| sn_hv_mva | sn_mv_mva | sn_lv_mva | vn_hv_kv | vn_mv_kv | vn_lv_kv | vk_hv_percent | vk_mv_percent | vk_lv_percent | vkr_hv_percent | vkr_mv_percent | vkr_lv_percent | pfe_kw | i0_percent | shift_mv_degree | shift_lv_degree | vector_group | tap_side | tap_neutral | tap_min | tap_max | tap_step_percent
63/25/38 MVA 110/20/10 kV | 63 | 25 | 38 | 110 | 20 | 10 | 10.4 | 10.4 | 10.4 | 0.28 | 0.32 | 0.35 | 35 | 0.89 | 0 | 0 | YN0yn0yn0 | hv | 0 | -10 | 10 | 1.2
63/25/38 MVA 110/10/10 kV | 63 | 25 | 38 | 110 | 10 | 10 | 10.4 | 10.4 | 10.4 | 0.28 | 0.32 | 0.35 | 35 | 0.89 | 0 | 0 | YN0yn0yn0 | hv | 0 | -10 | 10 | 1.2

## fuse_std_types
| fuse_type | i_rated_a | t_avg | t_min | t_total | x_avg | x_min | x_total
HV 100A | HV 100A | 100 | 0 | [10.0, 3.64, 0.854, 0.281, 0.1, 0.0531, 0.022, 0.01] | [10.0, 4.267, 1.21, 0.403, 0.1, 0.058, 0.022, 0.01] | 0 | [300.0, 350.0, 450.0, 550.0, 700.0, 850.0, 1200.0, 1752.0] | [600.0, 700.0, 900.0, 1150.0, 1665.0, 2000.0, 3000.0, 4313.0]
HV 10A | HV 10A | 10 | 0 | [10.0, 1675.0, 0.344, 0.156, 0.1, 0.0417, 0.0171, 0.01] | [10.0, 1.3, 0.3, 0.155, 0.1, 0.0555, 0.023, 0.01] | 0 | [30.0, 32.0, 35.0, 37.0, 39.0, 50.0, 70.0, 88.0] | [60.0, 70.0, 80.0, 87.0, 94.0, 110.0, 150.0, 216.0]
HV 125A | HV 125A | 125 | 0 | [10.0, 1.82, 0.344, 0.1, 0.0467, 0.0269, 0.01] | [10.0, 2.478, 0.426, 0.1, 0.0427, 0.0211, 0.01] | 0 | [375.0, 500.0, 700.0, 925.0, 1200.0, 1500.0, 2341.0] | [750.0, 1000.0, 1500.0, 2200.0, 3000.0, 4000.0, 5765.0]
HV 160A | HV 160A | 160 | 0 | [10.0, 4.15, 1.03, 0.198, 0.1, 0.051, 0.0172, 0.01] | [10.0, 2.3, 0.734, 0.274, 0.1, 0.046, 0.0177, 0.01] | 0 | [480.0, 550.0, 700.0, 1000.0, 1260.0, 1600.0, 2500.0, 3227.0] | [960.0, 1300.0, 1700.0, 2200.0, 2996.0, 4000.0, 6000.0, 7946.0]
HV 16A | HV 16A | 16 | 0 | [10.0, 0.352, 0.164, 0.1, 0.0649, 0.0342, 0.01] | [10.0, 2.34, 0.722, 0.181, 0.1, 0.055, 0.0296, 0.01] | 0 | [48.0, 60.0, 65.0, 71.0, 80.0, 100.0, 162.0] | [96.0, 110.0, 125.0, 150.0, 168.0, 200.0, 250.0, 398.0]
HV 200A | HV 200A | 200 | 0 | [10.0, 4.267, 1.21, 0.403, 0.1, 0.058, 0.022, 0.01] | [10.0, 3.73, 1.654, 0.328, 0.1, 0.0531, 0.019, 0.01] | 0 | [600.0, 700.0, 900.0, 1150.0, 1665.0, 2000.0, 3000.0, 4313.0] | [1200.0, 1500.0, 1800.0, 2700.0, 3960.0, 5000.0, 7500.0, 10620.0]
HV 20A | HV 20A | 20 | 0 | [10.0, 1.3, 0.3, 0.155, 0.1, 0.0555, 0.023, 0.01] | [10.0, 1.3, 0.161, 0.1, 0.0611, 0.0399, 0.0141, 0.01] | 0 | [60.0, 70.0, 80.0, 87.0, 94.0, 110.0, 150.0, 216.0] | [120.0, 150.0, 200.0, 223.0, 260.0, 300.0, 450.0, 532.0]
HV 25A | HV 25A | 25 | 0 | [10.0, 2.512, 0.833, 0.299, 0.1, 0.0372, 0.0223, 0.01] | [10.0, 3.125, 0.597, 0.198, 0.1, 0.0378, 0.022, 0.01] | 0 | [75.0, 82.0, 90.0, 100.0, 124.0, 170.0, 200.0, 289.0] | [150.0, 170.0, 210.0, 250.0, 294.0, 400.0, 500.0, 711.0]
HV 31.5A | HV 31.5A | 31.5 | 0 | [10.0, 2.34, 0.722, 0.181, 0.1, 0.055, 0.0296, 0.01] | [10.0, 2.84, 0.368, 0.164, 0.1, 0.0621, 0.0378, 0.0195, 0.01] | 0 | [95.0, 110.0, 125.0, 150.0, 165.0, 200.0, 250.0, 390.0] | [189.0, 220.0, 300.0, 350.0, 393.0, 450.0, 530.0, 700.0, 960.0]
HV 40A | HV 40A | 40 | 0 | [10.0, 1.3, 0.161, 0.1, 0.0611, 0.0399, 0.0141, 0.01] | [10.0, 2.05, 0.369, 0.198, 0.1, 0.051, 0.0298, 0.01] | 0 | [120.0, 150.0, 200.0, 223.0, 260.0, 300.0, 450.0, 532.0] | [240.0, 300.0, 400.0, 450.0, 530.0, 650.0, 800.0, 1311.0]
HV 50A | HV 50A | 50 | 0 | [10.0, 3.215, 0.597, 0.198, 0.1, 0.0378, 0.022, 0.01] | [10.0, 3.64, 0.854, 0.281, 0.1, 0.0531, 0.022, 0.01] | 0 | [150.0, 170.0, 210.0, 250.0, 294.0, 400.0, 500.0, 711.0] | [300.0, 350.0, 450.0, 550.0, 700.0, 850.0, 1200.0, 1752.0]
HV 6.3A | HV 6.3A | 6.3 | 0 | [10.0, 1.39, 0.344, 0.168, 0.1, 0.056, 0.0263, 0.01] | [10.0, 1.711, 0.516, 0.198, 0.1, 0.0634, 0.0303, 0.01] | 0 | [19.0, 19.5, 20.4, 20.8, 22.0, 25.0, 32.0, 48.0] | [38.0, 40.0, 43.0, 48.0, 53.0, 60.0, 75.0, 118.0]
HV 63A | HV 63A | 63 | 0 | [10.0, 2.84, 0.368, 0.164, 0.1, 0.0621, 0.0378, 0.0195, 0.01] | [10.0, 1.82, 0.344, 0.1, 0.0467, 0.0269, 0.01] | 0 | [189.0, 220.0, 300.0, 350.0, 393.0, 450.0, 530.0, 700.0, 961.0] | [378.0, 500.0, 700.0, 934.0, 1200.0, 1500.0, 2366.0]
HV 80A | HV 80A | 80 | 0 | [10.0, 2.05, 0.369, 0.198, 0.1, 0.051, 0.0298, 0.01] | [10.0, 4.15, 1.03, 0.198, 0.1, 0.051, 0.0172, 0.01] | 0 | [240.0, 300.0, 400.0, 450.0, 530.0, 650.0, 800.0, 1311.0] | [480.0, 550.0, 700.0, 1000.0, 1260.0, 1600.0, 2500.0, 3227.0]
Siemens NH-1-100 | Siemens NH-1-100 | 100 | [5400.0, 2000.0, 400.0, 20.0, 1.0, 0.2, 0.012, 0.004] | 0 | 0 | [150.0, 190.0, 250.0, 430.0, 900.0, 1250.0, 2700.0, 3600.0] | 0 | 0
Siemens NH-1-125 | Siemens NH-1-125 | 125 | [4800.0, 120.0, 7.0, 0.1, 0.004] | 0 | 0 | [180.0, 400.0, 740.0, 2000.0, 4250.0] | 0 | 0
Siemens NH-1-16 | Siemens NH-1-16 | 16 | [4000.0, 400.0, 2.0, 0.1, 0.04, 0.01] | 0 | 0 | [26.0, 35.0, 75.0, 150.0, 200.0, 300.0] | 0 | 0
Siemens NH-1-160 | Siemens NH-1-160 | 160 | [4800.0, 120.0, 7.0, 0.1, 0.004] | 0 | 0 | [210.0, 500.0, 900.0, 2300.0, 5000.0] | 0 | 0
Siemens NH-1-25 | Siemens NH-1-25 | 25 | [4000.0, 1000.0, 10.0, 0.2, 0.02, 0.01] | 0 | 0 | [40.0, 50.0, 100.0, 210.0, 400.0, 500.0] | 0 | 0
Siemens NH-1-50 | Siemens NH-1-50 | 50 | [4000.0, 40.0, 4.0, 1.0, 0.02, 0.01] | 0 | 0 | [86.0, 200.0, 300.0, 400.0, 1000.0, 1280.0] | 0 | 0
Siemens NH-1-63 | Siemens NH-1-63 | 63 | [4000.0, 100.0, 10.0, 2.0, 0.04, 0.01] | 0 | 0 | [100.0, 200.0, 300.0, 400.0, 1000.0, 1500.0] | 0 | 0
Siemens NH-1-80 | Siemens NH-1-80 | 80 | [4800.0, 120.0, 7.0, 0.1, 0.01] | 0 | 0 | [150.58, 250.0, 450.0, 1150.0, 2470.0] | 0 | 0
Siemens NH-2-1000 | Siemens NH-2-1000 | 1000 | [4800.0, 120.0, 7.0, 0.1, 0.004] | 0 | 0 | [1900.0, 3500.0, 8400.0, 24000.0, 52000.0] | 0 | 0
Siemens NH-2-200 | Siemens NH-2-200 | 200 | [4800.0, 120.0, 7.0, 0.1, 0.004] | 0 | 0 | [280.0, 650.0, 1200.0, 3000.0, 7000.0] | 0 | 0
Siemens NH-2-224 | Siemens NH-2-224 | 224 | [4800.0, 120.0, 7.0, 0.2, 0.04, 0.004] | 0 | 0 | [400.0, 750.0, 1453.0, 3025.0, 4315.0, 7600.0] | 0 | 0
Siemens NH-2-250 | Siemens NH-2-250 | 250 | [4800.0, 120.0, 7.0, 0.1, 0.004] | 0 | 0 | [450.0, 800.0, 1650.0, 4000.0, 8500.0] | 0 | 0
Siemens NH-2-315 | Siemens NH-2-315 | 315 | [4800.0, 120.0, 7.0, 0.1, 0.004] | 0 | 0 | [550.0, 920.0, 1900.0, 5000.0, 11000.0] | 0 | 0
Siemens NH-2-355 | Siemens NH-2-355 | 355 | [4800.0, 120.0, 6.0, 0.1, 0.004] | 0 | 0 | [650.0, 1116.27, 2350.0, 5840.0, 12790.0] | 0 | 0
Siemens NH-2-400 | Siemens NH-2-400 | 400 | [4800.0, 120.0, 7.0, 0.1, 0.004] | 0 | 0 | [720.0, 1350.0, 2800.0, 6500.0, 15000.0] | 0 | 0
Siemens NH-2-425 | Siemens NH-2-425 | 425 | [4800.0, 120.0, 7.0, 0.1, 0.004] | 0 | 0 | [850.0, 1500.0, 3050.0, 7500.0, 16500.0] | 0 | 0
Siemens NH-2-630 | Siemens NH-2-630 | 630 | [4800.0, 120.0, 7.0, 0.1, 0.004] | 0 | 0 | [1200.0, 2000.0, 4800.0, 12000.0, 26000.0] | 0 | 0

## res_bus
| vm_pu | va_degree | p_mw | q_mvar
0 | 0.99344 | -0.10902 | 0.38626 | 0.18707
1 | 0.99299 | -0.11221 | 0 | 0
2 | 0.99644 | -0.033333 | 0.090201 | 0.043686
3 | 0.99282 | -0.11087 | 0 | 0
4 | 0.99213 | -0.10459 | 0 | 0
5 | 0.99668 | -0.030752 | 0 | 0
6 | 0.99282 | -0.11083 | 0.22611 | 0.10951
7 | 0.99028 | -0.088005 | 0 | 0
8 | 0.9921 | -0.10478 | 0.26762 | 0.12961
9 | 0.98777 | -0.10502 | 0 | 0
10 | 0.98771 | -0.1045 | 0.35904 | 0.17389
11 | 0.98758 | -0.10632 | 0.32757 | 0.15865
12 | 0.99028 | -0.08799 | 0.27352 | 0.13247
13 | 0.98695 | -0.10062 | 0.23676 | 0.11467
14 | 0.98702 | -0.10129 | 0 | 0
15 | 0.99584 | -0.024965 | 0.36575 | 0.17714
16 | 0.99585 | -0.025033 | 0 | 0
17 | 0.99588 | -0.024835 | 0.15881 | 0.076915
18 | 0.99589 | -0.024964 | 0.068268 | 0.033064
19 | 0.99567 | -0.027745 | 0.36366 | 0.17613
20 | 0.99565 | -0.027626 | 0 | 0
21 | 0.99597 | -0.025663 | 0.07663 | 0.037113
22 | 0.99585 | -0.024744 | 0 | 0
23 | 0.99582 | -0.024445 | 0.28361 | 0.13736
24 | 0.99596 | -0.025598 | 0 | 0
25 | 0.99583 | -0.024629 | 0 | 0
26 | 0.9958 | -0.02436 | 0 | 0
27 | 0.99583 | -0.024573 | 0.079053 | 0.038287
28 | 0.99579 | -0.024213 | 0 | 0
29 | 0.99611 | -0.026935 | 0 | 0
30 | 0.99578 | -0.024159 | 0.11368 | 0.055056
31 | 0.98678 | -0.09934 | 0.27413 | 0.13277
32 | 0.9868 | -0.099237 | 0 | 0
33 | 0.98679 | -0.09915 | 0 | 0
34 | 0.98673 | -0.098587 | 0 | 0
35 | 0.98678 | -0.099106 | 0.32564 | 0.15772
36 | 0.98756 | -0.10613 | 0 | 0
37 | 0.987 | -0.1011 | 0 | 0
38 | 0.98672 | -0.098539 | 0.35916 | 0.17395
39 | 0.98698 | -0.10091 | 0.34606 | 0.1676
40 | 0.99703 | -0.029224 | 0.40494 | 0.19612
41 | 0.99706 | -0.029073 | 0 | 0
42 | 0.99697 | -0.029474 | 0 | 0
43 | 0.99709 | -0.028943 | 0 | 0
44 | 0.99683 | -0.03008 | 0 | 0
45 | 0.99725 | -0.02824 | 0 | 0
46 | 0.99709 | -0.028918 | 0.095693 | 0.046346
47 | 0.99674 | -0.029227 | 0 | 0
48 | 0.99673 | -0.029158 | 0.74925 | 0.36288
49 | 0.99683 | -0.030019 | 0.70774 | 0.34277
50 | 0.99724 | -0.028217 | 0.28984 | 0.14038
51 | 0.99735 | -0.027784 | 0 | 0
52 | 0.99742 | -0.023343 | 0.27262 | 0.13203
53 | 0.99671 | -0.029292 | 0.26362 | 0.12768
54 | 0.98691 | -0.10135 | 0 | 0
55 | 0.98687 | -0.10093 | 0 | 0
56 | 0.98687 | -0.10092 | 0.068267 | 0.033063
57 | 0.98684 | -0.10069 | 0 | 0
58 | 0.98684 | -0.10062 | 0.12176 | 0.058973
59 | 0.98684 | -0.10065 | 0 | 0
60 | 0.98684 | -0.10062 | 0 | 0
61 | 0.98683 | -0.10057 | 0.29647 | 0.14359
62 | 0.98683 | -0.10058 | 0.13418 | 0.064985
63 | 1 | 0 | -16.6582 | -7.4562
64 | 0.99937 | -0.0033184 | 0 | 0
65 | 0.9988 | -0.0062962 | 0 | 0
66 | 0.99936 | -0.0032433 | 0.13001 | 0.062965
67 | 0.99876 | -0.0064692 | 0.39859 | 0.19305
68 | 0.99875 | -0.0065081 | 0 | 0
69 | 0.99858 | -0.0074198 | 0 | 0
70 | 0.99802 | -0.010313 | 0 | 0
71 | 0.99858 | -0.0073956 | 0.14204 | 0.068793
72 | 0.9977 | -0.012102 | 0 | 0
73 | 0.99722 | -0.0036513 | 0 | 0
74 | 0.99798 | -0.010488 | 0.38461 | 0.18627
75 | 0.99701 | -0.015677 | 0 | 0
76 | 0.99767 | -0.012287 | 0.32156 | 0.15574
77 | 0.99717 | -0.0032332 | 0 | 0
78 | 0.99721 | -0.0037159 | 0.37156 | 0.17996
79 | 0.99701 | -0.015601 | 0.080091 | 0.03879
80 | 0.99699 | -0.015786 | 0.096756 | 0.046861
81 | 0.99795 | -0.010641 | 0 | 0
82 | 0.99717 | -0.003213 | 0.084632 | 0.040989
83 | 0.99717 | -0.0031776 | 0 | 0
84 | 0.99712 | -0.0028144 | 0 | 0
85 | 0.99708 | -0.0024269 | 0.077082 | 0.037332
86 | 0.99695 | -0.015989 | 0.068423 | 0.033139
87 | 0.99769 | -0.016606 | 0.35645 | 0.17264
88 | 0.99778 | -0.011422 | 0 | 0
89 | 0.99758 | -0.02261 | 0 | 0
90 | 0.99791 | -0.0108 | 0 | 0
91 | 0.99758 | -0.022583 | 0.38463 | 0.18629
92 | 0.99743 | -0.023311 | 0 | 0
93 | 0.99788 | -0.010552 | 0 | 0
94 | 0.99794 | -0.010691 | 0.07761 | 0.037588
95 | 0.99788 | -0.010542 | 0 | 0
96 | 0.99788 | -0.010521 | 0.075891 | 0.036756
97 | 0.99788 | -0.010526 | 0.10442 | 0.050573
98 | 0.99702 | -0.001942 | 0 | 0
99 | 0.99673 | 0.00064388 | 0 | 0
100 | 0.99695 | -0.0013707 | 0 | 0
101 | 0.99672 | 0.0007346 | 0.37851 | 0.18332
102 | 0.99664 | 6.0415e-05 | 0.2249 | 0.10892
103 | 0.99693 | -0.0012345 | 0.19551 | 0.094691
104 | 0.99524 | -0.024058 | 0 | 0
105 | 0.99597 | -0.025662 | 0 | 0
106 | 0.99614 | -0.026599 | 0 | 0
107 | 0.99574 | -0.023749 | 0.085785 | 0.041548
108 | 0.99575 | -0.023776 | 0 | 0
109 | 0.9957 | -0.023363 | 0 | 0
110 | 0.99589 | -0.024986 | 0 | 0
111 | 0.9957 | -0.023333 | 0.13521 | 0.065485
112 | 0.9957 | -0.023329 | 0.18609 | 0.090128
113 | 0.99595 | -0.02551 | 0 | 0
114 | 0.99595 | -0.025493 | 0.07079 | 0.034285
115 | 0.99593 | -0.025367 | 0 | 0
116 | 0.99595 | -0.025512 | 0.072219 | 0.034977
117 | 0.99593 | -0.025355 | 0 | 0
118 | 0.99591 | -0.025095 | 0 | 0
119 | 0.99647 | -0.018198 | 0 | 0
120 | 0.99648 | -0.018178 | 0.070842 | 0.03431
121 | 0.99514 | -0.023198 | 0 | 0
122 | 0.9952 | -0.023678 | 0.18421 | 0.089219
123 | 0.99513 | -0.023107 | 0 | 0
124 | 0.99513 | -0.023074 | 0.068499 | 0.033176
125 | 0.99505 | -0.022389 | 0 | 0
126 | 0.99503 | -0.022265 | 0.25778 | 0.12485
127 | 0.99504 | -0.02241 | 0.086249 | 0.041772
128 | 0.99503 | -0.022222 | 0 | 0
129 | 0.99507 | -0.022538 | 0 | 0
130 | 0.99506 | -0.022448 | 0.070405 | 0.034099
131 | 0.99513 | -0.023126 | 0.096011 | 0.0465
132 | 0.99513 | -0.024164 | 0.074144 | 0.035909
133 | 0.99649 | -0.01814 | 0 | 0
134 | 0.9959 | -0.025129 | 0.089103 | 0.043154
135 | 0.99716 | -0.0031474 | 0.079129 | 0.038324
136 | 0.99588 | -0.024897 | 0 | 0
137 | 0.99587 | -0.024865 | 0.11129 | 0.053899
138 | 0.99656 | -0.017753 | 0.079212 | 0.038364
139 | 0.99656 | -0.017766 | 0 | 0
140 | 0.99693 | -0.016104 | 0 | 0
141 | 0.99692 | -0.016116 | 0 | 0
142 | 0.99688 | -0.016319 | 0.13827 | 0.066965
143 | 0.99685 | -0.016446 | 0 | 0
144 | 0.99685 | -0.016466 | 0.2338 | 0.11323
145 | 0.99685 | -0.016487 | 0.10881 | 0.052699
146 | 0.99685 | -0.016483 | 0 | 0
147 | 0.9968 | -0.016697 | 0 | 0
148 | 0.99673 | -0.017023 | 0 | 0
149 | 0.99679 | -0.016635 | 0.10599 | 0.051335
150 | 0.995 | -0.022045 | 0.084885 | 0.041112
151 | 0.99501 | -0.022078 | 0 | 0
152 | 0.99502 | -0.022206 | 0.10737 | 0.052001
153 | 0.99505 | -0.02234 | 0.35 | 0.16951
154 | 0.99513 | -0.023088 | 0 | 0
155 | 0.99656 | -0.017808 | 0 | 0
156 | 0.99671 | -0.016828 | 0.43588 | 0.2111
157 | 0.99654 | -0.017897 | 0.13601 | 0.065875
158 | 0.99671 | -0.016797 | 0 | 0
159 | 0.9967 | -0.01676 | 0 | 0
160 | 0.9967 | -0.016702 | 0.12506 | 0.060568
161 | 0.99651 | -0.018027 | 0 | 0
162 | 0.99504 | -0.024338 | 0.083529 | 0.040455
163 | 0.99505 | -0.024399 | 0 | 0
164 | 0.99505 | -0.024421 | 0 | 0
165 | 0.99505 | -0.024426 | 0.28385 | 0.13747
166 | 0.99511 | -0.02403 | 0 | 0
167 | 0.99511 | -0.024046 | 0 | 0
168 | 0.99513 | -0.023073 | 0.11845 | 0.057369
169 | 0.99649 | -0.018113 | 0.09263 | 0.044863
170 | 0.99997 | 149.9981 | 0 | 0

## res_line
| p_from_mw | q_from_mvar | p_to_mw | q_to_mvar | pl_mw | ql_mvar | i_from_ka | i_to_ka | i_ka | vm_from_pu | va_from_degree | vm_to_pu | va_to_degree | loading_percent
0 | 3.6364 | 1.702 | -3.6348 | -1.7011 | 0.001557 | 0.00089964 | 0.11667 | 0.11667 | 0.11667 | 0.99344 | -0.10902 | 0.99299 | -0.11221 | 55.5564
1 | -4.0226 | -1.889 | 4.0323 | 1.8993 | 0.0096476 | 0.010251 | 0.12914 | 0.12913 | 0.12914 | 0.99344 | -0.10902 | 0.99644 | -0.033333 | 36.8964
2 | 0.22615 | 0.095231 | -0.22611 | -0.10913 | 4.1076e-05 | -0.013902 | 0.0071336 | 0.0073001 | 0.0073001 | 0.99299 | -0.11221 | 0.99282 | -0.11087 | 3.3182
3 | 3.4087 | 1.6058 | -3.4055 | -1.6095 | 0.0031614 | -0.003702 | 0.10954 | 0.1096 | 0.1096 | 0.99299 | -0.11221 | 0.99213 | -0.10459 | 49.8174
4 | -4.1225 | -1.943 | 4.1234 | 1.94 | 0.00088704 | -0.002946 | 0.13203 | 0.13199 | 0.13203 | 0.99644 | -0.033333 | 0.99668 | -0.030752 | 36.4727
5 | 0.22611 | 0.10913 | -0.22611 | -0.10951 | 1.1391e-06 | -0.00037621 | 0.0073001 | 0.0073049 | 0.0073049 | 0.99282 | -0.11087 | 0.99282 | -0.11083 | 3.3204
6 | 3.1379 | 1.48 | -3.1316 | -1.4889 | 0.0062799 | -0.0089514 | 0.10095 | 0.10108 | 0.10108 | 0.99213 | -0.10459 | 0.99028 | -0.088005 | 45.9464
7 | 0.26762 | 0.12955 | -0.26762 | -0.12961 | 7.4505e-06 | -6.098e-05 | 0.0086513 | 0.0086521 | 0.0086521 | 0.99213 | -0.10459 | 0.9921 | -0.10478 | 4.12
8 | -4.1234 | -1.94 | 4.124 | 1.9119 | 0.00061286 | -0.028159 | 0.13199 | 0.13164 | 0.13199 | 0.99668 | -0.030752 | 0.99683 | -0.03008 | 10.3438
9 | 0.27352 | 0.13237 | -0.27352 | -0.13247 | 4.6715e-07 | -0.00010427 | 0.0088579 | 0.0088592 | 0.0088592 | 0.99028 | -0.088005 | 0.99028 | -0.08799 | 4.0269
10 | 2.8581 | 1.3566 | -2.8513 | -1.3528 | 0.0068432 | 0.0037591 | 0.092225 | 0.092231 | 0.092231 | 0.99028 | -0.088005 | 0.98777 | -0.10502 | 43.9196
11 | 0.35907 | 0.17106 | -0.35904 | -0.17389 | 2.2067e-05 | -0.0028345 | 0.011624 | 0.01166 | 0.01166 | 0.98777 | -0.10502 | 0.98771 | -0.1045 | 5.2998
12 | 2.4922 | 1.1818 | -2.4917 | -1.1815 | 0.00045532 | 0.00023939 | 0.080607 | 0.080608 | 0.080608 | 0.98777 | -0.10502 | 0.98758 | -0.10632 | 38.3848
13 | 2.1642 | 1.0229 | -2.1641 | -1.023 | 5.0046e-05 | -0.00016346 | 0.06997 | 0.069972 | 0.069972 | 0.98758 | -0.10632 | 0.98756 | -0.10613 | 31.8054
14 | -0.23676 | -0.11467 | 0.23678 | 0.10902 | 1.9037e-05 | -0.0056484 | 0.0076946 | 0.007624 | 0.0076946 | 0.98695 | -0.10062 | 0.98702 | -0.10129 | 3.4975
15 | -2.1628 | -1.0272 | 2.1641 | 1.023 | 0.001265 | -0.0041252 | 0.070028 | 0.069972 | 0.070028 | 0.98702 | -0.10129 | 0.98756 | -0.10613 | 31.831
16 | 0.96687 | 0.46242 | -0.96685 | -0.46278 | 2.1088e-05 | -0.00036763 | 0.031346 | 0.031351 | 0.031351 | 0.98702 | -0.10129 | 0.987 | -0.1011 | 14.2502
17 | 0.9592 | 0.45572 | -0.95896 | -0.45985 | 0.00023306 | -0.0041323 | 0.031059 | 0.031112 | 0.031112 | 0.98702 | -0.10129 | 0.9868 | -0.099237 | 14.1418
18 | -0.36575 | -0.17714 | 0.36575 | 0.17678 | 2.8569e-06 | -0.00036441 | 0.01178 | 0.011776 | 0.01178 | 0.99584 | -0.024965 | 0.99585 | -0.025033 | 5.3548
19 | -0.36575 | -0.17678 | 0.36576 | 0.17673 | 1.0865e-05 | -4.5263e-05 | 0.011776 | 0.011775 | 0.011776 | 0.99585 | -0.025033 | 0.99588 | -0.024835 | 5.6076
20 | -0.52457 | -0.25365 | 0.52458 | 0.25316 | 7.8098e-06 | -0.00048346 | 0.01689 | 0.016884 | 0.01689 | 0.99588 | -0.024835 | 0.99589 | -0.024964 | 7.6773
21 | -0.59285 | -0.28623 | 0.59286 | 0.28579 | 8.9642e-06 | -0.00043413 | 0.019083 | 0.019077 | 0.019083 | 0.99589 | -0.024964 | 0.99591 | -0.025095 | 8.6739
22 | 1.8666 | 0.87229 | -1.8665 | -0.87242 | 2.7788e-05 | -0.00012982 | 0.059735 | 0.059737 | 0.059737 | 0.99567 | -0.027745 | 0.99565 | -0.027626 | 27.1533
23 | -2.2302 | -1.0484 | 2.2309 | 1.0487 | 0.00063329 | 0.00031424 | 0.07145 | 0.071449 | 0.07145 | 0.99567 | -0.027745 | 0.99597 | -0.025663 | 34.0236
24 | 1.8665 | 0.87242 | -1.8657 | -0.87626 | 0.00082436 | -0.003846 | 0.059737 | 0.059787 | 0.059787 | 0.99565 | -0.027626 | 0.99524 | -0.024058 | 27.1761
25 | -2.7839 | -1.2996 | 2.7843 | 1.2987 | 0.00044274 | -0.00085946 | 0.089049 | 0.089037 | 0.089049 | 0.99597 | -0.025663 | 0.99611 | -0.026935 | 40.4768
26 | 0.47642 | 0.21374 | -0.47641 | -0.21407 | 4.279e-06 | -0.00033005 | 0.015135 | 0.015139 | 0.015139 | 0.99597 | -0.025663 | 0.99596 | -0.025598 | 6.8812
27 | 0.3973 | 0.18509 | -0.39729 | -0.18671 | 1.4739e-05 | -0.0016125 | 0.012705 | 0.012725 | 0.012725 | 0.99585 | -0.024744 | 0.99582 | -0.024445 | 5.7842
28 | -0.47636 | -0.21826 | 0.47641 | 0.21407 | 5.4476e-05 | -0.0041863 | 0.015189 | 0.015139 | 0.015189 | 0.99585 | -0.024744 | 0.99596 | -0.025598 | 6.9041
29 | 0.079055 | 0.033164 | -0.079054 | -0.036844 | 1.3035e-06 | -0.0036803 | 0.0024851 | 0.0025283 | 0.0025283 | 0.99585 | -0.024744 | 0.99583 | -0.024629 | 1.1492
30 | 0.11368 | 0.049349 | -0.11368 | -0.051248 | 1.3907e-06 | -0.0018988 | 0.0035926 | 0.0036148 | 0.0036148 | 0.99582 | -0.024445 | 0.9958 | -0.02436 | 1.6431
31 | 0.079054 | 0.036844 | -0.079053 | -0.038287 | 5.2374e-07 | -0.0014428 | 0.0025283 | 0.0025462 | 0.0025462 | 0.99583 | -0.024629 | 0.99583 | -0.024573 | 1.1574
32 | 0.11368 | 0.051248 | -0.11368 | -0.054106 | 2.1265e-06 | -0.0028581 | 0.0036148 | 0.0036497 | 0.0036497 | 0.9958 | -0.02436 | 0.99579 | -0.024213 | 1.6589
33 | 0.11368 | 0.054106 | -0.11368 | -0.055056 | 7.1598e-07 | -0.00094994 | 0.0036497 | 0.0036616 | 0.0036616 | 0.99579 | -0.024213 | 0.99578 | -0.024159 | 1.6644
34 | 1.3437 | 0.62976 | -1.3435 | -0.63172 | 0.00021082 | -0.0019588 | 0.043006 | 0.043031 | 0.043031 | 0.99611 | -0.026935 | 0.99597 | -0.025662 | 19.5595
35 | -4.1281 | -1.9285 | 4.1282 | 1.9281 | 0.0001137 | -0.00037699 | 0.13204 | 0.13204 | 0.13204 | 0.99611 | -0.026935 | 0.99614 | -0.026599 | 36.4759
36 | -0.27413 | -0.13277 | 0.27413 | 0.13273 | 4.2784e-06 | -3.2481e-05 | 0.0089104 | 0.0089099 | 0.0089104 | 0.98678 | -0.09934 | 0.9868 | -0.099237 | 4.243
37 | 0.32565 | 0.15695 | -0.32564 | -0.15746 | 3.2952e-06 | -0.00051186 | 0.010575 | 0.010582 | 0.010582 | 0.9868 | -0.099237 | 0.98679 | -0.09915 | 4.8098
38 | 0.35919 | 0.17017 | -0.35916 | -0.17369 | 2.7536e-05 | -0.0035254 | 0.011627 | 0.011672 | 0.011672 | 0.9868 | -0.099237 | 0.98673 | -0.098587 | 5.3053
39 | 0.32564 | 0.15746 | -0.32564 | -0.15772 | 1.6322e-06 | -0.00025331 | 0.010582 | 0.010585 | 0.010585 | 0.98679 | -0.09915 | 0.98678 | -0.099106 | 4.8113
40 | 0.35916 | 0.17369 | -0.35916 | -0.17395 | 1.9831e-06 | -0.00025282 | 0.011672 | 0.011675 | 0.011675 | 0.98673 | -0.098587 | 0.98672 | -0.098539 | 5.3068
41 | 0.96685 | 0.46278 | -0.96683 | -0.46317 | 2.2341e-05 | -0.00038933 | 0.031351 | 0.031356 | 0.031356 | 0.987 | -0.1011 | 0.98698 | -0.10091 | 14.2525
42 | 0.62077 | 0.29557 | -0.62073 | -0.29561 | 3.8978e-05 | -3.849e-05 | 0.020109 | 0.02011 | 0.02011 | 0.98698 | -0.10091 | 0.98691 | -0.10135 | 9.5763
43 | -6.2508 | -2.9143 | 6.251 | 2.9102 | 0.0002054 | -0.0040504 | 0.19969 | 0.19963 | 0.19969 | 0.99703 | -0.029224 | 0.99706 | -0.029073 | 15.6493
44 | 5.8458 | 2.7181 | -5.8455 | -2.7254 | 0.00031827 | -0.0072025 | 0.18666 | 0.18675 | 0.18675 | 0.99703 | -0.029224 | 0.99697 | -0.029474 | 14.6356
45 | -6.251 | -2.9102 | 6.2511 | 2.9067 | 0.00017646 | -0.0034817 | 0.19963 | 0.19959 | 0.19963 | 0.99706 | -0.029073 | 0.99709 | -0.028943 | 15.6453
46 | 5.8455 | 2.7254 | -5.8447 | -2.7432 | 0.00079088 | -0.017863 | 0.18675 | 0.18697 | 0.18697 | 0.99697 | -0.029474 | 0.99683 | -0.03008 | 14.6532
47 | -6.3468 | -2.9526 | 6.3478 | 2.9343 | 0.00095315 | -0.018253 | 0.20266 | 0.20243 | 0.20266 | 0.99709 | -0.028943 | 0.99725 | -0.02824 | 15.8826
48 | 0.095693 | 0.045815 | -0.095693 | -0.046346 | 2.8254e-07 | -0.00053124 | 0.0030716 | 0.0030783 | 0.0030783 | 0.99709 | -0.028943 | 0.99709 | -0.028918 | 1.3992
49 | 0.70774 | 0.3426 | -0.70774 | -0.34277 | 4.976e-06 | -0.00016905 | 0.022771 | 0.022773 | 0.022773 | 0.99683 | -0.03008 | 0.99683 | -0.030019 | 10.3514
50 | 1.013 | 0.48874 | -1.0129 | -0.49037 | 9.9684e-05 | -0.0016391 | 0.032571 | 0.032592 | 0.032592 | 0.99683 | -0.03008 | 0.99674 | -0.029227 | 14.8145
51 | 0.28984 | 0.14023 | -0.28984 | -0.14038 | 7.4482e-07 | -0.00015224 | 0.0093205 | 0.0093224 | 0.0093224 | 0.99725 | -0.02824 | 0.99724 | -0.028217 | 4.2375
52 | -6.6376 | -3.0745 | 6.6383 | 3.0634 | 0.000636 | -0.011124 | 0.21175 | 0.21161 | 0.21175 | 0.99725 | -0.02824 | 0.99735 | -0.027784 | 16.595
53 | 1.0129 | 0.49037 | -1.0129 | -0.49051 | 8.0599e-06 | -0.00013242 | 0.032592 | 0.032594 | 0.032594 | 0.99674 | -0.029227 | 0.99673 | -0.029158 | 14.8153
54 | 0.26362 | 0.12763 | -0.26362 | -0.12768 | 5.3659e-06 | -4.6273e-05 | 0.0084828 | 0.0084834 | 0.0084834 | 0.99673 | -0.029158 | 0.99671 | -0.029292 | 4.0397
55 | -6.6383 | -3.0634 | 6.6386 | 3.0641 | 0.00028022 | 0.00065711 | 0.21161 | 0.21161 | 0.21161 | 0.99735 | -0.027784 | 0.99742 | -0.023343 | 16.4041
56 | -6.9112 | -3.1961 | 6.9112 | 3.1954 | 4.5634e-05 | -0.00073466 | 0.22038 | 0.22037 | 0.22038 | 0.99742 | -0.023343 | 0.99743 | -0.023311 | 17.2709
57 | 0.62073 | 0.29561 | -0.6207 | -0.29692 | 3.0717e-05 | -0.0013128 | 0.02011 | 0.020127 | 0.020127 | 0.98691 | -0.10135 | 0.98687 | -0.10093 | 9.1486
58 | 0.068267 | 0.032836 | -0.068267 | -0.033063 | 6.4208e-08 | -0.00022744 | 0.0022159 | 0.0022188 | 0.0022188 | 0.98687 | -0.10093 | 0.98687 | -0.10092 | 1.0086
59 | 0.55243 | 0.26409 | -0.55242 | -0.26491 | 1.521e-05 | -0.00082079 | 0.017911 | 0.017921 | 0.017921 | 0.98687 | -0.10093 | 0.98684 | -0.10069 | 8.1461
60 | 0.29647 | 0.14277 | -0.29647 | -0.14359 | 4.3379e-06 | -0.00081326 | 0.0096258 | 0.0096362 | 0.0096362 | 0.98684 | -0.10069 | 0.98683 | -0.10057 | 4.3801
61 | 0.25594 | 0.12213 | -0.25594 | -0.12244 | 1.2311e-06 | -0.00031107 | 0.0082957 | 0.0082996 | 0.0082996 | 0.98684 | -0.10069 | 0.98684 | -0.10065 | 3.7726
62 | -0.12176 | -0.058973 | 0.12176 | 0.058502 | 4.2303e-07 | -0.00047098 | 0.0039577 | 0.0039517 | 0.0039577 | 0.98684 | -0.10062 | 0.98684 | -0.10065 | 1.7989
63 | 0.13418 | 0.063943 | -0.13418 | -0.064407 | 5.0455e-07 | -0.00046408 | 0.0043479 | 0.0043538 | 0.0043538 | 0.98684 | -0.10065 | 0.98684 | -0.10062 | 1.979
64 | 0.13418 | 0.064407 | -0.13418 | -0.064985 | 6.302e-07 | -0.00057788 | 0.0043538 | 0.0043611 | 0.0043611 | 0.98684 | -0.10062 | 0.98683 | -0.10058 | 1.9823
65 | 16.6442 | 7.4457 | -16.6341 | -7.4696 | 0.010071 | -0.023857 | 0.52636 | 0.52671 | 0.52671 | 1 | 0 | 0.99937 | -0.0033184 | 41.2782
66 | 16.5041 | 7.4078 | -16.495 | -7.4297 | 0.0090849 | -0.021879 | 0.52255 | 0.52287 | 0.52287 | 0.99937 | -0.0033184 | 0.9988 | -0.0062962 | 40.9775
67 | 0.13001 | 0.061788 | -0.13001 | -0.062965 | 1.1438e-06 | -0.0011772 | 0.0041579 | 0.0041726 | 0.0041726 | 0.99937 | -0.0033184 | 0.99936 | -0.0032433 | 1.8967
68 | 16.495 | 7.4297 | -16.4945 | -7.431 | 0.00053169 | -0.0012785 | 0.52287 | 0.52289 | 0.52289 | 0.9988 | -0.0062962 | 0.99876 | -0.0064692 | 40.9789
69 | 16.0959 | 7.2379 | -16.0958 | -7.2382 | 0.0001159 | -0.00029613 | 0.5101 | 0.5101 | 0.5101 | 0.99876 | -0.0064692 | 0.99875 | -0.0065081 | 39.9765
70 | 16.0958 | 7.2382 | -16.093 | -7.2452 | 0.0027214 | -0.0069499 | 0.5101 | 0.5102 | 0.5102 | 0.99875 | -0.0065081 | 0.99858 | -0.0074198 | 39.9844
71 | 15.951 | 7.1767 | -15.9424 | -7.1992 | 0.0086222 | -0.022463 | 0.50564 | 0.50597 | 0.50597 | 0.99858 | -0.0074198 | 0.99802 | -0.010313 | 39.6527
72 | 0.14204 | 0.068453 | -0.14204 | -0.068793 | 3.9708e-07 | -0.0003404 | 0.0045582 | 0.0045625 | 0.0045625 | 0.99858 | -0.0074198 | 0.99858 | -0.0073956 | 2.0738
73 | 6.231 | 2.7262 | -6.2291 | -2.7647 | 0.001898 | -0.038557 | 0.19673 | 0.19719 | 0.19719 | 0.99802 | -0.010313 | 0.9977 | -0.012102 | 15.4537
74 | 1.4129 | 0.64876 | -1.4117 | -0.65893 | 0.0011988 | -0.010166 | 0.044971 | 0.045099 | 0.045099 | 0.99802 | -0.010313 | 0.99722 | -0.0036513 | 20.4997
75 | 8.2984 | 3.8242 | -8.2981 | -3.8275 | 0.0003021 | -0.003333 | 0.26429 | 0.26434 | 0.26434 | 0.99802 | -0.010313 | 0.99798 | -0.010488 | 20.7159
76 | 5.9075 | 2.6091 | -5.9036 | -2.6964 | 0.0038876 | -0.087386 | 0.18686 | 0.18792 | 0.18792 | 0.9977 | -0.012102 | 0.99701 | -0.015677 | 14.7272
77 | 0.32157 | 0.15569 | -0.32156 | -0.15574 | 8.9915e-06 | -5.0479e-05 | 0.010338 | 0.010338 | 0.010338 | 0.9977 | -0.012102 | 0.99767 | -0.012287 | 4.923
78 | 1.0402 | 0.47899 | -1.0401 | -0.47988 | 5.6012e-05 | -0.00088956 | 0.03315 | 0.033161 | 0.033161 | 0.99722 | -0.0036513 | 0.99717 | -0.0032332 | 15.0732
79 | 0.37156 | 0.17994 | -0.37156 | -0.17996 | 3.6402e-06 | -1.4702e-05 | 0.011951 | 0.011951 | 0.011951 | 0.99722 | -0.0036513 | 0.99721 | -0.0037159 | 5.691
80 | 7.9135 | 3.6413 | -7.9133 | -3.6443 | 0.00024891 | -0.0030349 | 0.25198 | 0.25201 | 0.25201 | 0.99798 | -0.010488 | 0.99795 | -0.010641 | 19.7504
81 | 0.080092 | 0.036772 | -0.080091 | -0.03879 | 7.4622e-07 | -0.0020177 | 0.0025517 | 0.0025766 | 0.0025766 | 0.99701 | -0.015677 | 0.99701 | -0.015601 | 1.1712
82 | 5.8235 | 2.6597 | -5.8234 | -2.6626 | 0.00012552 | -0.0028821 | 0.18537 | 0.1854 | 0.1854 | 0.99701 | -0.015677 | 0.99699 | -0.015786 | 14.53
83 | 0.084632 | 0.04051 | -0.084632 | -0.040989 | 1.9927e-07 | -0.0004792 | 0.0027162 | 0.0027223 | 0.0027223 | 0.99717 | -0.0032332 | 0.99717 | -0.003213 | 1.2374
84 | 0.079129 | 0.036002 | -0.079129 | -0.03755 | 5.5555e-07 | -0.0015481 | 0.0025167 | 0.0025356 | 0.0025356 | 0.99717 | -0.0032332 | 0.99717 | -0.0031776 | 1.1525
85 | 0.87636 | 0.40337 | -0.87631 | -0.40443 | 4.7287e-05 | -0.0010635 | 0.027928 | 0.027942 | 0.027942 | 0.99717 | -0.0032332 | 0.99712 | -0.0028144 | 12.7007
86 | 5.7267 | 2.6157 | -5.7264 | -2.6212 | 0.00023277 | -0.0055297 | 0.18229 | 0.18236 | 0.18236 | 0.99699 | -0.015786 | 0.99695 | -0.015989 | 14.2915
87 | 7.9133 | 3.6443 | -7.9132 | -3.6453 | 8.0756e-05 | -0.00098442 | 0.25201 | 0.25203 | 0.25203 | 0.99795 | -0.010641 | 0.99794 | -0.010691 | 19.7513
88 | 0.079129 | 0.03755 | -0.079129 | -0.038324 | 2.8069e-07 | -0.00077337 | 0.0025356 | 0.0025453 | 0.0025453 | 0.99717 | -0.0031776 | 0.99716 | -0.0031474 | 1.1569
89 | 0.87631 | 0.40443 | -0.87627 | -0.40541 | 4.3463e-05 | -0.00097654 | 0.027942 | 0.027954 | 0.027954 | 0.99712 | -0.0028144 | 0.99708 | -0.0024269 | 12.7062
90 | 0.79919 | 0.36807 | -0.79914 | -0.36942 | 4.9783e-05 | -0.0013483 | 0.025474 | 0.025491 | 0.025491 | 0.99708 | -0.0024269 | 0.99702 | -0.001942 | 11.5868
91 | 5.658 | 2.5881 | -5.6579 | -2.5912 | 0.00012987 | -0.0031607 | 0.18016 | 0.1802 | 0.1802 | 0.99695 | -0.015989 | 0.99693 | -0.016104 | 14.1221
92 | -7.6537 | -3.5389 | 7.6541 | 3.5398 | 0.00037752 | 0.0009174 | 0.24398 | 0.24398 | 0.24398 | 0.99769 | -0.016606 | 0.99778 | -0.011422 | 18.9135
93 | 7.2973 | 3.3663 | -7.2969 | -3.3653 | 0.00041624 | 0.0010006 | 0.23253 | 0.23253 | 0.23253 | 0.99769 | -0.016606 | 0.99758 | -0.02261 | 18.0254
94 | -7.6541 | -3.5398 | 7.6551 | 3.5269 | 0.00099333 | -0.012964 | 0.24398 | 0.24382 | 0.24398 | 0.99778 | -0.011422 | 0.99791 | -0.0108 | 19.1209
95 | 6.9122 | 3.1791 | -6.9112 | -3.1954 | 0.0010058 | -0.016212 | 0.22016 | 0.22037 | 0.22037 | 0.99758 | -0.02261 | 0.99743 | -0.023311 | 17.2702
96 | 0.38463 | 0.18614 | -0.38463 | -0.18629 | 1.2133e-06 | -0.00014085 | 0.012365 | 0.012367 | 0.012367 | 0.99758 | -0.02261 | 0.99758 | -0.022583 | 5.6214
97 | 0.18032 | 0.083019 | -0.18031 | -0.085986 | 5.5322e-06 | -0.0029674 | 0.0057425 | 0.005779 | 0.005779 | 0.99791 | -0.0108 | 0.99788 | -0.010552 | 2.6268
98 | -7.8354 | -3.6099 | 7.8356 | 3.6077 | 0.00017691 | -0.0022014 | 0.24956 | 0.24953 | 0.24956 | 0.99791 | -0.0108 | 0.99794 | -0.010691 | 19.5581
99 | 0.10442 | 0.050062 | -0.10442 | -0.050251 | 1.1907e-07 | -0.00018881 | 0.00335 | 0.0033524 | 0.0033524 | 0.99788 | -0.010552 | 0.99788 | -0.010542 | 1.5238
100 | 0.075891 | 0.035924 | -0.075891 | -0.036756 | 2.7677e-07 | -0.0008318 | 0.002429 | 0.0024394 | 0.0024394 | 0.99788 | -0.010552 | 0.99788 | -0.010521 | 1.1088
101 | 0.10442 | 0.050251 | -0.10442 | -0.050573 | 2.0359e-07 | -0.00032216 | 0.0033524 | 0.0033564 | 0.0033564 | 0.99788 | -0.010542 | 0.99788 | -0.010526 | 1.5256
102 | 0.60361 | 0.28274 | -0.60342 | -0.29153 | 0.00018647 | -0.0087925 | 0.019299 | 0.019409 | 0.019409 | 0.99702 | -0.001942 | 0.99673 | 0.00064388 | 8.8224
103 | 0.19553 | 0.086687 | -0.19552 | -0.093292 | 1.444e-05 | -0.0066051 | 0.0061928 | 0.0062728 | 0.0062728 | 0.99702 | -0.001942 | 0.99695 | -0.0013707 | 2.8513
104 | 0.37851 | 0.18285 | -0.37851 | -0.18332 | 3.9534e-06 | -0.00047252 | 0.012175 | 0.01218 | 0.01218 | 0.99673 | 0.00064388 | 0.99672 | 0.0007346 | 5.5366
105 | 0.22492 | 0.10868 | -0.2249 | -0.10892 | 1.982e-05 | -0.00023952 | 0.0072347 | 0.0072378 | 0.0072378 | 0.99673 | 0.00064388 | 0.99664 | 6.0415e-05 | 3.4466
106 | 0.19552 | 0.093292 | -0.19551 | -0.094691 | 3.1074e-06 | -0.0013989 | 0.0062728 | 0.0062903 | 0.0062903 | 0.99695 | -0.0013707 | 0.99693 | -0.0012345 | 2.8592
107 | 1.2399 | 0.57757 | -1.2398 | -0.57903 | 0.00013341 | -0.0014611 | 0.039674 | 0.039693 | 0.039693 | 0.99524 | -0.024058 | 0.99514 | -0.023198 | 18.0421
108 | 0.62582 | 0.29869 | -0.62579 | -0.29991 | 2.8027e-05 | -0.001218 | 0.020114 | 0.020129 | 0.020129 | 0.99524 | -0.024058 | 0.9952 | -0.023678 | 9.1496
109 | 0.66512 | 0.31892 | -0.66511 | -0.31937 | 1.1693e-05 | -0.00045024 | 0.02138 | 0.021385 | 0.021385 | 0.99597 | -0.025662 | 0.99595 | -0.025512 | 9.7206
110 | 0.6784 | 0.3128 | -0.67838 | -0.3133 | 1.3295e-05 | -0.00049901 | 0.021652 | 0.021659 | 0.021659 | 0.99597 | -0.025662 | 0.99595 | -0.02551 | 9.8448
111 | -4.1282 | -1.9281 | 4.1293 | 1.9293 | 0.0010898 | 0.0011616 | 0.13204 | 0.13204 | 0.13204 | 0.99614 | -0.026599 | 0.99647 | -0.018198 | 37.7249
112 | -0.085785 | -0.041548 | 0.085785 | 0.040923 | 2.6803e-07 | -0.00062416 | 0.0027633 | 0.0027555 | 0.0027633 | 0.99574 | -0.023749 | 0.99575 | -0.023776 | 1.2561
113 | 0.32132 | 0.1522 | -0.3213 | -0.15481 | 1.5726e-05 | -0.0026118 | 0.010307 | 0.01034 | 0.01034 | 0.99575 | -0.023776 | 0.9957 | -0.023363 | 4.7
114 | -0.4071 | -0.19312 | 0.40716 | 0.18669 | 6.1631e-05 | -0.0064265 | 0.013063 | 0.012984 | 0.013063 | 0.99575 | -0.023776 | 0.99589 | -0.024986 | 5.9377
115 | 0.13521 | 0.065043 | -0.13521 | -0.065485 | 4.7232e-07 | -0.00044187 | 0.00435 | 0.0043556 | 0.0043556 | 0.9957 | -0.023363 | 0.9957 | -0.023333 | 1.9798
116 | 0.18609 | 0.089765 | -0.18609 | -0.090128 | 7.3395e-07 | -0.0003622 | 0.0059901 | 0.0059946 | 0.0059946 | 0.9957 | -0.023363 | 0.9957 | -0.023329 | 2.7248
117 | 0.11129 | 0.051646 | -0.11129 | -0.053328 | 1.2062e-06 | -0.0016815 | 0.0035563 | 0.0035771 | 0.0035771 | 0.99589 | -0.024986 | 0.99588 | -0.024897 | 1.626
118 | -0.51845 | -0.23834 | 0.51846 | 0.23772 | 9.6513e-06 | -0.0006232 | 0.01654 | 0.016533 | 0.01654 | 0.99589 | -0.024986 | 0.9959 | -0.025129 | 7.5183
119 | 0.07079 | 0.03382 | -0.07079 | -0.034285 | 1.3605e-07 | -0.00046552 | 0.002274 | 0.0022798 | 0.0022798 | 0.99595 | -0.02551 | 0.99595 | -0.025493 | 1.0363
120 | 0.60759 | 0.27948 | -0.60758 | -0.28 | 1.1197e-05 | -0.00052509 | 0.019385 | 0.019391 | 0.019391 | 0.99595 | -0.02551 | 0.99593 | -0.025367 | 8.8142
121 | 0.60758 | 0.28 | -0.60756 | -0.28087 | 1.8544e-05 | -0.00086886 | 0.019391 | 0.019402 | 0.019402 | 0.99593 | -0.025367 | 0.9959 | -0.025129 | 8.819
122 | 0.59289 | 0.28439 | -0.59288 | -0.28492 | 1.0919e-05 | -0.0005298 | 0.01906 | 0.019066 | 0.019066 | 0.99595 | -0.025512 | 0.99593 | -0.025355 | 8.6664
123 | 0.59288 | 0.28492 | -0.59286 | -0.28579 | 1.793e-05 | -0.00086915 | 0.019066 | 0.019077 | 0.019077 | 0.99593 | -0.025355 | 0.99591 | -0.025095 | 8.6714
124 | -4.1293 | -1.9293 | 4.1293 | 1.9284 | 1.8625e-05 | -0.00085241 | 0.13204 | 0.13203 | 0.13204 | 0.99647 | -0.018198 | 0.99648 | -0.018178 | 10.3477
125 | -4.2001 | -1.9627 | 4.2002 | 1.9611 | 3.5795e-05 | -0.0015828 | 0.13431 | 0.13429 | 0.13431 | 0.99648 | -0.018178 | 0.99649 | -0.01814 | 10.5255
126 | 0.21447 | 0.1023 | -0.21446 | -0.10297 | 1.8148e-06 | -0.00067517 | 0.0068928 | 0.0069013 | 0.0069013 | 0.99514 | -0.023198 | 0.99513 | -0.023126 | 3.137
127 | 0.068501 | 0.028955 | -0.0685 | -0.032217 | 8.7238e-07 | -0.0032623 | 0.0021573 | 0.0021959 | 0.0021959 | 0.99514 | -0.023198 | 0.99513 | -0.023107 | 0.99814
128 | 0.53635 | 0.24837 | -0.53629 | -0.25162 | 5.4377e-05 | -0.003252 | 0.017146 | 0.017186 | 0.017186 | 0.99514 | -0.023198 | 0.99505 | -0.022389 | 7.8117
129 | 0.42044 | 0.19942 | -0.42041 | -0.20258 | 3.2786e-05 | -0.0031675 | 0.013499 | 0.013539 | 0.013539 | 0.99514 | -0.023198 | 0.99507 | -0.022538 | 6.1539
130 | 0.44158 | 0.21069 | -0.44155 | -0.21077 | 3.0836e-05 | -8.2266e-05 | 0.014192 | 0.014193 | 0.014193 | 0.9952 | -0.023678 | 0.99513 | -0.024164 | 6.7587
131 | 0.0685 | 0.032217 | -0.068499 | -0.033176 | 2.625e-07 | -0.00095887 | 0.0021959 | 0.0022079 | 0.0022079 | 0.99513 | -0.023107 | 0.99513 | -0.023074 | 1.0036
132 | 0.25778 | 0.1239 | -0.25778 | -0.12485 | 3.6916e-06 | -0.000947 | 0.0082975 | 0.0083095 | 0.0083095 | 0.99505 | -0.022389 | 0.99503 | -0.022265 | 3.777
133 | 0.086249 | 0.041749 | -0.086249 | -0.041772 | 2.6968e-07 | -2.298e-05 | 0.0027799 | 0.0027802 | 0.0027802 | 0.99505 | -0.022389 | 0.99504 | -0.02241 | 1.3239
134 | 0.19226 | 0.085967 | -0.19226 | -0.088016 | 4.3399e-06 | -0.0020491 | 0.0061099 | 0.0061344 | 0.0061344 | 0.99505 | -0.022389 | 0.99503 | -0.022222 | 2.7884
135 | 0.10737 | 0.051709 | -0.10737 | -0.052001 | 1.9779e-07 | -0.00029262 | 0.0034574 | 0.0034611 | 0.0034611 | 0.99503 | -0.022222 | 0.99502 | -0.022206 | 1.5732
136 | 0.084887 | 0.036308 | -0.084885 | -0.040317 | 1.653e-06 | -0.0040088 | 0.0026785 | 0.0027264 | 0.0027264 | 0.99503 | -0.022222 | 0.99501 | -0.022078 | 1.2393
137 | 0.42041 | 0.20258 | -0.42041 | -0.20301 | 4.4014e-06 | -0.00042376 | 0.013539 | 0.013544 | 0.013544 | 0.99507 | -0.022538 | 0.99506 | -0.022448 | 6.1563
138 | 0.35 | 0.16891 | -0.35 | -0.16951 | 4.3486e-06 | -0.00060411 | 0.011274 | 0.011282 | 0.011282 | 0.99506 | -0.022448 | 0.99505 | -0.02234 | 5.1282
139 | 0.11845 | 0.056474 | -0.11845 | -0.057116 | 5.2628e-07 | -0.0006417 | 0.0038067 | 0.0038148 | 0.0038148 | 0.99513 | -0.023126 | 0.99513 | -0.023088 | 1.734
140 | 0.36741 | 0.17486 | -0.3674 | -0.17552 | 5.1641e-06 | -0.00065446 | 0.011804 | 0.011812 | 0.011812 | 0.99513 | -0.024164 | 0.99511 | -0.024046 | 5.369
141 | 0.09263 | 0.044283 | -0.09263 | -0.044863 | 2.8942e-07 | -0.00057952 | 0.0029743 | 0.0029816 | 0.0029816 | 0.99649 | -0.01814 | 0.99649 | -0.018113 | 1.3553
142 | -4.2928 | -2.0054 | 4.2929 | 2.0009 | 0.00010643 | -0.0045044 | 0.13726 | 0.1372 | 0.13726 | 0.99649 | -0.01814 | 0.99651 | -0.018027 | 10.7571
143 | 0.11129 | 0.053328 | -0.11129 | -0.053899 | 4.1296e-07 | -0.00057117 | 0.0035771 | 0.0035843 | 0.0035843 | 0.99588 | -0.024897 | 0.99587 | -0.024865 | 1.6292
144 | -0.079212 | -0.038364 | 0.079212 | 0.03804 | 1.1843e-07 | -0.0003241 | 0.0025495 | 0.0025454 | 0.0025495 | 0.99656 | -0.017753 | 0.99656 | -0.017766 | 1.1589
145 | -0.079212 | -0.03804 | 0.079212 | 0.036946 | 3.9702e-07 | -0.0010941 | 0.0025454 | 0.0025319 | 0.0025454 | 0.99656 | -0.017766 | 0.99656 | -0.017808 | 1.157
146 | 5.6579 | 2.5912 | -5.6579 | -2.5916 | 1.335e-05 | -0.00032482 | 0.1802 | 0.1802 | 0.1802 | 0.99693 | -0.016104 | 0.99692 | -0.016116 | 14.1224
147 | 5.6579 | 2.5916 | -5.6576 | -2.5972 | 0.00023263 | -0.0056574 | 0.1802 | 0.18027 | 0.18027 | 0.99692 | -0.016116 | 0.99688 | -0.016319 | 14.1279
148 | 5.5194 | 2.5303 | -5.5192 | -2.5339 | 0.00014153 | -0.0036197 | 0.17582 | 0.17587 | 0.17587 | 0.99688 | -0.016319 | 0.99685 | -0.016446 | 13.7828
149 | 5.4104 | 2.4812 | -5.4104 | -2.4818 | 2.1424e-05 | -0.00057072 | 0.17237 | 0.17238 | 0.17238 | 0.99685 | -0.016446 | 0.99685 | -0.016466 | 13.5091
150 | 0.10881 | 0.052662 | -0.10881 | -0.052699 | 6.8118e-07 | -3.658e-05 | 0.0035006 | 0.0035011 | 0.0035011 | 0.99685 | -0.016446 | 0.99685 | -0.016487 | 1.6672
151 | 5.1766 | 2.3686 | -5.1766 | -2.3691 | 1.8274e-05 | -0.00053316 | 0.16485 | 0.16486 | 0.16486 | 0.99685 | -0.016466 | 0.99685 | -0.016483 | 12.9201
152 | 5.1766 | 2.3691 | -5.1764 | -2.3756 | 0.00022256 | -0.0064896 | 0.16486 | 0.16494 | 0.16494 | 0.99685 | -0.016483 | 0.9968 | -0.016697 | 12.9264
153 | 5.0704 | 2.3254 | -5.07 | -2.3357 | 0.00033792 | -0.010266 | 0.16155 | 0.16167 | 0.16167 | 0.9968 | -0.016697 | 0.99673 | -0.017023 | 12.6702
154 | 0.10599 | 0.05015 | -0.10599 | -0.051335 | 7.7245e-07 | -0.001185 | 0.0033958 | 0.0034106 | 0.0034106 | 0.9968 | -0.016697 | 0.99679 | -0.016635 | 1.5503
155 | 4.5091 | 2.0668 | -4.5083 | -2.0952 | 0.00073786 | -0.0284 | 0.14366 | 0.14401 | 0.14401 | 0.99673 | -0.017023 | 0.99656 | -0.017808 | 11.2858
156 | 0.56095 | 0.2689 | -0.56094 | -0.26959 | 1.2781e-05 | -0.00069545 | 0.018016 | 0.018025 | 0.018025 | 0.99673 | -0.017023 | 0.99671 | -0.016828 | 8.1933
157 | -0.084885 | -0.041112 | 0.084885 | 0.040317 | 3.3498e-07 | -0.00079497 | 0.0027364 | 0.0027264 | 0.0027364 | 0.995 | -0.022045 | 0.99501 | -0.022078 | 1.2438
158 | 0.11845 | 0.057116 | -0.11845 | -0.057369 | 2.0862e-07 | -0.00025361 | 0.0038148 | 0.003818 | 0.003818 | 0.99513 | -0.023088 | 0.99513 | -0.023073 | 1.7354
159 | 4.4291 | 2.0583 | -4.429 | -2.0617 | 8.6065e-05 | -0.0034238 | 0.14148 | 0.14152 | 0.14152 | 0.99656 | -0.017808 | 0.99654 | -0.017897 | 11.0908
160 | 0.12506 | 0.058489 | -0.12506 | -0.059028 | 4.864e-07 | -0.00053946 | 0.0039986 | 0.0040053 | 0.0040053 | 0.99671 | -0.016828 | 0.99671 | -0.016797 | 1.8206
161 | 4.293 | 1.9958 | -4.2929 | -2.0009 | 0.00012097 | -0.0051247 | 0.13714 | 0.1372 | 0.1372 | 0.99654 | -0.017897 | 0.99651 | -0.018027 | 10.7527
162 | 0.12506 | 0.059028 | -0.12506 | -0.05963 | 5.4493e-07 | -0.00060223 | 0.0040053 | 0.0040128 | 0.0040128 | 0.99671 | -0.016797 | 0.9967 | -0.01676 | 1.824
163 | 0.12506 | 0.05963 | -0.12506 | -0.060568 | 8.5293e-07 | -0.0009381 | 0.0040128 | 0.0040245 | 0.0040245 | 0.9967 | -0.01676 | 0.9967 | -0.016702 | 1.8293
164 | -0.083529 | -0.040455 | 0.08353 | 0.03894 | 6.1617e-07 | -0.0015155 | 0.0026926 | 0.0026737 | 0.0026926 | 0.99504 | -0.024338 | 0.99505 | -0.024399 | 1.2239
165 | -0.08353 | -0.03894 | 0.08353 | 0.038372 | 2.2848e-07 | -0.00056739 | 0.0026737 | 0.0026668 | 0.0026737 | 0.99505 | -0.024399 | 0.99505 | -0.024421 | 1.2153
166 | -0.08353 | -0.038372 | 0.08353 | 0.038222 | 6.0501e-08 | -0.00015074 | 0.0026668 | 0.002665 | 0.0026668 | 0.99505 | -0.024421 | 0.99505 | -0.024426 | 1.2122
167 | -0.36738 | -0.1757 | 0.3674 | 0.17561 | 2.108e-05 | -8.701e-05 | 0.011814 | 0.011813 | 0.011814 | 0.99505 | -0.024426 | 0.99511 | -0.02403 | 5.6258
168 | -0.3674 | -0.17561 | 0.3674 | 0.17552 | 7.1547e-07 | -9.0602e-05 | 0.011813 | 0.011812 | 0.011813 | 0.99511 | -0.02403 | 0.99511 | -0.024046 | 5.3695

## res_trafo
| p_hv_mw | q_hv_mvar | p_lv_mw | q_lv_mvar | pl_mw | ql_mvar | i_hv_ka | i_lv_ka | vm_hv_pu | va_hv_degree | vm_lv_pu | va_lv_degree | loading_percent
0 | 2.6518e-14 | 1.7507e-14 | 0.013999 | 0.0105 | 0.013999 | 0.0105 | 1.6678e-16 | 0.00050517 | 0.99997 | 149.9981 | 1 | 0 | 0.069998

## res_ext_grid
| p_mw | q_mvar
0 | 16.6582 | 7.4562

## res_load
| p_mw | q_mvar
0 | 0.38626 | 0.18707
1 | 0.090201 | 0.043686
2 | 0.22611 | 0.10951
3 | 0.26762 | 0.12961
4 | 0.35904 | 0.17389
5 | 0.32757 | 0.15865
6 | 0.27352 | 0.13247
7 | 0.23676 | 0.11467
8 | 0.36575 | 0.17714
9 | 0.15881 | 0.076915
10 | 0.068268 | 0.033064
11 | 0.36366 | 0.17613
12 | 0.07663 | 0.037113
13 | 0.28361 | 0.13736
14 | 0.079053 | 0.038287
15 | 0.11368 | 0.055056
16 | 0.27413 | 0.13277
17 | 0.32564 | 0.15772
18 | 0.35916 | 0.17395
19 | 0.34606 | 0.1676
20 | 0.40494 | 0.19612
21 | 0.095693 | 0.046346
22 | 0.74925 | 0.36288
23 | 0.70774 | 0.34277
24 | 0.28984 | 0.14038
25 | 0.27262 | 0.13203
26 | 0.26362 | 0.12768
27 | 0.068267 | 0.033063
28 | 0.12176 | 0.058973
29 | 0.29647 | 0.14359
30 | 0.13418 | 0.064985
31 | 0.13001 | 0.062965
32 | 0.39859 | 0.19305
33 | 0.14204 | 0.068793
34 | 0.38461 | 0.18627
35 | 0.32156 | 0.15574
36 | 0.37156 | 0.17996
37 | 0.080091 | 0.03879
38 | 0.096756 | 0.046861
39 | 0.084632 | 0.040989
40 | 0.077082 | 0.037332
41 | 0.068423 | 0.033139
42 | 0.35645 | 0.17264
43 | 0.38463 | 0.18629
44 | 0.07761 | 0.037588
45 | 0.075891 | 0.036756
46 | 0.10442 | 0.050573
47 | 0.37851 | 0.18332
48 | 0.2249 | 0.10892
49 | 0.19551 | 0.094691
50 | 0.085785 | 0.041548
51 | 0.13521 | 0.065485
52 | 0.18609 | 0.090128
53 | 0.07079 | 0.034285
54 | 0.072219 | 0.034977
55 | 0.070842 | 0.03431
56 | 0.18421 | 0.089219
57 | 0.068499 | 0.033176
58 | 0.25778 | 0.12485
59 | 0.086249 | 0.041772
60 | 0.070405 | 0.034099
61 | 0.096011 | 0.0465
62 | 0.074144 | 0.035909
63 | 0.089103 | 0.043154
64 | 0.079129 | 0.038324
65 | 0.11129 | 0.053899
66 | 0.079212 | 0.038364
67 | 0.13827 | 0.066965
68 | 0.2338 | 0.11323
69 | 0.10881 | 0.052699
70 | 0.10599 | 0.051335
71 | 0.084885 | 0.041112
72 | 0.10737 | 0.052001
73 | 0.35 | 0.16951
74 | 0.43588 | 0.2111
75 | 0.13601 | 0.065875
76 | 0.12506 | 0.060568
77 | 0.083529 | 0.040455
78 | 0.28385 | 0.13747
79 | 0.11845 | 0.057369
80 | 0.09263 | 0.044863

## dtypes
| element | column | dtype
0 | bus | name | object
1 | bus | vn_kv | float64
2 | bus | type | object
3 | bus | zone | object
4 | bus | in_service | bool
5 | load | name | object
6 | load | bus | uint32
7 | load | p_mw | float64
8 | load | q_mvar | float64
9 | load | const_z_percent | float64
10 | load | const_i_percent | float64
11 | load | sn_mva | float64
12 | load | scaling | float64
13 | load | in_service | bool
14 | load | type | object
15 | ext_grid | name | object
16 | ext_grid | bus | uint32
17 | ext_grid | vm_pu | float64
18 | ext_grid | va_degree | float64
19 | ext_grid | slack_weight | float64
20 | ext_grid | in_service | bool
21 | line | name | object
22 | line | std_type | object
23 | line | from_bus | uint32
24 | line | to_bus | uint32
25 | line | length_km | float64
26 | line | r_ohm_per_km | float64
27 | line | x_ohm_per_km | float64
28 | line | c_nf_per_km | float64
29 | line | g_us_per_km | float64
30 | line | max_i_ka | float64
31 | line | df | float64
32 | line | parallel | uint32
33 | line | type | object
34 | line | in_service | bool
35 | trafo | name | object
36 | trafo | std_type | object
37 | trafo | hv_bus | uint32
38 | trafo | lv_bus | uint32
39 | trafo | sn_mva | float64
40 | trafo | vn_hv_kv | float64
41 | trafo | vn_lv_kv | float64
42 | trafo | vk_percent | float64
43 | trafo | vkr_percent | float64
44 | trafo | pfe_kw | float64
45 | trafo | i0_percent | float64
46 | trafo | shift_degree | float64
47 | trafo | tap_side | object
48 | trafo | tap_neutral | int32
49 | trafo | tap_min | int32
50 | trafo | tap_max | int32
51 | trafo | tap_step_percent | float64
52 | trafo | tap_step_degree | float64
53 | trafo | tap_pos | int32
54 | trafo | tap_phase_shifter | bool
55 | trafo | parallel | uint32
56 | trafo | df | float64
57 | trafo | in_service | bool
58 | bus_geodata | x | float64
59 | bus_geodata | y | float64
60 | bus_geodata | coords | object
61 | res_bus | vm_pu | float64
62 | res_bus | va_degree | float64
63 | res_bus | p_mw | float64
64 | res_bus | q_mvar | float64
65 | res_line | p_from_mw | float64
66 | res_line | q_from_mvar | float64
67 | res_line | p_to_mw | float64
68 | res_line | q_to_mvar | float64
69 | res_line | pl_mw | float64
70 | res_line | ql_mvar | float64
71 | res_line | i_from_ka | float64
72 | res_line | i_to_ka | float64
73 | res_line | i_ka | float64
74 | res_line | vm_from_pu | float64
75 | res_line | va_from_degree | float64
76 | res_line | vm_to_pu | float64
77 | res_line | va_to_degree | float64
78 | res_line | loading_percent | float64
79 | res_trafo | p_hv_mw | float64
80 | res_trafo | q_hv_mvar | float64
81 | res_trafo | p_lv_mw | float64
82 | res_trafo | q_lv_mvar | float64
83 | res_trafo | pl_mw | float64
84 | res_trafo | ql_mvar | float64
85 | res_trafo | i_hv_ka | float64
86 | res_trafo | i_lv_ka | float64
87 | res_trafo | vm_hv_pu | float64
88 | res_trafo | va_hv_degree | float64
89 | res_trafo | vm_lv_pu | float64
90 | res_trafo | va_lv_degree | float64
91 | res_trafo | loading_percent | float64
92 | res_ext_grid | p_mw | float64
93 | res_ext_grid | q_mvar | float64
94 | res_load | p_mw | float64
95 | res_load | q_mvar | float64

## parameters
| version | format_version | converged | OPF_converged | name | f_hz | sn_mva
0 | 2.14.6 | 2.14.0 | TRUE | FALSE |  | 50 | 1