## bus
| name | vn_kv | type | zone | in_service
0 | bus_MV_292_0_node_0 | 20 | n |  | TRUE
1 | bus_MV_292_0_node_1 | 20 | n |  | TRUE
2 | bus_MV_292_0_node_190 | 20 | n |  | TRUE
3 | bus_MV_292_0_node_2 | 20 | n |  | TRUE
4 | bus_MV_292_0_node_3 | 20 | n |  | TRUE
5 | bus_MV_292_0_node_191 | 20 | n |  | TRUE
6 | bus_MV_292_0_node_20 | 20 | n |  | TRUE
7 | bus_MV_292_0_node_192 | 20 | n |  | TRUE
8 | bus_MV_292_0_node_193 | 20 | n |  | TRUE
9 | bus_MV_292_0_node_40 | 20 | n |  | TRUE
10 | bus_MV_292_0_node_41 | 20 | n |  | TRUE
11 | bus_MV_292_0_node_4 | 20 | n |  | TRUE
12 | bus_MV_292_0_node_39 | 20 | n |  | TRUE
13 | bus_MV_292_0_node_27 | 20 | n |  | TRUE
14 | bus_MV_292_0_node_31 | 20 | n |  | TRUE
15 | bus_MV_292_0_node_26 | 20 | n |  | TRUE
16 | bus_MV_292_0_node_5 | 20 | n |  | TRUE
17 | bus_MV_292_0_node_6 | 20 | n |  | TRUE
18 | bus_MV_292_0_node_181 | 20 | n |  | TRUE
19 | bus_MV_292_0_node_171 | 20 | n |  | TRUE
20 | bus_MV_292_0_node_180 | 20 | n |  | TRUE
21 | bus_MV_292_0_node_7 | 20 | n |  | TRUE
22 | bus_MV_292_0_node_64 | 20 | n |  | TRUE
23 | bus_MV_292_0_node_22 | 20 | n |  | TRUE
24 | bus_MV_292_0_node_8 | 20 | n |  | TRUE
25 | bus_MV_292_0_node_9 | 20 | n |  | TRUE
26 | bus_MV_292_0_node_10 | 20 | n |  | TRUE
27 | bus_MV_292_0_node_16 | 20 | n |  | TRUE
28 | bus_MV_292_0_node_17 | 20 | n |  | TRUE
29 | bus_MV_292_0_node_19 | 20 | n |  | TRUE
30 | bus_MV_292_0_node_14 | 20 | n |  | TRUE
31 | bus_MV_292_0_node_11 | 20 | n |  | TRUE
32 | bus_MV_292_0_node_12 | 20 | n |  | TRUE
33 | bus_MV_292_0_node_13 | 20 | n |  | TRUE
34 | bus_MV_292_0_node_15 | 20 | n |  | TRUE
35 | bus_MV_292_0_node_21 | 20 | n |  | TRUE
36 | bus_MV_292_0_node_144 | 20 | n |  | TRUE
37 | bus_MV_292_0_node_189 | 20 | n |  | TRUE
38 | bus_MV_292_0_node_170 | 20 | n |  | TRUE
39 | bus_MV_292_0_node_24 | 20 | n |  | TRUE
40 | bus_MV_292_0_node_25 | 20 | n |  | TRUE
41 | bus_MV_292_0_node_174 | 20 | n |  | TRUE
42 | bus_MV_292_0_node_182 | 20 | n |  | TRUE
43 | bus_MV_292_0_node_29 | 20 | n |  | TRUE
44 | bus_MV_292_0_node_173 | 20 | n |  | TRUE
45 | bus_MV_292_0_node_47 | 20 | n |  | TRUE
46 | bus_MV_292_0_node_48 | 20 | n |  | TRUE
47 | bus_MV_292_0_node_49 | 20 | n |  | TRUE
48 | bus_MV_292_0_node_50 | 20 | n |  | TRUE
49 | bus_MV_292_0_node_52 | 20 | n |  | TRUE
50 | bus_MV_292_0_node_28 | 20 | n |  | TRUE
51 | bus_MV_292_0_node_32 | 20 | n |  | TRUE
52 | bus_MV_292_0_node_151 | 20 | n |  | TRUE
53 | bus_MV_292_0_node_149 | 20 | n |  | TRUE
54 | bus_MV_292_0_node_154 | 20 | n |  | TRUE
55 | bus_MV_292_0_node_155 | 20 | n |  | TRUE
56 | bus_MV_292_0_node_33 | 20 | n |  | TRUE
57 | bus_MV_292_0_node_34 | 20 | n |  | TRUE
58 | bus_MV_292_0_node_36 | 20 | n |  | TRUE
59 | bus_MV_292_0_node_143 | 20 | n |  | TRUE
60 | bus_MV_292_0_node_38 | 20 | n |  | TRUE
61 | bus_MV_292_0_node_137 | 20 | n |  | TRUE
62 | bus_MV_292_0_node_35 | 20 | n |  | TRUE
63 | bus_MV_292_0_node_152 | 20 | n |  | TRUE
64 | bus_MV_292_0_node_146 | 20 | n |  | TRUE
65 | bus_MV_292_0_node_37 | 20 | n |  | TRUE
66 | bus_MV_292_0_node_147 | 20 | n |  | TRUE
67 | bus_MV_292_0_node_92 | 20 | n |  | TRUE
68 | bus_MV_292_0_node_93 | 20 | n |  | TRUE
69 | bus_MV_292_0_node_91 | 20 | n |  | TRUE
70 | bus_MV_292_0_node_94 | 20 | n |  | TRUE
71 | bus_MV_292_0_node_43 | 20 | n |  | TRUE
72 | bus_MV_292_0_node_46 | 20 | n |  | TRUE
73 | bus_MV_292_0_node_42 | 20 | n |  | TRUE
74 | bus_MV_292_0_node_63 | 20 | n |  | TRUE
75 | bus_MV_292_0_node_44 | 20 | n |  | TRUE
76 | bus_MV_292_0_node_74 | 20 | n |  | TRUE
77 | bus_MV_292_0_node_45 | 20 | n |  | TRUE
78 | bus_MV_292_0_node_71 | 20 | n |  | TRUE
79 | bus_MV_292_0_node_70 | 20 | n |  | TRUE
80 | bus_MV_292_0_node_69 | 20 | n |  | TRUE
81 | bus_MV_292_0_node_72 | 20 | n |  | TRUE
82 | bus_MV_292_0_node_59 | 20 | n |  | TRUE
83 | bus_MV_292_0_node_73 | 20 | n |  | TRUE
84 | bus_MV_292_0_node_126 | 20 | n |  | TRUE
85 | bus_MV_292_0_node_127 | 20 | n |  | TRUE
86 | bus_MV_292_0_node_168 | 20 | n |  | TRUE
87 | bus_MV_292_0_node_75 | 20 | n |  | TRUE
88 | bus_MV_292_0_node_77 | 20 | n |  | TRUE
89 | bus_MV_292_0_node_78 | 20 | n |  | TRUE
90 | bus_MV_292_0_node_81 | 20 | n |  | TRUE
91 | bus_MV_292_0_node_88 | 20 | n |  | TRUE
92 | bus_MV_292_0_node_83 | 20 | n |  | TRUE
93 | bus_MV_292_0_node_89 | 20 | n |  | TRUE
94 | bus_MV_292_0_node_85 | 20 | n |  | TRUE
95 | bus_MV_292_0_node_86 | 20 | n |  | TRUE
96 | bus_MV_292_0_node_51 | 20 | n |  | TRUE
97 | bus_MV_292_0_node_56 | 20 | n |  | TRUE
98 | bus_MV_292_0_node_188 | 20 | n |  | TRUE
99 | bus_MV_292_0_node_183 | 20 | n |  | TRUE
100 | bus_MV_292_0_node_113 | 20 | n |  | TRUE
101 | bus_MV_292_0_node_53 | 20 | n |  | TRUE
102 | bus_MV_292_0_node_57 | 20 | n |  | TRUE
103 | bus_MV_292_0_node_58 | 20 | n |  | TRUE
104 | bus_MV_292_0_node_61 | 20 | n |  | TRUE
105 | bus_MV_292_0_node_60 | 20 | n |  | TRUE
106 | bus_MV_292_0_node_62 | 20 | n |  | TRUE
107 | bus_MV_292_0_node_172 | 20 | n |  | TRUE
108 | bus_MV_292_0_node_66 | 20 | n |  | TRUE
109 | bus_MV_292_0_node_68 | 20 | n |  | TRUE
110 | bus_MV_292_0_node_84 | 20 | n |  | TRUE
111 | bus_MV_292_0_node_95 | 20 | n |  | TRUE
112 | bus_MV_292_0_node_87 | 20 | n |  | TRUE
113 | bus_MV_292_0_node_90 | 20 | n |  | TRUE
114 | bus_MV_292_0_node_169 | 20 | n |  | TRUE
115 | bus_MV_292_0_node_96 | 20 | n |  | TRUE
116 | bus_MV_292_0_node_97 | 20 | n |  | TRUE
117 | bus_MV_292_0_node_103 | 20 | n |  | TRUE
118 | bus_MV_292_0_node_104 | 20 | n |  | TRUE
119 | bus_MV_292_0_node_98 | 20 | n |  | TRUE
120 | bus_MV_292_0_node_99 | 20 | n |  | TRUE
121 | bus_MV_292_0_node_185 | 20 | n |  | TRUE
122 | bus_MV_292_0_node_100 | 20 | n |  | TRUE
123 | bus_MV_292_0_node_101 | 20 | n |  | TRUE
124 | bus_MV_292_0_node_102 | 20 | n |  | TRUE
125 | bus_MV_292_0_node_112 | 20 | n |  | TRUE
126 | bus_MV_292_0_node_122 | 20 | n |  | TRUE
127 | bus_MV_292_0_node_117 | 20 | n |  | TRUE
128 | bus_MV_292_0_node_107 | 20 | n |  | TRUE
129 | bus_MV_292_0_node_184 | 20 | n |  | TRUE
130 | bus_MV_292_0_node_187 | 20 | n |  | TRUE
131 | bus_MV_292_0_node_157 | 20 | n |  | TRUE
132 | bus_MV_292_0_node_159 | 20 | n |  | TRUE
133 | bus_MV_292_0_node_160 | 20 | n |  | TRUE
134 | bus_MV_292_0_node_116 | 20 | n |  | TRUE
135 | bus_MV_292_0_node_108 | 20 | n |  | TRUE
136 | bus_MV_292_0_node_106 | 20 | n |  | TRUE
137 | bus_MV_292_0_node_177 | 20 | n |  | TRUE
138 | bus_MV_292_0_node_156 | 20 | n |  | TRUE
139 | bus_MV_292_0_node_158 | 20 | n |  | TRUE
140 | bus_MV_292_0_node_166 | 20 | n |  | TRUE
141 | bus_MV_292_0_node_120 | 20 | n |  | TRUE
142 | bus_MV_292_0_node_105 | 20 | n |  | TRUE
143 | bus_MV_292_0_node_125 | 20 | n |  | TRUE
144 | bus_MV_292_0_node_124 | 20 | n |  | TRUE
145 | bus_MV_292_0_node_109 | 20 | n |  | TRUE
146 | bus_MV_292_0_node_110 | 20 | n |  | TRUE
147 | bus_MV_292_0_node_186 | 20 | n |  | TRUE
148 | bus_MV_292_0_node_135 | 20 | n |  | TRUE
149 | bus_MV_292_0_node_138 | 20 | n |  | TRUE
150 | bus_MV_292_0_node_165 | 20 | n |  | TRUE
151 | bus_MV_292_0_node_136 | 20 | n |  | TRUE
152 | bus_MV_292_0_node_114 | 20 | n |  | TRUE
153 | bus_MV_292_0_node_153 | 20 | n |  | TRUE
154 | bus_MV_292_0_node_115 | 20 | n |  | TRUE
155 | bus_MV_292_0_node_118 | 20 | n |  | TRUE
156 | bus_MV_292_0_node_119 | 20 | n |  | TRUE
157 | bus_MV_292_0_node_121 | 20 | n |  | TRUE
158 | bus_MV_292_0_node_161 | 20 | n |  | TRUE
159 | bus_MV_292_0_node_162 | 20 | n |  | TRUE
160 | bus_MV_292_0_node_163 | 20 | n |  | TRUE
161 | bus_MV_292_0_node_123 | 20 | n |  | TRUE
162 | bus_MV_292_0_node_128 | 20 | n |  | TRUE
163 | bus_MV_292_0_node_130 | 20 | n |  | TRUE
164 | bus_MV_292_0_node_131 | 20 | n |  | TRUE
165 | bus_MV_292_0_node_134 | 20 | n |  | TRUE
166 | bus_MV_292_0_node_129 | 20 | n |  | TRUE
167 | bus_MV_292_0_node_194 | 20 | n |  | TRUE
168 | bus_MV_292_0_node_142 | 20 | n |  | TRUE
169 | bus_MV_292_0_node_140 | 20 | n |  | TRUE
170 | bus_MV_292_0_node_132 | 20 | n |  | TRUE
171 | bus_MV_292_0_node_133 | 20 | n |  | TRUE
172 | bus_MV_292_0_node_167 | 20 | n |  | TRUE
173 | bus_MV_292_0_node_179 | 20 | n |  | TRUE
174 | bus_MV_292_0_node_175 | 20 | n |  | TRUE
175 | bus_MV_292_0_node_148 | 20 | n |  | TRUE
176 | bus_MV_292_0_node_150 | 20 | n |  | TRUE
177 | bus_MV_292_0_node_164 | 20 | n |  | TRUE
178 | bus_MV_292_0_node_176 | 20 | n |  | TRUE
179 | bus_HV_292_0_node_167 | 110 | n |  | TRUE

## load
| name | bus | p_mw | q_mvar | const_z_percent | const_i_percent | sn_mva | scaling | in_service | type
0 | MV_292_0_load_0 | 0 | 0.35454 | 0.17171 | 0 | 0 |  | 1 | TRUE | wye
1 | MV_292_0_load_190 | 2 | 0.15636 | 0.075731 | 0 | 0 |  | 1 | TRUE | wye
2 | MV_292_0_load_20 | 6 | 0.054459 | 0.026375 | 0 | 0 |  | 1 | TRUE | wye
3 | MV_292_0_load_193 | 8 | 0.15158 | 0.073413 | 0 | 0 |  | 1 | TRUE | wye
4 | MV_292_0_load_4 | 11 | 0.1833 | 0.088776 | 0 | 0 |  | 1 | TRUE | wye
5 | MV_292_0_load_39 | 12 | 0.16439 | 0.079617 | 0 | 0 |  | 1 | TRUE | wye
6 | MV_292_0_load_31 | 14 | 0.21796 | 0.10556 | 0 | 0 |  | 1 | TRUE | wye
7 | MV_292_0_load_5 | 16 | 0.18338 | 0.088815 | 0 | 0 |  | 1 | TRUE | wye
8 | MV_292_0_load_180 | 20 | 0.38509 | 0.18651 | 0 | 0 |  | 1 | TRUE | wye
9 | MV_292_0_load_64 | 22 | 0.22723 | 0.11005 | 0 | 0 |  | 1 | TRUE | wye
10 | MV_292_0_load_22 | 23 | 0.13711 | 0.066407 | 0 | 0 |  | 1 | TRUE | wye
11 | MV_292_0_load_8 | 24 | 0.083195 | 0.040293 | 0 | 0 |  | 1 | TRUE | wye
12 | MV_292_0_load_17 | 28 | 0.13784 | 0.06676 | 0 | 0 |  | 1 | TRUE | wye
13 | MV_292_0_load_19 | 29 | 0.12937 | 0.062656 | 0 | 0 |  | 1 | TRUE | wye
14 | MV_292_0_load_11 | 31 | 0.08821 | 0.042722 | 0 | 0 |  | 1 | TRUE | wye
15 | MV_292_0_load_21 | 35 | 0.09478 | 0.045904 | 0 | 0 |  | 1 | TRUE | wye
16 | MV_292_0_load_144 | 36 | 0.16307 | 0.078976 | 0 | 0 |  | 1 | TRUE | wye
17 | MV_292_0_load_189 | 37 | 0.098623 | 0.047765 | 0 | 0 |  | 1 | TRUE | wye
18 | MV_292_0_load_170 | 38 | 0.339 | 0.16418 | 0 | 0 |  | 1 | TRUE | wye
19 | MV_292_0_load_24 | 39 | 0.26882 | 0.13019 | 0 | 0 |  | 1 | TRUE | wye
20 | MV_292_0_load_174 | 41 | 0.33654 | 0.16299 | 0 | 0 |  | 1 | TRUE | wye
21 | MV_292_0_load_182 | 42 | 0.32575 | 0.15777 | 0 | 0 |  | 1 | TRUE | wye
22 | MV_292_0_load_173 | 44 | 0.30877 | 0.14955 | 0 | 0 |  | 1 | TRUE | wye
23 | MV_292_0_load_47 | 45 | 0.19518 | 0.09453 | 0 | 0 |  | 1 | TRUE | wye
24 | MV_292_0_load_52 | 49 | 0.098245 | 0.047582 | 0 | 0 |  | 1 | TRUE | wye
25 | MV_292_0_load_28 | 50 | 0.37208 | 0.18021 | 0 | 0 |  | 1 | TRUE | wye
26 | MV_292_0_load_32 | 51 | 0.2582 | 0.12505 | 0 | 0 |  | 1 | TRUE | wye
27 | MV_292_0_load_151 | 52 | 0.22817 | 0.11051 | 0 | 0 |  | 1 | TRUE | wye
28 | MV_292_0_load_154 | 54 | 0.23341 | 0.11305 | 0 | 0 |  | 1 | TRUE | wye
29 | MV_292_0_load_33 | 56 | 0.14459 | 0.070028 | 0 | 0 |  | 1 | TRUE | wye
30 | MV_292_0_load_143 | 59 | 0.30688 | 0.14863 | 0 | 0 |  | 1 | TRUE | wye
31 | MV_292_0_load_152 | 63 | 0.75525 | 0.36578 | 0 | 0 |  | 1 | TRUE | wye
32 | MV_292_0_load_146 | 64 | 0.19431 | 0.094107 | 0 | 0 |  | 1 | TRUE | wye
33 | MV_292_0_load_37 | 65 | 0.10645 | 0.051556 | 0 | 0 |  | 1 | TRUE | wye
34 | MV_292_0_load_147 | 66 | 0.088016 | 0.042628 | 0 | 0 |  | 1 | TRUE | wye
35 | MV_292_0_load_93 | 68 | 0.082417 | 0.039916 | 0 | 0 |  | 1 | TRUE | wye
36 | MV_292_0_load_42 | 73 | 0.35045 | 0.16973 | 0 | 0 |  | 1 | TRUE | wye
37 | MV_292_0_load_63 | 74 | 0.070493 | 0.034141 | 0 | 0 |  | 1 | TRUE | wye
38 | MV_292_0_load_74 | 76 | 0.16351 | 0.079192 | 0 | 0 |  | 1 | TRUE | wye
39 | MV_292_0_load_70 | 79 | 0.10299 | 0.049882 | 0 | 0 |  | 1 | TRUE | wye
40 | MV_292_0_load_72 | 81 | 0.12386 | 0.059988 | 0 | 0 |  | 1 | TRUE | wye
41 | MV_292_0_load_73 | 83 | 0.15421 | 0.074689 | 0 | 0 |  | 1 | TRUE | wye
42 | MV_292_0_load_126 | 84 | 0.3881 | 0.18797 | 0 | 0 |  | 1 | TRUE | wye
43 | MV_292_0_load_168 | 86 | 0.11658 | 0.056464 | 0 | 0 |  | 1 | TRUE | wye
44 | MV_292_0_load_75 | 87 | 0.15713 | 0.076101 | 0 | 0 |  | 1 | TRUE | wye
45 | MV_292_0_load_89 | 93 | 0.089413 | 0.043304 | 0 | 0 |  | 1 | TRUE | wye
46 | MV_292_0_load_85 | 94 | 0.098305 | 0.047612 | 0 | 0 |  | 1 | TRUE | wye
47 | MV_292_0_load_86 | 95 | 0.094163 | 0.045605 | 0 | 0 |  | 1 | TRUE | wye
48 | MV_292_0_load_56 | 97 | 0.35026 | 0.16964 | 0 | 0 |  | 1 | TRUE | wye
49 | MV_292_0_load_188 | 98 | 0.093947 | 0.045501 | 0 | 0 |  | 1 | TRUE | wye
50 | MV_292_0_load_183 | 99 | 0.19652 | 0.095177 | 0 | 0 |  | 1 | TRUE | wye
51 | MV_292_0_load_53 | 101 | 0.10919 | 0.052882 | 0 | 0 |  | 1 | TRUE | wye
52 | MV_292_0_load_57 | 102 | 0.36219 | 0.17542 | 0 | 0 |  | 1 | TRUE | wye
53 | MV_292_0_load_62 | 106 | 0.27122 | 0.13136 | 0 | 0 |  | 1 | TRUE | wye
54 | MV_292_0_load_172 | 107 | 0.22962 | 0.11121 | 0 | 0 |  | 1 | TRUE | wye
55 | MV_292_0_load_66 | 108 | 0.052284 | 0.025322 | 0 | 0 |  | 1 | TRUE | wye
56 | MV_292_0_load_84 | 110 | 0.10306 | 0.049916 | 0 | 0 |  | 1 | TRUE | wye
57 | MV_292_0_load_90 | 113 | 0.15796 | 0.076504 | 0 | 0 |  | 1 | TRUE | wye
58 | MV_292_0_load_169 | 114 | 0.15795 | 0.076499 | 0 | 0 |  | 1 | TRUE | wye
59 | MV_292_0_load_96 | 115 | 0.36429 | 0.17644 | 0 | 0 |  | 1 | TRUE | wye
60 | MV_292_0_load_185 | 121 | 0.18391 | 0.08907 | 0 | 0 |  | 1 | TRUE | wye
61 | MV_292_0_load_112 | 125 | 0.17788 | 0.086151 | 0 | 0 |  | 1 | TRUE | wye
62 | MV_292_0_load_122 | 126 | 0.24213 | 0.11727 | 0 | 0 |  | 1 | TRUE | wye
63 | MV_292_0_load_117 | 127 | 0.073974 | 0.035827 | 0 | 0 |  | 1 | TRUE | wye
64 | MV_292_0_load_184 | 129 | 0.23878 | 0.11565 | 0 | 0 |  | 1 | TRUE | wye
65 | MV_292_0_load_187 | 130 | 0.39153 | 0.18963 | 0 | 0 |  | 1 | TRUE | wye
66 | MV_292_0_load_157 | 131 | 0.22073 | 0.1069 | 0 | 0 |  | 1 | TRUE | wye
67 | MV_292_0_load_108 | 135 | 0.077003 | 0.037294 | 0 | 0 |  | 1 | TRUE | wye
68 | MV_292_0_load_156 | 138 | 0.81246 | 0.39349 | 0 | 0 |  | 1 | TRUE | wye
69 | MV_292_0_load_158 | 139 | 0.089586 | 0.043388 | 0 | 0 |  | 1 | TRUE | wye
70 | MV_292_0_load_166 | 140 | 0.19237 | 0.093171 | 0 | 0 |  | 1 | TRUE | wye
71 | MV_292_0_load_105 | 142 | 0.35859 | 0.17367 | 0 | 0 |  | 1 | TRUE | wye
72 | MV_292_0_load_109 | 145 | 0.15056 | 0.072919 | 0 | 0 |  | 1 | TRUE | wye
73 | MV_292_0_load_186 | 147 | 0.27869 | 0.13498 | 0 | 0 |  | 1 | TRUE | wye
74 | MV_292_0_load_135 | 148 | 0.28661 | 0.13881 | 0 | 0 |  | 1 | TRUE | wye
75 | MV_292_0_load_138 | 149 | 0.34596 | 0.16756 | 0 | 0 |  | 1 | TRUE | wye
76 | MV_292_0_load_114 | 152 | 0.26386 | 0.12779 | 0 | 0 |  | 1 | TRUE | wye
77 | MV_292_0_load_153 | 153 | 0.073517 | 0.035606 | 0 | 0 |  | 1 | TRUE | wye
78 | MV_292_0_load_118 | 155 | 0.31564 | 0.15287 | 0 | 0 |  | 1 | TRUE | wye
79 | MV_292_0_load_161 | 158 | 0.12931 | 0.062629 | 0 | 0 |  | 1 | TRUE | wye
80 | MV_292_0_load_162 | 159 | 0.22446 | 0.10871 | 0 | 0 |  | 1 | TRUE | wye
81 | MV_292_0_load_163 | 160 | 0.11659 | 0.056468 | 0 | 0 |  | 1 | TRUE | wye
82 | MV_292_0_load_123 | 161 | 0.30645 | 0.14842 | 0 | 0 |  | 1 | TRUE | wye
83 | MV_292_0_load_129 | 166 | 0.15379 | 0.074483 | 0 | 0 |  | 1 | TRUE | wye
84 | MV_292_0_load_194 | 167 | 0.1764 | 0.085435 | 0 | 0 |  | 1 | TRUE | wye
85 | MV_292_0_load_140 | 169 | 0.15881 | 0.076914 | 0 | 0 |  | 1 | TRUE | wye
86 | MV_292_0_load_167 | 172 | 0.10514 | 0.05092 | 0 | 0 |  | 1 | TRUE | wye
87 | MV_292_0_load_179 | 173 | 0.38231 | 0.18516 | 0 | 0 |  | 1 | TRUE | wye
88 | MV_292_0_load_150 | 176 | 0.40574 | 0.19651 | 0 | 0 |  | 1 | TRUE | wye
89 | MV_292_0_load_176 | 178 | 0.22284 | 0.10793 | 0 | 0 |  | 1 | TRUE | wye

## ext_grid
| name | bus | vm_pu | va_degree | slack_weight | in_service
0 |  | 172 | 1 | 0 | 1 | TRUE

## line
| name | std_type | from_bus | to_bus | length_km | r_ohm_per_km | x_ohm_per_km | c_nf_per_km | g_us_per_km | max_i_ka | df | parallel | type | in_service
0 | MV_292_0_line_0 |  | 0 | 1 | 0.028464 | 0.0515 | 0.029 | 1000 | 0 | 1.276 | 1 | 1 | cs | TRUE
1 | MV_292_0_line_1 |  | 0 | 2 | 4.2166 | 0.0595 | 0.16 | 22 | 0 | 1.29 | 1 | 1 | ol | TRUE
2 | MV_292_0_line_2 |  | 1 | 3 | 0.43635 | 0.061 | 0.056 | 608 | 0 | 0.842 | 1 | 1 | cs | TRUE
3 | MV_292_0_line_3 |  | 1 | 4 | 0.4141 | 0.0515 | 0.029 | 1000 | 0 | 1.276 | 1 | 1 | cs | TRUE
4 | MV_292_0_line_4 |  | 2 | 5 | 0.038193 | 0.0515 | 0.029 | 1000 | 0 | 1.276 | 1 | 1 | cs | TRUE
5 | MV_292_0_line_5 |  | 2 | 6 | 4.7329 | 0.0595 | 0.16 | 22 | 0 | 1.29 | 1 | 1 | ol | TRUE
6 | MV_292_0_line_6 |  | 3 | 16 | 0.13636 | 0.061 | 0.056 | 608 | 0 | 0.842 | 1 | 1 | cs | TRUE
7 | MV_292_0_line_7 |  | 4 | 11 | 0.085095 | 0.0595 | 0.16 | 22 | 0 | 1.29 | 1 | 1 | ol | TRUE
8 | MV_292_0_line_8 |  | 5 | 7 | 0.10232 | 0.103 | 0.058 | 500 | 0 | 0.638 | 1 | 1 | cs | TRUE
9 | MV_292_0_line_9 |  | 6 | 33 | 0.073635 | 0.0515 | 0.029 | 1000 | 0 | 1.276 | 1 | 1 | cs | TRUE
10 | MV_292_0_line_10 |  | 7 | 8 | 0.025995 | 0.445 | 0.132 | 190 | 0 | 0.22 | 1 | 1 | cs | TRUE
11 | MV_292_0_line_11 |  | 9 | 10 | 0.70847 | 0.0515 | 0.029 | 1000 | 0 | 1.276 | 1 | 1 | cs | TRUE
12 | MV_292_0_line_12 |  | 9 | 11 | 1.1811 | 0.0595 | 0.16 | 22 | 0 | 1.29 | 1 | 1 | ol | TRUE
13 | MV_292_0_line_13 |  | 9 | 12 | 0.11084 | 0.5939 | 0.372 | 9.5 | 0 | 0.21 | 1 | 1 | ol | TRUE
14 | MV_292_0_line_14 |  | 10 | 71 | 1.2874 | 0.0515 | 0.029 | 1000 | 0 | 1.276 | 1 | 1 | cs | TRUE
15 | MV_292_0_line_15 |  | 10 | 72 | 1.3395 | 0.0515 | 0.029 | 1000 | 0 | 1.276 | 1 | 1 | cs | TRUE
16 | MV_292_0_line_16 |  | 10 | 73 | 0.026725 | 0.445 | 0.132 | 190 | 0 | 0.22 | 1 | 1 | cs | TRUE
17 | MV_292_0_line_17 |  | 13 | 14 | 0.071908 | 0.5939 | 0.372 | 9.5 | 0 | 0.21 | 1 | 1 | ol | TRUE
18 | MV_292_0_line_18 |  | 13 | 15 | 0.89745 | 0.445 | 0.132 | 190 | 0 | 0.22 | 1 | 1 | cs | TRUE
19 | MV_292_0_line_19 |  | 15 | 50 | 0.05326 | 0.445 | 0.132 | 190 | 0 | 0.22 | 1 | 1 | cs | TRUE
20 | MV_292_0_line_20 |  | 15 | 40 | 0.62263 | 0.445 | 0.132 | 190 | 0 | 0.22 | 1 | 1 | cs | TRUE
21 | MV_292_0_line_21 |  | 16 | 17 | 0.084162 | 0.061 | 0.056 | 608 | 0 | 0.842 | 1 | 1 | cs | TRUE
22 | MV_292_0_line_22 |  | 17 | 21 | 0.68706 | 0.061 | 0.056 | 608 | 0 | 0.842 | 1 | 1 | cs | TRUE
23 | MV_292_0_line_23 |  | 18 | 19 | 3.5702 | 0.0595 | 0.16 | 22 | 0 | 1.29 | 1 | 1 | ol | TRUE
24 | MV_292_0_line_24 |  | 18 | 20 | 0.032542 | 0.0515 | 0.029 | 1000 | 0 | 1.276 | 1 | 1 | cs | TRUE
25 | MV_292_0_line_25 |  | 19 | 38 | 0.014401 | 0.0515 | 0.029 | 1000 | 0 | 1.276 | 1 | 1 | cs | TRUE
26 | MV_292_0_line_26 |  | 20 | 171 | 0.024871 | 0.0515 | 0.029 | 1000 | 0 | 1.276 | 1 | 1 | cs | TRUE
27 | MV_292_0_line_27 |  | 21 | 22 | 0.1789 | 0.1188 | 0.172 | 20.6 | 0 | 0.82 | 1 | 1 | ol | TRUE
28 | MV_292_0_line_28 |  | 21 | 23 | 1.2921 | 0.1188 | 0.172 | 20.6 | 0 | 0.82 | 1 | 1 | ol | TRUE
29 | MV_292_0_line_29 |  | 24 | 25 | 0.028928 | 0.445 | 0.132 | 190 | 0 | 0.22 | 1 | 1 | cs | TRUE
30 | MV_292_0_line_30 |  | 25 | 26 | 0.20419 | 0.445 | 0.132 | 190 | 0 | 0.22 | 1 | 1 | cs | TRUE
31 | MV_292_0_line_31 |  | 26 | 28 | 0.026089 | 0.445 | 0.132 | 190 | 0 | 0.22 | 1 | 1 | cs | TRUE
32 | MV_292_0_line_32 |  | 27 | 28 | 0.10923 | 0.1188 | 0.172 | 20.6 | 0 | 0.82 | 1 | 1 | ol | TRUE
33 | MV_292_0_line_33 |  | 27 | 29 | 0.34878 | 0.119 | 0.32 | 11 | 0 | 0.645 | 1 | 1 | ol | TRUE
34 | MV_292_0_line_34 |  | 27 | 30 | 0.30418 | 0.061 | 0.056 | 608 | 0 | 0.842 | 1 | 1 | cs | TRUE
35 | MV_292_0_line_35 |  | 30 | 34 | 0.3066 | 0.061 | 0.056 | 608 | 0 | 0.842 | 1 | 1 | cs | TRUE
36 | MV_292_0_line_36 |  | 30 | 35 | 0.03627 | 0.5939 | 0.372 | 9.5 | 0 | 0.21 | 1 | 1 | ol | TRUE
37 | MV_292_0_line_37 |  | 30 | 32 | 0.18773 | 0.061 | 0.056 | 608 | 0 | 0.842 | 1 | 1 | cs | TRUE
38 | MV_292_0_line_38 |  | 31 | 32 | 0.025445 | 0.445 | 0.132 | 190 | 0 | 0.22 | 1 | 1 | cs | TRUE
39 | MV_292_0_line_39 |  | 32 | 33 | 0.17858 | 0.061 | 0.056 | 608 | 0 | 0.842 | 1 | 1 | cs | TRUE
40 | MV_292_0_line_40 |  | 34 | 36 | 0.03123 | 0.061 | 0.056 | 608 | 0 | 0.842 | 1 | 1 | cs | TRUE
41 | MV_292_0_line_41 |  | 36 | 37 | 0.012065 | 0.1188 | 0.172 | 20.6 | 0 | 0.82 | 1 | 1 | ol | TRUE
42 | MV_292_0_line_42 |  | 38 | 106 | 0.61361 | 0.0595 | 0.16 | 22 | 0 | 1.29 | 1 | 1 | ol | TRUE
43 | MV_292_0_line_43 |  | 39 | 40 | 0.086147 | 0.445 | 0.132 | 190 | 0 | 0.22 | 1 | 1 | cs | TRUE
44 | MV_292_0_line_44 |  | 41 | 42 | 0.64361 | 0.5939 | 0.372 | 9.5 | 0 | 0.21 | 1 | 1 | ol | TRUE
45 | MV_292_0_line_45 |  | 41 | 43 | 0.93642 | 0.5939 | 0.372 | 9.5 | 0 | 0.21 | 1 | 1 | ol | TRUE
46 | MV_292_0_line_46 |  | 41 | 44 | 0.41136 | 0.5939 | 0.372 | 9.5 | 0 | 0.21 | 1 | 1 | ol | TRUE
47 | MV_292_0_line_47 |  | 43 | 50 | 0.007499 | 0.445 | 0.132 | 190 | 0 | 0.22 | 1 | 1 | cs | TRUE
48 | MV_292_0_line_48 |  | 44 | 170 | 0.10216 | 0.5939 | 0.372 | 9.5 | 0 | 0.21 | 1 | 1 | ol | TRUE
49 | MV_292_0_line_49 |  | 45 | 46 | 0.059188 | 0.5939 | 0.372 | 9.5 | 0 | 0.21 | 1 | 1 | ol | TRUE
50 | MV_292_0_line_50 |  | 46 | 47 | 0.25341 | 0.445 | 0.132 | 190 | 0 | 0.22 | 1 | 1 | cs | TRUE
51 | MV_292_0_line_51 |  | 46 | 48 | 0.99753 | 0.445 | 0.132 | 190 | 0 | 0.22 | 1 | 1 | cs | TRUE
52 | MV_292_0_line_52 |  | 47 | 49 | 0.08107 | 0.445 | 0.132 | 190 | 0 | 0.22 | 1 | 1 | cs | TRUE
53 | MV_292_0_line_53 |  | 48 | 96 | 0.46087 | 0.445 | 0.132 | 190 | 0 | 0.22 | 1 | 1 | cs | TRUE
54 | MV_292_0_line_54 |  | 48 | 97 | 0.006997 | 0.445 | 0.132 | 190 | 0 | 0.22 | 1 | 1 | cs | TRUE
55 | MV_292_0_line_55 |  | 51 | 52 | 0.60094 | 0.5939 | 0.372 | 9.5 | 0 | 0.21 | 1 | 1 | ol | TRUE
56 | MV_292_0_line_56 |  | 52 | 53 | 0.25662 | 0.445 | 0.132 | 190 | 0 | 0.22 | 1 | 1 | cs | TRUE
57 | MV_292_0_line_57 |  | 53 | 175 | 0.034599 | 0.445 | 0.132 | 190 | 0 | 0.22 | 1 | 1 | cs | TRUE
58 | MV_292_0_line_58 |  | 54 | 55 | 0.1179 | 0.445 | 0.132 | 190 | 0 | 0.22 | 1 | 1 | cs | TRUE
59 | MV_292_0_line_59 |  | 55 | 123 | 0.10472 | 0.445 | 0.132 | 190 | 0 | 0.22 | 1 | 1 | cs | TRUE
60 | MV_292_0_line_60 |  | 56 | 57 | 0.080616 | 0.445 | 0.132 | 190 | 0 | 0.22 | 1 | 1 | cs | TRUE
61 | MV_292_0_line_61 |  | 57 | 58 | 0.67748 | 0.445 | 0.132 | 190 | 0 | 0.22 | 1 | 1 | cs | TRUE
62 | MV_292_0_line_62 |  | 58 | 64 | 0.12715 | 0.445 | 0.132 | 190 | 0 | 0.22 | 1 | 1 | cs | TRUE
63 | MV_292_0_line_63 |  | 58 | 62 | 0.86928 | 0.445 | 0.132 | 190 | 0 | 0.22 | 1 | 1 | cs | TRUE
64 | MV_292_0_line_64 |  | 59 | 60 | 1.1631 | 0.5939 | 0.372 | 9.5 | 0 | 0.21 | 1 | 1 | ol | TRUE
65 | MV_292_0_line_65 |  | 59 | 61 | 0.026538 | 0.5939 | 0.372 | 9.5 | 0 | 0.21 | 1 | 1 | ol | TRUE
66 | MV_292_0_line_66 |  | 60 | 65 | 0.11864 | 0.445 | 0.132 | 190 | 0 | 0.22 | 1 | 1 | cs | TRUE
67 | MV_292_0_line_67 |  | 60 | 62 | 0.20421 | 0.445 | 0.132 | 190 | 0 | 0.22 | 1 | 1 | cs | TRUE
68 | MV_292_0_line_68 |  | 61 | 151 | 0.50057 | 0.445 | 0.132 | 190 | 0 | 0.22 | 1 | 1 | cs | TRUE
69 | MV_292_0_line_69 |  | 62 | 63 | 0.2444 | 0.445 | 0.132 | 190 | 0 | 0.22 | 1 | 1 | cs | TRUE
70 | MV_292_0_line_70 |  | 64 | 66 | 0.064733 | 0.445 | 0.132 | 190 | 0 | 0.22 | 1 | 1 | cs | TRUE
71 | MV_292_0_line_71 |  | 66 | 175 | 0.035012 | 0.445 | 0.132 | 190 | 0 | 0.22 | 1 | 1 | cs | TRUE
72 | MV_292_0_line_72 |  | 67 | 68 | 0.058699 | 0.0515 | 0.029 | 1000 | 0 | 1.276 | 1 | 1 | cs | TRUE
73 | MV_292_0_line_73 |  | 67 | 69 | 0.3783 | 0.0515 | 0.029 | 1000 | 0 | 1.276 | 1 | 1 | cs | TRUE
74 | MV_292_0_line_74 |  | 68 | 70 | 0.12266 | 0.1188 | 0.172 | 20.6 | 0 | 0.82 | 1 | 1 | ol | TRUE
75 | MV_292_0_line_75 |  | 69 | 113 | 0.034703 | 0.0515 | 0.029 | 1000 | 0 | 1.276 | 1 | 1 | cs | TRUE
76 | MV_292_0_line_76 |  | 70 | 111 | 0.12121 | 0.103 | 0.058 | 500 | 0 | 0.638 | 1 | 1 | cs | TRUE
77 | MV_292_0_line_77 |  | 71 | 74 | 0.097269 | 0.0515 | 0.029 | 1000 | 0 | 1.276 | 1 | 1 | cs | TRUE
78 | MV_292_0_line_78 |  | 72 | 81 | 0.03318 | 0.5939 | 0.372 | 9.5 | 0 | 0.21 | 1 | 1 | ol | TRUE
79 | MV_292_0_line_79 |  | 72 | 75 | 0.73152 | 0.061 | 0.056 | 608 | 0 | 0.842 | 1 | 1 | cs | TRUE
80 | MV_292_0_line_80 |  | 72 | 77 | 0.34646 | 0.0515 | 0.029 | 1000 | 0 | 1.276 | 1 | 1 | cs | TRUE
81 | MV_292_0_line_81 |  | 74 | 82 | 0.050761 | 0.0515 | 0.029 | 1000 | 0 | 1.276 | 1 | 1 | cs | TRUE
82 | MV_292_0_line_82 |  | 75 | 76 | 0.10861 | 0.1188 | 0.172 | 20.6 | 0 | 0.82 | 1 | 1 | ol | TRUE
83 | MV_292_0_line_83 |  | 77 | 78 | 0.22795 | 0.061 | 0.056 | 608 | 0 | 0.842 | 1 | 1 | cs | TRUE
84 | MV_292_0_line_84 |  | 77 | 79 | 0.086896 | 0.5939 | 0.372 | 9.5 | 0 | 0.21 | 1 | 1 | ol | TRUE
85 | MV_292_0_line_85 |  | 77 | 80 | 0.55181 | 0.0595 | 0.16 | 22 | 0 | 1.29 | 1 | 1 | ol | TRUE
86 | MV_292_0_line_86 |  | 78 | 83 | 0.062133 | 0.1188 | 0.172 | 20.6 | 0 | 0.82 | 1 | 1 | ol | TRUE
87 | MV_292_0_line_87 |  | 80 | 86 | 0.015143 | 0.0515 | 0.029 | 1000 | 0 | 1.276 | 1 | 1 | cs | TRUE
88 | MV_292_0_line_88 |  | 82 | 103 | 0.72701 | 0.0515 | 0.029 | 1000 | 0 | 1.276 | 1 | 1 | cs | TRUE
89 | MV_292_0_line_89 |  | 83 | 109 | 0.034528 | 0.061 | 0.056 | 608 | 0 | 0.842 | 1 | 1 | cs | TRUE
90 | MV_292_0_line_90 |  | 84 | 85 | 0.043933 | 0.5939 | 0.372 | 9.5 | 0 | 0.21 | 1 | 1 | ol | TRUE
91 | MV_292_0_line_91 |  | 85 | 166 | 0.04912 | 0.445 | 0.132 | 190 | 0 | 0.22 | 1 | 1 | cs | TRUE
92 | MV_292_0_line_92 |  | 86 | 95 | 0.44949 | 0.0595 | 0.16 | 22 | 0 | 1.29 | 1 | 1 | ol | TRUE
93 | MV_292_0_line_93 |  | 87 | 88 | 0.025408 | 0.0515 | 0.029 | 1000 | 0 | 1.276 | 1 | 1 | cs | TRUE
94 | MV_292_0_line_94 |  | 87 | 89 | 0.029222 | 0.0515 | 0.029 | 1000 | 0 | 1.276 | 1 | 1 | cs | TRUE
95 | MV_292_0_line_95 |  | 88 | 90 | 0.31189 | 0.0515 | 0.029 | 1000 | 0 | 1.276 | 1 | 1 | cs | TRUE
96 | MV_292_0_line_96 |  | 88 | 91 | 0.43406 | 0.0595 | 0.16 | 22 | 0 | 1.29 | 1 | 1 | ol | TRUE
97 | MV_292_0_line_97 |  | 89 | 92 | 0.28858 | 0.0515 | 0.029 | 1000 | 0 | 1.276 | 1 | 1 | cs | TRUE
98 | MV_292_0_line_98 |  | 90 | 93 | 0.028947 | 0.0515 | 0.029 | 1000 | 0 | 1.276 | 1 | 1 | cs | TRUE
99 | MV_292_0_line_99 |  | 91 | 113 | 0.006065 | 0.0515 | 0.029 | 1000 | 0 | 1.276 | 1 | 1 | cs | TRUE
100 | MV_292_0_line_100 |  | 91 | 112 | 0.47873 | 0.0515 | 0.029 | 1000 | 0 | 1.276 | 1 | 1 | cs | TRUE
101 | MV_292_0_line_101 |  | 92 | 94 | 0.068648 | 0.1188 | 0.172 | 20.6 | 0 | 0.82 | 1 | 1 | ol | TRUE
102 | MV_292_0_line_102 |  | 95 | 112 | 0.08925 | 0.0595 | 0.16 | 22 | 0 | 1.29 | 1 | 1 | ol | TRUE
103 | MV_292_0_line_103 |  | 96 | 98 | 0.085361 | 0.5939 | 0.372 | 9.5 | 0 | 0.21 | 1 | 1 | ol | TRUE
104 | MV_292_0_line_104 |  | 96 | 99 | 1.3417 | 0.5939 | 0.372 | 9.5 | 0 | 0.21 | 1 | 1 | ol | TRUE
105 | MV_292_0_line_105 |  | 98 | 101 | 0.30525 | 0.5939 | 0.372 | 9.5 | 0 | 0.21 | 1 | 1 | ol | TRUE
106 | MV_292_0_line_106 |  | 99 | 100 | 0.06931 | 0.445 | 0.132 | 190 | 0 | 0.22 | 1 | 1 | cs | TRUE
107 | MV_292_0_line_107 |  | 100 | 124 | 0.89762 | 0.445 | 0.132 | 190 | 0 | 0.22 | 1 | 1 | cs | TRUE
108 | MV_292_0_line_108 |  | 102 | 103 | 0.045167 | 0.5939 | 0.372 | 9.5 | 0 | 0.21 | 1 | 1 | ol | TRUE
109 | MV_292_0_line_109 |  | 103 | 104 | 0.61707 | 0.0515 | 0.029 | 1000 | 0 | 1.276 | 1 | 1 | cs | TRUE
110 | MV_292_0_line_110 |  | 104 | 107 | 0.012206 | 0.445 | 0.132 | 190 | 0 | 0.22 | 1 | 1 | cs | TRUE
111 | MV_292_0_line_111 |  | 104 | 105 | 0.53098 | 0.0515 | 0.029 | 1000 | 0 | 1.276 | 1 | 1 | cs | TRUE
112 | MV_292_0_line_112 |  | 105 | 106 | 0.013716 | 0.0515 | 0.029 | 1000 | 0 | 1.276 | 1 | 1 | cs | TRUE
113 | MV_292_0_line_113 |  | 108 | 109 | 0.22592 | 0.1188 | 0.172 | 20.6 | 0 | 0.82 | 1 | 1 | ol | TRUE
114 | MV_292_0_line_114 |  | 110 | 111 | 0.061565 | 0.5939 | 0.372 | 9.5 | 0 | 0.21 | 1 | 1 | ol | TRUE
115 | MV_292_0_line_115 |  | 111 | 114 | 0.024097 | 0.445 | 0.132 | 190 | 0 | 0.22 | 1 | 1 | cs | TRUE
116 | MV_292_0_line_116 |  | 115 | 116 | 0.05133 | 0.445 | 0.132 | 190 | 0 | 0.22 | 1 | 1 | cs | TRUE
117 | MV_292_0_line_117 |  | 116 | 117 | 0.51173 | 0.0515 | 0.029 | 1000 | 0 | 1.276 | 1 | 1 | cs | TRUE
118 | MV_292_0_line_118 |  | 116 | 118 | 0.55634 | 0.0515 | 0.029 | 1000 | 0 | 1.276 | 1 | 1 | cs | TRUE
119 | MV_292_0_line_119 |  | 117 | 130 | 0.032253 | 0.0515 | 0.029 | 1000 | 0 | 1.276 | 1 | 1 | cs | TRUE
120 | MV_292_0_line_120 |  | 118 | 131 | 0.012832 | 0.445 | 0.132 | 190 | 0 | 0.22 | 1 | 1 | cs | TRUE
121 | MV_292_0_line_121 |  | 118 | 132 | 0.080937 | 0.445 | 0.132 | 190 | 0 | 0.22 | 1 | 1 | cs | TRUE
122 | MV_292_0_line_122 |  | 118 | 133 | 0.069164 | 0.0515 | 0.029 | 1000 | 0 | 1.276 | 1 | 1 | cs | TRUE
123 | MV_292_0_line_123 |  | 118 | 119 | 0.69637 | 0.445 | 0.132 | 190 | 0 | 0.22 | 1 | 1 | cs | TRUE
124 | MV_292_0_line_124 |  | 119 | 120 | 0.75422 | 0.445 | 0.132 | 190 | 0 | 0.22 | 1 | 1 | cs | TRUE
125 | MV_292_0_line_125 |  | 119 | 121 | 0.00628 | 0.445 | 0.132 | 190 | 0 | 0.22 | 1 | 1 | cs | TRUE
126 | MV_292_0_line_126 |  | 120 | 122 | 0.4656 | 0.445 | 0.132 | 190 | 0 | 0.22 | 1 | 1 | cs | TRUE
127 | MV_292_0_line_127 |  | 120 | 123 | 0.47983 | 0.445 | 0.132 | 190 | 0 | 0.22 | 1 | 1 | cs | TRUE
128 | MV_292_0_line_128 |  | 120 | 124 | 0.66833 | 0.445 | 0.132 | 190 | 0 | 0.22 | 1 | 1 | cs | TRUE
129 | MV_292_0_line_129 |  | 120 | 125 | 0.025845 | 0.445 | 0.132 | 190 | 0 | 0.22 | 1 | 1 | cs | TRUE
130 | MV_292_0_line_130 |  | 122 | 126 | 0.055721 | 0.445 | 0.132 | 190 | 0 | 0.22 | 1 | 1 | cs | TRUE
131 | MV_292_0_line_131 |  | 123 | 127 | 0.10863 | 0.445 | 0.132 | 190 | 0 | 0.22 | 1 | 1 | cs | TRUE
132 | MV_292_0_line_132 |  | 124 | 128 | 0.37999 | 0.445 | 0.132 | 190 | 0 | 0.22 | 1 | 1 | cs | TRUE
133 | MV_292_0_line_133 |  | 124 | 129 | 0.0345 | 0.445 | 0.132 | 190 | 0 | 0.22 | 1 | 1 | cs | TRUE
134 | MV_292_0_line_134 |  | 127 | 134 | 0.0010783 | 0.445 | 0.132 | 190 | 0 | 0.22 | 1 | 1 | cs | TRUE
135 | MV_292_0_line_135 |  | 128 | 135 | 0.032174 | 0.445 | 0.132 | 190 | 0 | 0.22 | 1 | 1 | cs | TRUE
136 | MV_292_0_line_136 |  | 128 | 136 | 0.00706 | 0.445 | 0.132 | 190 | 0 | 0.22 | 1 | 1 | cs | TRUE
137 | MV_292_0_line_137 |  | 130 | 137 | 0.054726 | 0.0595 | 0.16 | 22 | 0 | 1.29 | 1 | 1 | ol | TRUE
138 | MV_292_0_line_138 |  | 131 | 138 | 0.055794 | 0.5939 | 0.372 | 9.5 | 0 | 0.21 | 1 | 1 | ol | TRUE
139 | MV_292_0_line_139 |  | 132 | 139 | 0.044319 | 0.445 | 0.132 | 190 | 0 | 0.22 | 1 | 1 | cs | TRUE
140 | MV_292_0_line_140 |  | 133 | 140 | 0.057926 | 0.445 | 0.132 | 190 | 0 | 0.22 | 1 | 1 | cs | TRUE
141 | MV_292_0_line_141 |  | 133 | 141 | 0.10875 | 0.0515 | 0.029 | 1000 | 0 | 1.276 | 1 | 1 | cs | TRUE
142 | MV_292_0_line_142 |  | 134 | 154 | 0.071779 | 0.445 | 0.132 | 190 | 0 | 0.22 | 1 | 1 | cs | TRUE
143 | MV_292_0_line_143 |  | 135 | 143 | 0.035233 | 0.445 | 0.132 | 190 | 0 | 0.22 | 1 | 1 | cs | TRUE
144 | MV_292_0_line_144 |  | 136 | 142 | 0.043686 | 0.445 | 0.132 | 190 | 0 | 0.22 | 1 | 1 | cs | TRUE
145 | MV_292_0_line_145 |  | 137 | 174 | 0.57387 | 0.0515 | 0.029 | 1000 | 0 | 1.276 | 1 | 1 | cs | TRUE
146 | MV_292_0_line_146 |  | 141 | 158 | 0.053159 | 0.445 | 0.132 | 190 | 0 | 0.22 | 1 | 1 | cs | TRUE
147 | MV_292_0_line_147 |  | 141 | 156 | 0.103 | 0.161 | 0.117 | 273 | 0 | 0.362 | 1 | 1 | cs | TRUE
148 | MV_292_0_line_148 |  | 143 | 144 | 0.80177 | 0.445 | 0.132 | 190 | 0 | 0.22 | 1 | 1 | cs | TRUE
149 | MV_292_0_line_149 |  | 144 | 161 | 0.074191 | 0.5939 | 0.372 | 9.5 | 0 | 0.21 | 1 | 1 | ol | TRUE
150 | MV_292_0_line_150 |  | 145 | 146 | 0.038251 | 0.445 | 0.132 | 190 | 0 | 0.22 | 1 | 1 | cs | TRUE
151 | MV_292_0_line_151 |  | 145 | 147 | 0.25411 | 0.306 | 0.35 | 10 | 0 | 0.35 | 1 | 1 | ol | TRUE
152 | MV_292_0_line_152 |  | 146 | 148 | 0.29418 | 0.5939 | 0.372 | 9.5 | 0 | 0.21 | 1 | 1 | ol | TRUE
153 | MV_292_0_line_153 |  | 146 | 149 | 0.39183 | 0.5939 | 0.372 | 9.5 | 0 | 0.21 | 1 | 1 | ol | TRUE
154 | MV_292_0_line_154 |  | 147 | 150 | 0.019772 | 0.161 | 0.117 | 273 | 0 | 0.362 | 1 | 1 | cs | TRUE
155 | MV_292_0_line_155 |  | 148 | 151 | 0.043878 | 0.5939 | 0.372 | 9.5 | 0 | 0.21 | 1 | 1 | ol | TRUE
156 | MV_292_0_line_156 |  | 150 | 177 | 0.11809 | 0.161 | 0.117 | 273 | 0 | 0.362 | 1 | 1 | cs | TRUE
157 | MV_292_0_line_157 |  | 152 | 153 | 0.19926 | 0.5939 | 0.372 | 9.5 | 0 | 0.21 | 1 | 1 | ol | TRUE
158 | MV_292_0_line_158 |  | 152 | 154 | 0.088768 | 0.5939 | 0.372 | 9.5 | 0 | 0.21 | 1 | 1 | ol | TRUE
159 | MV_292_0_line_159 |  | 155 | 156 | 0.031554 | 0.445 | 0.132 | 190 | 0 | 0.22 | 1 | 1 | cs | TRUE
160 | MV_292_0_line_160 |  | 156 | 157 | 0.082294 | 0.161 | 0.117 | 273 | 0 | 0.362 | 1 | 1 | cs | TRUE
161 | MV_292_0_line_161 |  | 157 | 159 | 0.063038 | 0.161 | 0.117 | 273 | 0 | 0.362 | 1 | 1 | cs | TRUE
162 | MV_292_0_line_162 |  | 159 | 160 | 0.017372 | 0.161 | 0.117 | 273 | 0 | 0.362 | 1 | 1 | cs | TRUE
163 | MV_292_0_line_163 |  | 160 | 177 | 0.021942 | 0.161 | 0.117 | 273 | 0 | 0.362 | 1 | 1 | cs | TRUE
164 | MV_292_0_line_164 |  | 162 | 163 | 0.47499 | 0.445 | 0.132 | 190 | 0 | 0.22 | 1 | 1 | cs | TRUE
165 | MV_292_0_line_165 |  | 162 | 164 | 0.53288 | 0.0515 | 0.029 | 1000 | 0 | 1.276 | 1 | 1 | cs | TRUE
166 | MV_292_0_line_166 |  | 162 | 165 | 0.074344 | 0.0515 | 0.029 | 1000 | 0 | 1.276 | 1 | 1 | cs | TRUE
167 | MV_292_0_line_167 |  | 162 | 166 | 0.042381 | 0.5939 | 0.372 | 9.5 | 0 | 0.21 | 1 | 1 | ol | TRUE
168 | MV_292_0_line_168 |  | 163 | 167 | 0.028566 | 0.445 | 0.132 | 190 | 0 | 0.22 | 1 | 1 | cs | TRUE
169 | MV_292_0_line_169 |  | 164 | 168 | 0.25529 | 0.0515 | 0.029 | 1000 | 0 | 1.276 | 1 | 1 | cs | TRUE
170 | MV_292_0_line_170 |  | 164 | 169 | 0.059467 | 0.5939 | 0.372 | 9.5 | 0 | 0.21 | 1 | 1 | ol | TRUE
171 | MV_292_0_line_171 |  | 165 | 172 | 0.014521 | 0.0515 | 0.029 | 1000 | 0 | 1.276 | 1 | 1 | cs | TRUE
172 | MV_292_0_line_172 |  | 165 | 170 | 0.3162 | 0.445 | 0.132 | 190 | 0 | 0.22 | 1 | 1 | cs | TRUE
173 | MV_292_0_line_173 |  | 165 | 171 | 0.43072 | 0.0515 | 0.029 | 1000 | 0 | 1.276 | 1 | 1 | cs | TRUE
174 | MV_292_0_line_174 |  | 168 | 173 | 0.010195 | 0.0515 | 0.029 | 1000 | 0 | 1.276 | 1 | 1 | cs | TRUE
175 | MV_292_0_line_175 |  | 173 | 174 | 0.22784 | 0.0595 | 0.16 | 22 | 0 | 1.29 | 1 | 1 | ol | TRUE
176 | MV_292_0_line_176 |  | 174 | 178 | 0.005805 | 0.445 | 0.132 | 190 | 0 | 0.22 | 1 | 1 | cs | TRUE
177 | MV_292_0_line_177 |  | 175 | 176 | 0.051147 | 0.445 | 0.132 | 190 | 0 | 0.22 | 1 | 1 | cs | TRUE

## trafo
| name | std_type | hv_bus | lv_bus | sn_mva | vn_hv_kv | vn_lv_kv | vk_percent | vkr_percent | pfe_kw | i0_percent | shift_degree | tap_side | tap_neutral | tap_min | tap_max | tap_step_percent | tap_step_degree | tap_pos | tap_phase_shifter | parallel | df | in_service
0 | MV_292_0_trafo_167 | 25 MVA 110/20 kV | 179 | 172 | 25 | 110 | 20 | 12 | 0.41 | 14 | 0.07 | 150 | hv | 0 | -9 | 9 | 1.5 | 0 | 0 | FALSE | 1 | 1 | TRUE

## bus_geodata
| x | y | coords
0 | 2610481.9597 | 1234191.2544
1 | 2610498.2136 | 1234167.8576
2 | 2611586.6053 | 1238260.6152
3 | 2610332.4276 | 1233813.9657
4 | 2610695.5579 | 1233928.6847
5 | 2611602.5883 | 1238295.3121
6 | 2607144.47 | 1236627.3346
7 | 2611619.0117 | 1238383.4095
8 | 2611614.0607 | 1238408.9267
9 | 2611507.3809 | 1232972.4921
10 | 2611350.5505 | 1232497.4725
11 | 2610775.4673 | 1233899.4327
12 | 2611615.0132 | 1232998.9607
13 | 2605175.7335 | 1231418.0325
14 | 2605146.9536 | 1231352.1351
15 | 2604714.7703 | 1231021.6952
16 | 2610387.0989 | 1233776.0163
17 | 2610469.9606 | 1233786.3993
18 | 2605763.2019 | 1230383.9041
19 | 2609146.9981 | 1231522.3671
20 | 2605751.7036 | 1230353.4861
21 | 2610109.5119 | 1233380.8451
22 | 2610220.9173 | 1233240.8721
23 | 2608822.423 | 1233494.0109
24 | 2606222.2537 | 1236498.3064
25 | 2606241.3353 | 1236520.0951
26 | 2606406.045 | 1236614.7153
27 | 2606495.9388 | 1236541.8006
28 | 2606428.653 | 1236627.8475
29 | 2606366.4587 | 1236865.6599
30 | 2606729.8801 | 1236662.5989
31 | 2606916.8028 | 1236707.7057
32 | 2606900.0819 | 1236688.4858
33 | 2607071.6121 | 1236638.7997
34 | 2606692.6975 | 1236489.9963
35 | 2606745.7014 | 1236695.2366
36 | 2606705.1146 | 1236461.3405
37 | 2606693.3757 | 1236458.5556
38 | 2609159.6834 | 1231516.4607
39 | 2604544.9502 | 1231471.5
40 | 2604625.8163 | 1231447.7144
41 | 2605286.7989 | 1230211.6976
42 | 2605243.0751 | 1230853.8201
43 | 2604727.9252 | 1230963.0594
44 | 2605569.1039 | 1229912.4962
45 | 2602710.6495 | 1230938.2175
46 | 2602652.6975 | 1230926.1848
47 | 2602524.7341 | 1231090.7289
48 | 2602477.2259 | 1230406.5013
49 | 2602443.6302 | 1231084.9703
50 | 2604725.5492 | 1230970.1729
51 | 2604223.8427 | 1226173.0737
52 | 2604298.3468 | 1226769.3741
53 | 2604524.2012 | 1226868.9996
54 | 2604352.3036 | 1228496.9
55 | 2604319.0804 | 1228594.2226
56 | 2604871.3976 | 1226415.2031
57 | 2604934.1025 | 1226465.15
58 | 2604750.2016 | 1226917.9018
59 | 2605725.6295 | 1228273.3375
60 | 2605499.1554 | 1227132.5312
61 | 2605725.6194 | 1228299.8754
62 | 2605328.1259 | 1227040.2788
63 | 2605496.3081 | 1226914.4781
64 | 2604631.3413 | 1226872.7329
65 | 2605394.3035 | 1227152.5038
66 | 2604570.8301 | 1226849.7392
67 | 2612961.3614 | 1233224.0771
68 | 2613006.6031 | 1233261.4425
69 | 2612755.3553 | 1233006.3909
70 | 2613123.7413 | 1233225.0434
71 | 2610642.2086 | 1231671.3731
72 | 2611962.6927 | 1231984.691
73 | 2611325.977 | 1232508.1434
74 | 2610566.5525 | 1231704.6826
75 | 2612097.3027 | 1231570.7577
76 | 2612143.9585 | 1231472.6823
77 | 2612166.2002 | 1232051.8978
78 | 2612261.385 | 1231845.2014
79 | 2612108.304 | 1232116.697
80 | 2612556.453 | 1232442.029
81 | 2611941.5389 | 1232010.253
82 | 2610516.3096 | 1231711.9192
83 | 2612320.3305 | 1231864.8456
84 | 2605882.231 | 1229936.5084
85 | 2605875.767 | 1229893.054
86 | 2612569.6339 | 1232449.5502
87 | 2613214.6185 | 1232925.8296
88 | 2613194.1355 | 1232910.7197
89 | 2613228.5676 | 1232900.1339
90 | 2613197.8541 | 1232769.6872
91 | 2612763.6774 | 1232966.4846
92 | 2613423.8039 | 1232952.29
93 | 2613225.2393 | 1232779.298
94 | 2613414.2181 | 1233020.2651
95 | 2612536.863 | 1232897.8406
96 | 2602552.5255 | 1230005.7604
97 | 2602470.5828 | 1230408.7555
98 | 2602467.2324 | 1230002.3456
99 | 2603597.0555 | 1229163.6546
100 | 2603664.8007 | 1229178.8041
101 | 2602162.203 | 1229990.7013
102 | 2610100.4996 | 1231276.5973
103 | 2610140.5569 | 1231255.7303
104 | 2609751.1998 | 1231211.7569
105 | 2609474.7987 | 1230987.7234
106 | 2609462.0985 | 1230982.5444
107 | 2609753.3397 | 1231199.7532
108 | 2612532.3133 | 1231718.1427
109 | 2612345.1025 | 1231844.5957
110 | 2613187.9841 | 1233220.8602
111 | 2613234.095 | 1233261.6535
112 | 2612448.4478 | 1232885.6594
113 | 2612762.3248 | 1232972.3964
114 | 2613258.1803 | 1233259.6613
115 | 2605036.0798 | 1229208.3087
116 | 2605041.804 | 1229157.3055
117 | 2605422.7157 | 1229118.402
118 | 2604841.3536 | 1228889.9272
119 | 2604537.0593 | 1228999.4224
120 | 2604201.732 | 1228923.5461
121 | 2604530.9446 | 1229000.9298
122 | 2604017.6171 | 1228972.8391
123 | 2604320.4935 | 1228683.9545
124 | 2604347.7935 | 1229226.2955
125 | 2604175.8621 | 1228921.9161
126 | 2604025.7707 | 1229026.4096
127 | 2604425.8033 | 1228710.6161
128 | 2604702.9232 | 1229354.5821
129 | 2604313.6555 | 1229220.6677
130 | 2605415.8703 | 1229149.0251
131 | 2604828.894 | 1228886.7153
132 | 2604858.3859 | 1228821.5781
133 | 2604893.9415 | 1228865.5218
134 | 2604426.8487 | 1228710.8808
135 | 2604733.0258 | 1229365.9407
136 | 2604702.236 | 1229361.608
137 | 2605361.1696 | 1229147.3752
138 | 2604781.8102 | 1228856.7797
139 | 2604835.5686 | 1228786.4679
140 | 2604950.5039 | 1228878.0163
141 | 2604935.3956 | 1228792.3122
142 | 2604735.7046 | 1229389.4897
143 | 2604765.9903 | 1229378.3791
144 | 2604332.0432 | 1229597.6491
145 | 2605497.4209 | 1228824.2954
146 | 2605506.455 | 1228787.126
147 | 2605250.1097 | 1228882.676
148 | 2605585.5223 | 1228503.7755
149 | 2605861.955 | 1228622.353
150 | 2605245.1082 | 1228901.8052
151 | 2605588.9344 | 1228460.0306
152 | 2604583.8045 | 1228745.2626
153 | 2604578.3452 | 1228546.0797
154 | 2604496.6254 | 1228728.5428
155 | 2605035.4859 | 1228794.9632
156 | 2605032.596 | 1228826.3794
157 | 2605103.2444 | 1228866.5959
158 | 2604936.5278 | 1228739.3045
159 | 2605141.2 | 1228841.9526
160 | 2605158.4603 | 1228843.9151
161 | 2604404.4622 | 1229613.7666
162 | 2605825.8505 | 1229932.8736
163 | 2605578.7349 | 1229720.3353
164 | 2605880.4495 | 1229519.7811
165 | 2605845.9537 | 1229978.9538
166 | 2605826.7135 | 1229890.5013
167 | 2605552.1249 | 1229720.5108
168 | 2605677.6493 | 1229451.2234
169 | 2605922.2291 | 1229477.4636
170 | 2605636.1792 | 1229989.5489
171 | 2605738.295 | 1230332.6386
172 | 2605859.1905 | 1229984.3914
173 | 2605667.4901 | 1229452.3812
174 | 2605439.7996 | 1229444.0551
175 | 2604538.1009 | 1226837.3025
176 | 2604571.3233 | 1226798.8716
177 | 2605180.2621 | 1228846.3941
178 | 2605434.0433 | 1229443.1827
179 | 2605859.1905 | 1229984.3914

## line_std_types
| c_nf_per_km | r_ohm_per_km | x_ohm_per_km | max_i_ka | type | q_mm2 | alpha | voltage_rating
NAYY 4x50 SE | 210 | 0.642 | 0.083 | 0.142 | cs | 50 | 0.00403 | LV
NAYY 4x120 SE | 264 | 0.225 | 0.08 | 0.242 | cs | 120 | 0.00403 | LV
NAYY 4x150 SE | 261 | 0.208 | 0.08 | 0.27 | cs | 150 | 0.00403 | LV
NA2XS2Y 1x95 RM/25 12/20 kV | 216 | 0.313 | 0.132 | 0.252 | cs | 95 | 0.00403 | MV
NA2XS2Y 1x185 RM/25 12/20 kV | 273 | 0.161 | 0.117 | 0.362 | cs | 185 | 0.00403 | MV
NA2XS2Y 1x240 RM/25 12/20 kV | 304 | 0.122 | 0.112 | 0.421 | cs | 240 | 0.00403 | MV
NA2XS2Y 1x95 RM/25 6/10 kV | 315 | 0.313 | 0.123 | 0.249 | cs | 95 | 0.00403 | MV
NA2XS2Y 1x185 RM/25 6/10 kV | 406 | 0.161 | 0.11 | 0.358 | cs | 185 | 0.00403 | MV
NA2XS2Y 1x240 RM/25 6/10 kV | 456 | 0.122 | 0.105 | 0.416 | cs | 240 | 0.00403 | MV
NA2XS2Y 1x150 RM/25 12/20 kV | 250 | 0.206 | 0.116 | 0.319 | cs | 150 | 0.00403 | MV
NA2XS2Y 1x120 RM/25 12/20 kV | 230 | 0.253 | 0.119 | 0.283 | cs | 120 | 0.00403 | MV
NA2XS2Y 1x70 RM/25 12/20 kV | 190 | 0.443 | 0.132 | 0.22 | cs | 70 | 0.00403 | MV
NA2XS2Y 1x150 RM/25 6/10 kV | 360 | 0.206 | 0.11 | 0.315 | cs | 150 | 0.00403 | MV
NA2XS2Y 1x120 RM/25 6/10 kV | 340 | 0.253 | 0.113 | 0.28 | cs | 120 | 0.00403 | MV
NA2XS2Y 1x70 RM/25 6/10 kV | 280 | 0.443 | 0.123 | 0.217 | cs | 70 | 0.00403 | MV
N2XS(FL)2Y 1x120 RM/35 64/110 kV | 112 | 0.153 | 0.166 | 0.366 | cs | 120 | 0.00393 | HV
N2XS(FL)2Y 1x185 RM/35 64/110 kV | 125 | 0.099 | 0.156 | 0.457 | cs | 185 | 0.00393 | HV
N2XS(FL)2Y 1x240 RM/35 64/110 kV | 135 | 0.075 | 0.149 | 0.526 | cs | 240 | 0.00393 | HV
N2XS(FL)2Y 1x300 RM/35 64/110 kV | 144 | 0.06 | 0.144 | 0.588 | cs | 300 | 0.00393 | HV
15-AL1/3-ST1A 0.4 | 11 | 1.8769 | 0.35 | 0.105 | ol | 16 | 0.00403 | LV
24-AL1/4-ST1A 0.4 | 11.25 | 1.2012 | 0.335 | 0.14 | ol | 24 | 0.00403 | LV
48-AL1/8-ST1A 0.4 | 12.2 | 0.5939 | 0.3 | 0.21 | ol | 48 | 0.00403 | LV
94-AL1/15-ST1A 0.4 | 13.2 | 0.306 | 0.29 | 0.35 | ol | 94 | 0.00403 | LV
34-AL1/6-ST1A 10.0 | 9.7 | 0.8342 | 0.36 | 0.17 | ol | 34 | 0.00403 | MV
48-AL1/8-ST1A 10.0 | 10.1 | 0.5939 | 0.35 | 0.21 | ol | 48 | 0.00403 | MV
70-AL1/11-ST1A 10.0 | 10.4 | 0.4132 | 0.339 | 0.29 | ol | 70 | 0.00403 | MV
94-AL1/15-ST1A 10.0 | 10.75 | 0.306 | 0.33 | 0.35 | ol | 94 | 0.00403 | MV
122-AL1/20-ST1A 10.0 | 11.1 | 0.2376 | 0.323 | 0.41 | ol | 122 | 0.00403 | MV
149-AL1/24-ST1A 10.0 | 11.25 | 0.194 | 0.315 | 0.47 | ol | 149 | 0.00403 | MV
34-AL1/6-ST1A 20.0 | 9.15 | 0.8342 | 0.382 | 0.17 | ol | 34 | 0.00403 | MV
48-AL1/8-ST1A 20.0 | 9.5 | 0.5939 | 0.372 | 0.21 | ol | 48 | 0.00403 | MV
70-AL1/11-ST1A 20.0 | 9.7 | 0.4132 | 0.36 | 0.29 | ol | 70 | 0.00403 | MV
94-AL1/15-ST1A 20.0 | 10 | 0.306 | 0.35 | 0.35 | ol | 94 | 0.00403 | MV
122-AL1/20-ST1A 20.0 | 10.3 | 0.2376 | 0.344 | 0.41 | ol | 122 | 0.00403 | MV
149-AL1/24-ST1A 20.0 | 10.5 | 0.194 | 0.337 | 0.47 | ol | 149 | 0.00403 | MV
184-AL1/30-ST1A 20.0 | 10.75 | 0.1571 | 0.33 | 0.535 | ol | 184 | 0.00403 | MV
243-AL1/39-ST1A 20.0 | 11 | 0.1188 | 0.32 | 0.645 | ol | 243 | 0.00403 | MV
48-AL1/8-ST1A 110.0 | 8 | 0.5939 | 0.46 | 0.21 | ol | 48 | 0.00403 | HV
70-AL1/11-ST1A 110.0 | 8.4 | 0.4132 | 0.45 | 0.29 | ol | 70 | 0.00403 | HV
94-AL1/15-ST1A 110.0 | 8.65 | 0.306 | 0.44 | 0.35 | ol | 94 | 0.00403 | HV
122-AL1/20-ST1A 110.0 | 8.5 | 0.2376 | 0.43 | 0.41 | ol | 122 | 0.00403 | HV
149-AL1/24-ST1A 110.0 | 8.75 | 0.194 | 0.41 | 0.47 | ol | 149 | 0.00403 | HV
184-AL1/30-ST1A 110.0 | 8.8 | 0.1571 | 0.4 | 0.535 | ol | 184 | 0.00403 | HV
243-AL1/39-ST1A 110.0 | 9 | 0.1188 | 0.39 | 0.645 | ol | 243 | 0.00403 | HV
305-AL1/39-ST1A 110.0 | 9.2 | 0.0949 | 0.38 | 0.74 | ol | 305 | 0.00403 | HV
490-AL1/64-ST1A 110.0 | 9.75 | 0.059 | 0.37 | 0.96 | ol | 490 | 0.00403 | HV
679-AL1/86-ST1A 110.0 | 9.95 | 0.042 | 0.36 | 1.15 | ol | 679 | 0.00403 | HV
490-AL1/64-ST1A 220.0 | 10 | 0.059 | 0.285 | 0.96 | ol | 490 | 0.00403 | HV
679-AL1/86-ST1A 220.0 | 11.7 | 0.042 | 0.275 | 1.15 | ol | 679 | 0.00403 | HV
490-AL1/64-ST1A 380.0 | 11 | 0.059 | 0.253 | 0.96 | ol | 490 | 0.00403 | HV
679-AL1/86-ST1A 380.0 | 14.6 | 0.042 | 0.25 | 1.15 | ol | 679 | 0.00403 | HV

## trafo_std_types
| i0_percent | pfe_kw | vkr_percent | sn_mva | vn_lv_kv | vn_hv_kv | vk_percent | shift_degree | vector_group | tap_side | tap_neutral | tap_min | tap_max | tap_step_degree | tap_step_percent | tap_phase_shifter
160 MVA 380/110 kV | 0.06 | 60 | 0.25 | 160 | 110 | 380 | 12.2 | 0 | Yy0 | hv | 0 | -9 | 9 | 0 | 1.5 | FALSE
100 MVA 220/110 kV | 0.06 | 55 | 0.26 | 100 | 110 | 220 | 12 | 0 | Yy0 | hv | 0 | -9 | 9 | 0 | 1.5 | FALSE
63 MVA 110/20 kV | 0.04 | 22 | 0.32 | 63 | 20 | 110 | 18 | 150 | YNd5 | hv | 0 | -9 | 9 | 0 | 1.5 | FALSE
40 MVA 110/20 kV | 0.05 | 18 | 0.34 | 40 | 20 | 110 | 16.2 | 150 | YNd5 | hv | 0 | -9 | 9 | 0 | 1.5 | FALSE
25 MVA 110/20 kV | 0.07 | 14 | 0.41 | 25 | 20 | 110 | 12 | 150 | YNd5 | hv | 0 | -9 | 9 | 0 | 1.5 | FALSE
63 MVA 110/10 kV | 0.04 | 22 | 0.32 | 63 | 10 | 110 | 18 | 150 | YNd5 | hv | 0 | -9 | 9 | 0 | 1.5 | FALSE
40 MVA 110/10 kV | 0.05 | 18 | 0.34 | 40 | 10 | 110 | 16.2 | 150 | YNd5 | hv | 0 | -9 | 9 | 0 | 1.5 | FALSE
25 MVA 110/10 kV | 0.07 | 14 | 0.41 | 25 | 10 | 110 | 12 | 150 | YNd5 | hv | 0 | -9 | 9 | 0 | 1.5 | FALSE
0.25 MVA 20/0.4 kV | 0.32 | 0.8 | 1.44 | 0.25 | 0.4 | 20 | 6 | 150 | Yzn5 | hv | 0 | -2 | 2 | 0 | 2.5 | FALSE
0.4 MVA 20/0.4 kV | 0.3375 | 1.35 | 1.425 | 0.4 | 0.4 | 20 | 6 | 150 | Dyn5 | hv | 0 | -2 | 2 | 0 | 2.5 | FALSE
0.63 MVA 20/0.4 kV | 0.2619 | 1.65 | 1.206 | 0.63 | 0.4 | 20 | 6 | 150 | Dyn5 | hv | 0 | -2 | 2 | 0 | 2.5 | FALSE
0.25 MVA 10/0.4 kV | 0.24 | 0.6 | 1.2 | 0.25 | 0.4 | 10 | 4 | 150 | Dyn5 | hv | 0 | -2 | 2 | 0 | 2.5 | FALSE
0.4 MVA 10/0.4 kV | 0.2375 | 0.95 | 1.325 | 0.4 | 0.4 | 10 | 4 | 150 | Dyn5 | hv | 0 | -2 | 2 | 0 | 2.5 | FALSE
0.63 MVA 10/0.4 kV | 0.1873 | 1.18 | 1.0794 | 0.63 | 0.4 | 10 | 4 | 150 | Dyn5 | hv | 0 | -2 | 2 | 0 | 2.5 | FALSE

## trafo3w_std_types
| sn_hv_mva | sn_mv_mva | sn_lv_mva | vn_hv_kv | vn_mv_kv | vn_lv_kv | vk_hv_percent | vk_mv_percent | vk_lv_percent | vkr_hv_percent | vkr_mv_percent | vkr_lv_percent | pfe_kw | i0_percent | shift_mv_degree | shift_lv_degree | vector_group | tap_side | tap_neutral | tap_min | tap_max | tap_step_percent
63/25/38 MVA 110/20/10 kV | 63 | 25 | 38 | 110 | 20 | 10 | 10.4 | 10.4 | 10.4 | 0.28 | 0.32 | 0.35 | 35 | 0.89 | 0 | 0 | YN0yn0yn0 | hv | 0 | -10 | 10 | 1.2
63/25/38 MVA 110/10/10 kV | 63 | 25 | 38 | 110 | 10 | 10 | 10.4 | 10.4 | 10.4 | 0.28 | 0.32 | 0.35 | 35 | 0.89 | 0 | 0 | YN0yn0yn0 | hv | 0 | -10 | 10 | 1.2

## fuse_std_types
| fuse_type | i_rated_a | t_avg | t_min | t_total | x_avg | x_min | x_total
HV 100A | HV 100A | 100 | 0 | [10.0, 3.64, 0.854, 0.281, 0.1, 0.0531, 0.022, 0.01] | [10.0, 4.267, 1.21, 0.403, 0.1, 0.058, 0.022, 0.01] | 0 | [300.0, 350.0, 450.0, 550.0, 700.0, 850.0, 1200.0, 1752.0] | [600.0, 700.0, 900.0, 1150.0, 1665.0, 2000.0, 3000.0, 4313.0]
HV 10A | HV 10A | 10 | 0 | [10.0, 1675.0, 0.344, 0.156, 0.1, 0.0417, 0.0171, 0.01] | [10.0, 1.3, 0.3, 0.155, 0.1, 0.0555, 0.023, 0.01] | 0 | [30.0, 32.0, 35.0, 37.0, 39.0, 50.0, 70.0, 88.0] | [60.0, 70.0, 80.0, 87.0, 94.0, 110.0, 150.0, 216.0]
HV 125A | HV 125A | 125 | 0 | [10.0, 1.82, 0.344, 0.1, 0.0467, 0.0269, 0.01] | [10.0, 2.478, 0.426, 0.1, 0.0427, 0.0211, 0.01] | 0 | [375.0, 500.0, 700.0, 925.0, 1200.0, 1500.0, 2341.0] | [750.0, 1000.0, 1500.0, 2200.0, 3000.0, 4000.0, 5765.0]
HV 160A | HV 160A | 160 | 0 | [10.0, 4.15, 1.03, 0.198, 0.1, 0.051, 0.0172, 0.01] | [10.0, 2.3, 0.734, 0.274, 0.1, 0.046, 0.0177, 0.01] | 0 | [480.0, 550.0, 700.0, 1000.0, 1260.0, 1600.0, 2500.0, 3227.0] | [960.0, 1300.0, 1700.0, 2200.0, 2996.0, 4000.0, 6000.0, 7946.0]
HV 16A | HV 16A | 16 | 0 | [10.0, 0.352, 0.164, 0.1, 0.0649, 0.0342, 0.01] | [10.0, 2.34, 0.722, 0.181, 0.1, 0.055, 0.0296, 0.01] | 0 | [48.0, 60.0, 65.0, 71.0, 80.0, 100.0, 162.0] | [96.0, 110.0, 125.0, 150.0, 168.0, 200.0, 250.0, 398.0]
HV 200A | HV 200A | 200 | 0 | [10.0, 4.267, 1.21, 0.403, 0.1, 0.058, 0.022, 0.01] | [10.0, 3.73, 1.654, 0.328, 0.1, 0.0531, 0.019, 0.01] | 0 | [600.0, 700.0, 900.0, 1150.0, 1665.0, 2000.0, 3000.0, 4313.0] | [1200.0, 1500.0, 1800.0, 2700.0, 3960.0, 5000.0, 7500.0, 10620.0]
HV 20A | HV 20A | 20 | 0 | [10.0, 1.3, 0.3, 0.155, 0.1, 0.0555, 0.023, 0.01] | [10.0, 1.3, 0.161, 0.1, 0.0611, 0.0399, 0.0141, 0.01] | 0 | [60.0, 70.0, 80.0, 87.0, 94.0, 110.0, 150.0, 216.0] | [120.0, 150.0, 200.0, 223.0, 260.0, 300.0, 450.0, 532.0]
HV 25A | HV 25A | 25 | 0 | [10.0, 2.512, 0.833, 0.299, 0.1, 0.0372, 0.0223, 0.01] | [10.0, 3.125, 0.597, 0.198, 0.1, 0.0378, 0.022, 0.01] | 0 | [75.0, 82.0, 90.0, 100.0, 124.0, 170.0, 200.0, 289.0] | [150.0, 170.0, 210.0, 250.0, 294.0, 400.0, 500.0, 711.0]
HV 31.5A | HV 31.5A | 31.5 | 0 | [10.0, 2.34, 0.722, 0.181, 0.1, 0.055, 0.0296, 0.01] | [10.0, 2.84, 0.368, 0.164, 0.1, 0.0621, 0.0378, 0.0195, 0.01] | 0 | [95.0, 110.0, 125.0, 150.0, 165.0, 200.0, 250.0, 390.0] | [189.0, 220.0, 300.0, 350.0, 393.0, 450.0, 530.0, 700.0, 960.0]
HV 40A | HV 40A | 40 | 0 | [10.0, 1.3, 0.161, 0.1, 0.0611, 0.0399, 0.0141, 0.01] | [10.0, 2.05, 0.369, 0.198, 0.1, 0.051, 0.0298, 0.01] | 0 | [120.0, 150.0, 200.0, 223.0, 260.0, 300.0, 450.0, 532.0] | [240.0, 300.0, 400.0, 450.0, 530.0, 650.0, 800.0, 1311.0]
HV 50A | HV 50A | 50 | 0 | [10.0, 3.215, 0.597, 0.198, 0.1, 0.0378, 0.022, 0.01] | [10.0, 3.64, 0.854, 0.281, 0.1, 0.0531, 0.022, 0.01] | 0 | [150.0, 170.0, 210.0, 250.0, 294.0, 400.0, 500.0, 711.0] | [300.0, 350.0, 450.0, 550.0, 700.0, 850.0, 1200.0, 1752.0]
HV 6.3A | HV 6.3A | 6.3 | 0 | [10.0, 1.39, 0.344, 0.168, 0.1, 0.056, 0.0263, 0.01] | [10.0, 1.711, 0.516, 0.198, 0.1, 0.0634, 0.0303, 0.01] | 0 | [19.0, 19.5, 20.4, 20.8, 22.0, 25.0, 32.0, 48.0] | [38.0, 40.0, 43.0, 48.0, 53.0, 60.0, 75.0, 118.0]
HV 63A | HV 63A | 63 | 0 | [10.0, 2.84, 0.368, 0.164, 0.1, 0.0621, 0.0378, 0.0195, 0.01] | [10.0, 1.82, 0.344, 0.1, 0.0467, 0.0269, 0.01] | 0 | [189.0, 220.0, 300.0, 350.0, 393.0, 450.0, 530.0, 700.0, 961.0] | [378.0, 500.0, 700.0, 934.0, 1200.0, 1500.0, 2366.0]
HV 80A | HV 80A | 80 | 0 | [10.0, 2.05, 0.369, 0.198, 0.1, 0.051, 0.0298, 0.01] | [10.0, 4.15, 1.03, 0.198, 0.1, 0.051, 0.0172, 0.01] | 0 | [240.0, 300.0, 400.0, 450.0, 530.0, 650.0, 800.0, 1311.0] | [480.0, 550.0, 700.0, 1000.0, 1260.0, 1600.0, 2500.0, 3227.0]
Siemens NH-1-100 | Siemens NH-1-100 | 100 | [5400.0, 2000.0, 400.0, 20.0, 1.0, 0.2, 0.012, 0.004] | 0 | 0 | [150.0, 190.0, 250.0, 430.0, 900.0, 1250.0, 2700.0, 3600.0] | 0 | 0
Siemens NH-1-125 | Siemens NH-1-125 | 125 | [4800.0, 120.0, 7.0, 0.1, 0.004] | 0 | 0 | [180.0, 400.0, 740.0, 2000.0, 4250.0] | 0 | 0
Siemens NH-1-16 | Siemens NH-1-16 | 16 | [4000.0, 400.0, 2.0, 0.1, 0.04, 0.01] | 0 | 0 | [26.0, 35.0, 75.0, 150.0, 200.0, 300.0] | 0 | 0
Siemens NH-1-160 | Siemens NH-1-160 | 160 | [4800.0, 120.0, 7.0, 0.1, 0.004] | 0 | 0 | [210.0, 500.0, 900.0, 2300.0, 5000.0] | 0 | 0
Siemens NH-1-25 | Siemens NH-1-25 | 25 | [4000.0, 1000.0, 10.0, 0.2, 0.02, 0.01] | 0 | 0 | [40.0, 50.0, 100.0, 210.0, 400.0, 500.0] | 0 | 0
Siemens NH-1-50 | Siemens NH-1-50 | 50 | [4000.0, 40.0, 4.0, 1.0, 0.02, 0.01] | 0 | 0 | [86.0, 200.0, 300.0, 400.0, 1000.0, 1280.0] | 0 | 0
Siemens NH-1-63 | Siemens NH-1-63 | 63 | [4000.0, 100.0, 10.0, 2.0, 0.04, 0.01] | 0 | 0 | [100.0, 200.0, 300.0, 400.0, 1000.0, 1500.0] | 0 | 0
Siemens NH-1-80 | Siemens NH-1-80 | 80 | [4800.0, 120.0, 7.0, 0.1, 0.01] | 0 | 0 | [150.58, 250.0, 450.0, 1150.0, 2470.0] | 0 | 0
Siemens NH-2-1000 | Siemens NH-2-1000 | 1000 | [4800.0, 120.0, 7.0, 0.1, 0.004] | 0 | 0 | [1900.0, 3500.0, 8400.0, 24000.0, 52000.0] | 0 | 0
Siemens NH-2-200 | Siemens NH-2-200 | 200 | [4800.0, 120.0, 7.0, 0.1, 0.004] | 0 | 0 | [280.0, 650.0, 1200.0, 3000.0, 7000.0] | 0 | 0
Siemens NH-2-224 | Siemens NH-2-224 | 224 | [4800.0, 120.0, 7.0, 0.2, 0.04, 0.004] | 0 | 0 | [400.0, 750.0, 1453.0, 3025.0, 4315.0, 7600.0] | 0 | 0
Siemens NH-2-250 | Siemens NH-2-250 | 250 | [4800.0, 120.0, 7.0, 0.1, 0.004] | 0 | 0 | [450.0, 800.0, 1650.0, 4000.0, 8500.0] | 0 | 0
Siemens NH-2-315 | Siemens NH-2-315 | 315 | [4800.0, 120.0, 7.0, 0.1, 0.004] | 0 | 0 | [550.0, 920.0, 1900.0, 5000.0, 11000.0] | 0 | 0
Siemens NH-2-355 | Siemens NH-2-355 | 355 | [4800.0, 120.0, 6.0, 0.1, 0.004] | 0 | 0 | [650.0, 1116.27, 2350.0, 5840.0, 12790.0] | 0 | 0
Siemens NH-2-400 | Siemens NH-2-400 | 400 | [4800.0, 120.0, 7.0, 0.1, 0.004] | 0 | 0 | [720.0, 1350.0, 2800.0, 6500.0, 15000.0] | 0 | 0
Siemens NH-2-425 | Siemens NH-2-425 | 425 | [4800.0, 120.0, 7.0, 0.1, 0.004] | 0 | 0 | [850.0, 1500.0, 3050.0, 7500.0, 16500.0] | 0 | 0
Siemens NH-2-630 | Siemens NH-2-630 | 630 | [4800.0, 120.0, 7.0, 0.1, 0.004] | 0 | 0 | [1200.0, 2000.0, 4800.0, 12000.0, 26000.0] | 0 | 0

## res_bus
| vm_pu | va_degree | p_mw | q_mvar
0 | 0.98998 | -0.59774 | 0.35454 | 0.17171
1 | 0.98998 | -0.59769 | 0 | 0
2 | 0.98849 | -0.69593 | 0.15636 | 0.075731
3 | 0.98994 | -0.59895 | 0 | 0
4 | 0.99012 | -0.59638 | 0 | 0
5 | 0.98849 | -0.69593 | 0 | 0
6 | 0.98728 | -0.7774 | 0.054459 | 0.026375
7 | 0.98848 | -0.69596 | 0 | 0
8 | 0.98848 | -0.69591 | 0.15158 | 0.073413
9 | 0.99095 | -0.53911 | 0 | 0
10 | 0.99121 | -0.53636 | 0 | 0
11 | 0.99017 | -0.59281 | 0.1833 | 0.088776
12 | 0.99091 | -0.53934 | 0.16439 | 0.079617
13 | 0.99585 | -0.017047 | 0 | 0
14 | 0.99582 | -0.017239 | 0.21796 | 0.10556
15 | 0.9961 | -0.018789 | 0 | 0
16 | 0.98992 | -0.59932 | 0.18338 | 0.088815
17 | 0.98991 | -0.59949 | 0 | 0
18 | 0.99952 | -0.0067102 | 0 | 0
19 | 0.99432 | -0.43092 | 0 | 0
20 | 0.99954 | -0.0063014 | 0.38509 | 0.18651
21 | 0.98986 | -0.60063 | 0 | 0
22 | 0.98984 | -0.60132 | 0.22723 | 0.11005
23 | 0.98977 | -0.60364 | 0.13711 | 0.066407
24 | 0.98715 | -0.77944 | 0.083195 | 0.040293
25 | 0.98715 | -0.77947 | 0 | 0
26 | 0.98717 | -0.77964 | 0 | 0
27 | 0.98719 | -0.77924 | 0 | 0
28 | 0.98718 | -0.77966 | 0.13784 | 0.06676
29 | 0.98716 | -0.78098 | 0.12937 | 0.062656
30 | 0.98721 | -0.77877 | 0 | 0
31 | 0.98724 | -0.77813 | 0.08821 | 0.042722
32 | 0.98724 | -0.77815 | 0 | 0
33 | 0.98727 | -0.77748 | 0 | 0
34 | 0.9872 | -0.77912 | 0 | 0
35 | 0.98721 | -0.77882 | 0.09478 | 0.045904
36 | 0.98719 | -0.77916 | 0.16307 | 0.078976
37 | 0.98719 | -0.77918 | 0.098623 | 0.047765
38 | 0.99431 | -0.43111 | 0.339 | 0.16418
39 | 0.99586 | -0.016873 | 0.26882 | 0.13019
40 | 0.99588 | -0.017147 | 0 | 0
41 | 0.99766 | -0.0060288 | 0.33654 | 0.16299
42 | 0.99726 | -0.0085962 | 0.32575 | 0.15777
43 | 0.99614 | -0.019028 | 0 | 0
44 | 0.99886 | 0.0030245 | 0.30877 | 0.14955
45 | 0.98322 | -0.030573 | 0.19518 | 0.09453
46 | 0.98324 | -0.030428 | 0 | 0
47 | 0.98321 | -0.0302 | 0 | 0
48 | 0.98361 | -0.03278 | 0 | 0
49 | 0.9832 | -0.030107 | 0.098245 | 0.047582
50 | 0.99613 | -0.018969 | 0.37208 | 0.18021
51 | 0.98162 | -0.13377 | 0.2582 | 0.12505
52 | 0.98193 | -0.13181 | 0.22817 | 0.11051
53 | 0.98209 | -0.13329 | 0 | 0
54 | 0.98872 | -0.033211 | 0.23341 | 0.11305
55 | 0.98875 | -0.033538 | 0 | 0
56 | 0.98229 | -0.13542 | 0.14459 | 0.070028
57 | 0.9823 | -0.13556 | 0 | 0
58 | 0.98243 | -0.13635 | 0 | 0
59 | 0.98937 | -0.11439 | 0.30688 | 0.14863
60 | 0.98444 | -0.15261 | 0 | 0
61 | 0.9895 | -0.11342 | 0 | 0
62 | 0.9839 | -0.14817 | 0 | 0
63 | 0.98366 | -0.14594 | 0.75525 | 0.36578
64 | 0.98223 | -0.1346 | 0.19431 | 0.094107
65 | 0.98443 | -0.15246 | 0.10645 | 0.051556
66 | 0.98215 | -0.13385 | 0.088016 | 0.042628
67 | 0.99045 | -0.56671 | 0 | 0
68 | 0.99045 | -0.56673 | 0.082417 | 0.039916
69 | 0.99047 | -0.56652 | 0 | 0
70 | 0.99043 | -0.56728 | 0 | 0
71 | 0.99207 | -0.52381 | 0 | 0
72 | 0.99089 | -0.54187 | 0 | 0
73 | 0.9912 | -0.53625 | 0.35045 | 0.16973
74 | 0.99213 | -0.5228 | 0.070493 | 0.034141
75 | 0.99087 | -0.54251 | 0 | 0
76 | 0.99086 | -0.54281 | 0.16351 | 0.079192
77 | 0.99082 | -0.54282 | 0 | 0
78 | 0.99081 | -0.54303 | 0 | 0
79 | 0.9908 | -0.54293 | 0.10299 | 0.049882
80 | 0.99066 | -0.55503 | 0 | 0
81 | 0.99088 | -0.54192 | 0.12386 | 0.059988
82 | 0.99216 | -0.52227 | 0 | 0
83 | 0.9908 | -0.54325 | 0.15421 | 0.074689
84 | 0.99972 | -0.0014641 | 0.3881 | 0.18797
85 | 0.99975 | -0.0012579 | 0 | 0
86 | 0.99066 | -0.55506 | 0.11658 | 0.056464
87 | 0.99044 | -0.56969 | 0.15713 | 0.076101
88 | 0.99044 | -0.56968 | 0 | 0
89 | 0.99044 | -0.5697 | 0 | 0
90 | 0.99043 | -0.56975 | 0 | 0
91 | 0.99047 | -0.56649 | 0 | 0
92 | 0.99043 | -0.56976 | 0 | 0
93 | 0.99043 | -0.56975 | 0.089413 | 0.043304
94 | 0.99043 | -0.56987 | 0.098305 | 0.047612
95 | 0.99055 | -0.56398 | 0.094163 | 0.045605
96 | 0.98399 | -0.035345 | 0 | 0
97 | 0.98361 | -0.03275 | 0.35026 | 0.16964
98 | 0.98396 | -0.035564 | 0.093947 | 0.045501
99 | 0.98617 | -0.01614 | 0.19652 | 0.095177
100 | 0.98626 | -0.016831 | 0 | 0
101 | 0.98389 | -0.035985 | 0.10919 | 0.052882
102 | 0.99261 | -0.51459 | 0.36219 | 0.17542
103 | 0.99264 | -0.51438 | 0 | 0
104 | 0.99309 | -0.50718 | 0 | 0
105 | 0.99348 | -0.50064 | 0 | 0
106 | 0.99349 | -0.50046 | 0.27122 | 0.13136
107 | 0.99308 | -0.50715 | 0.22962 | 0.11121
108 | 0.99079 | -0.54345 | 0.052284 | 0.025322
109 | 0.9908 | -0.54325 | 0 | 0
110 | 0.99041 | -0.5674 | 0.10306 | 0.049916
111 | 0.99042 | -0.56732 | 0 | 0
112 | 0.99054 | -0.5656 | 0 | 0
113 | 0.99047 | -0.5665 | 0.15796 | 0.076504
114 | 0.99042 | -0.56728 | 0.15795 | 0.076499
115 | 0.99583 | -0.073254 | 0.36429 | 0.17644
116 | 0.99585 | -0.073478 | 0 | 0
117 | 0.99663 | -0.069126 | 0 | 0
118 | 0.99504 | -0.077817 | 0 | 0
119 | 0.99215 | -0.05793 | 0 | 0
120 | 0.98918 | -0.037113 | 0 | 0
121 | 0.99214 | -0.057916 | 0.18391 | 0.08907
122 | 0.98904 | -0.035939 | 0 | 0
123 | 0.98878 | -0.03381 | 0 | 0
124 | 0.98746 | -0.025099 | 0 | 0
125 | 0.98917 | -0.037058 | 0.17788 | 0.086151
126 | 0.98902 | -0.035777 | 0.24213 | 0.11727
127 | 0.98873 | -0.033286 | 0.073974 | 0.035827
128 | 0.9871 | -0.022281 | 0 | 0
129 | 0.98745 | -0.024999 | 0.23878 | 0.11565
130 | 0.99667 | -0.068844 | 0.39153 | 0.18963
131 | 0.99503 | -0.077657 | 0.22073 | 0.1069
132 | 0.99503 | -0.077739 | 0 | 0
133 | 0.99499 | -0.078059 | 0 | 0
134 | 0.98873 | -0.033282 | 0 | 0
135 | 0.98708 | -0.022172 | 0.077003 | 0.037294
136 | 0.98709 | -0.022251 | 0 | 0
137 | 0.99685 | -0.058543 | 0 | 0
138 | 0.99494 | -0.07821 | 0.81246 | 0.39349
139 | 0.99503 | -0.077693 | 0.089586 | 0.043388
140 | 0.99498 | -0.077927 | 0.19237 | 0.093171
141 | 0.99491 | -0.078419 | 0 | 0
142 | 0.98707 | -0.02206 | 0.35859 | 0.17367
143 | 0.98707 | -0.022083 | 0 | 0
144 | 0.98675 | -0.019559 | 0 | 0
145 | 0.99304 | -0.11394 | 0.15056 | 0.072919
146 | 0.99289 | -0.11268 | 0 | 0
147 | 0.99403 | -0.088535 | 0.27869 | 0.13498
148 | 0.99131 | -0.12474 | 0.28661 | 0.13881
149 | 0.99263 | -0.11435 | 0.34596 | 0.16756
150 | 0.99407 | -0.088099 | 0 | 0
151 | 0.99109 | -0.12639 | 0 | 0
152 | 0.98864 | -0.033363 | 0.26386 | 0.12779
153 | 0.98861 | -0.033546 | 0.073517 | 0.035606
154 | 0.9887 | -0.032991 | 0 | 0
155 | 0.99467 | -0.08098 | 0.31564 | 0.15287
156 | 0.99468 | -0.0811 | 0 | 0
157 | 0.9945 | -0.083088 | 0 | 0
158 | 0.99491 | -0.078338 | 0.12931 | 0.062629
159 | 0.99437 | -0.084608 | 0.22446 | 0.10871
160 | 0.99434 | -0.085004 | 0.11659 | 0.056468
161 | 0.98671 | -0.019841 | 0.30645 | 0.14842
162 | 0.99982 | -0.001202 | 0 | 0
163 | 0.99972 | -0.00039137 | 0 | 0
164 | 0.99892 | -0.0067119 | 0 | 0
165 | 0.99996 | -0.00037478 | 0 | 0
166 | 0.99978 | -0.0014841 | 0.15379 | 0.074483
167 | 0.99971 | -0.00033167 | 0.1764 | 0.085435
168 | 0.9985 | -0.009238 | 0 | 0
169 | 0.99891 | -0.0068264 | 0.15881 | 0.076914
170 | 0.99922 | 0.0056539 | 0 | 0
171 | 0.99957 | -0.0059827 | 0 | 0
172 | 1 | 0 | -19.2207 | -7.3263
173 | 0.99848 | -0.0093377 | 0.38231 | 0.18516
174 | 0.99775 | -0.053244 | 0 | 0
175 | 0.98211 | -0.13349 | 0 | 0
176 | 0.98208 | -0.13323 | 0.40574 | 0.19651
177 | 0.99429 | -0.08549 | 0 | 0
178 | 0.99775 | -0.053228 | 0.22284 | 0.10793
179 | 0.99997 | 149.9981 | 0 | 0

## res_line
| p_from_mw | q_from_mvar | p_to_mw | q_to_mvar | pl_mw | ql_mvar | i_from_ka | i_to_ka | i_ka | vm_from_pu | va_from_degree | vm_to_pu | va_to_degree | loading_percent
0 | -1.5137 | -0.60931 | 1.5137 | 0.60581 | 9.9478e-06 | -0.0035 | 0.04758 | 0.047542 | 0.04758 | 0.98998 | -0.59774 | 0.98998 | -0.59769 | 3.7288
1 | 1.1591 | 0.4376 | -1.1581 | -0.44636 | 0.00098565 | -0.0087571 | 0.036128 | 0.036247 | 0.036247 | 0.98998 | -0.59774 | 0.98849 | -0.69593 | 2.8099
2 | 0.54779 | 0.16099 | -0.54776 | -0.19364 | 2.2509e-05 | -0.032652 | 0.016649 | 0.016942 | 0.016942 | 0.98998 | -0.59769 | 0.98994 | -0.59895 | 2.0121
3 | -2.0615 | -0.7668 | 2.0617 | 0.71594 | 0.00026107 | -0.05086 | 0.064135 | 0.063632 | 0.064135 | 0.98998 | -0.59769 | 0.99012 | -0.59638 | 5.0263
4 | 0.15158 | 0.061835 | -0.15158 | -0.066525 | 1.3634e-07 | -0.0046895 | 0.0047809 | 0.0048343 | 0.0048343 | 0.98849 | -0.69593 | 0.98849 | -0.69593 | 0.37886
5 | 0.8502 | 0.30879 | -0.84961 | -0.31997 | 0.00059239 | -0.011176 | 0.026416 | 0.026545 | 0.026545 | 0.98849 | -0.69593 | 0.98728 | -0.7774 | 2.0578
6 | 0.54776 | 0.19364 | -0.54776 | -0.20384 | 7.2053e-06 | -0.010203 | 0.016942 | 0.017044 | 0.017044 | 0.98994 | -0.59895 | 0.98992 | -0.59932 | 2.0242
7 | -2.0617 | -0.71594 | 2.0618 | 0.71587 | 6.1501e-05 | -6.5259e-05 | 0.063632 | 0.06363 | 0.063632 | 0.99012 | -0.59638 | 0.99017 | -0.59281 | 4.9327
8 | 0.15158 | 0.066525 | -0.15158 | -0.072806 | 7.5046e-07 | -0.0062816 | 0.0048343 | 0.0049109 | 0.0049109 | 0.98849 | -0.69593 | 0.98848 | -0.69596 | 0.76973
9 | 0.79515 | 0.29359 | -0.79514 | -0.30261 | 7.0139e-06 | -0.0090153 | 0.024784 | 0.024876 | 0.024876 | 0.98728 | -0.7774 | 0.98727 | -0.77748 | 1.9496
10 | 0.15158 | 0.072806 | -0.15158 | -0.073413 | 8.3823e-07 | -0.00060619 | 0.0049109 | 0.0049185 | 0.0049185 | 0.98848 | -0.69596 | 0.98848 | -0.69591 | 2.2357
11 | -2.4105 | -0.88367 | 2.4111 | 0.79657 | 0.00060527 | -0.087107 | 0.07479 | 0.073952 | 0.07479 | 0.99095 | -0.53911 | 0.99121 | -0.53636 | 5.8613
12 | 2.2461 | 0.80418 | -2.2451 | -0.80465 | 0.0010187 | -0.00046432 | 0.069499 | 0.069531 | 0.069531 | 0.99095 | -0.53911 | 0.99017 | -0.59281 | 5.39
13 | 0.16439 | 0.07949 | -0.16439 | -0.079617 | 5.5898e-06 | -0.00012643 | 0.0053194 | 0.0053211 | 0.0053211 | 0.99095 | -0.53911 | 0.99091 | -0.53934 | 2.5339
14 | -4.4163 | -1.2669 | 4.4198 | 1.1098 | 0.0035282 | -0.1571 | 0.1338 | 0.1326 | 0.1338 | 0.99121 | -0.53636 | 0.99207 | -0.52381 | 10.4862
15 | 1.6547 | 0.30125 | -1.6542 | -0.46629 | 0.00050649 | -0.16504 | 0.048983 | 0.05007 | 0.05007 | 0.99121 | -0.53636 | 0.99089 | -0.54187 | 3.924
16 | 0.35045 | 0.1691 | -0.35045 | -0.16973 | 4.5851e-06 | -0.00062556 | 0.011332 | 0.01134 | 0.01134 | 0.99121 | -0.53636 | 0.9912 | -0.53625 | 5.1547
17 | 0.21797 | 0.10548 | -0.21796 | -0.10556 | 6.3135e-06 | -8.1176e-05 | 0.0070193 | 0.0070204 | 0.0070204 | 0.99585 | -0.017047 | 0.99582 | -0.017239 | 3.3431
18 | -0.21797 | -0.10548 | 0.21802 | 0.084243 | 5.6888e-05 | -0.021238 | 0.0070193 | 0.0067737 | 0.0070193 | 0.99585 | -0.017047 | 0.9961 | -0.018789 | 3.1906
19 | -0.48691 | -0.19767 | 0.48693 | 0.19641 | 1.6476e-05 | -0.0012569 | 0.015229 | 0.015216 | 0.015229 | 0.9961 | -0.018789 | 0.99613 | -0.018969 | 6.9225
20 | 0.26889 | 0.11343 | -0.26883 | -0.12816 | 6.0662e-05 | -0.014729 | 0.0084575 | 0.0086326 | 0.0086326 | 0.9961 | -0.018789 | 0.99588 | -0.017147 | 3.9239
21 | 0.36438 | 0.11503 | -0.36438 | -0.12133 | 1.9219e-06 | -0.0062995 | 0.011143 | 0.011199 | 0.011199 | 0.98992 | -0.59932 | 0.98991 | -0.59949 | 1.3301
22 | 0.36438 | 0.12133 | -0.36436 | -0.17275 | 1.6508e-05 | -0.051422 | 0.011199 | 0.01176 | 0.01176 | 0.98991 | -0.59949 | 0.98986 | -0.60063 | 1.3966
23 | 5.7202 | 1.5216 | -5.7016 | -1.4813 | 0.018633 | 0.040295 | 0.17095 | 0.17103 | 0.17103 | 0.99952 | -0.0067102 | 0.99432 | -0.43092 | 13.2578
24 | -5.7202 | -1.5216 | 5.7204 | 1.5176 | 0.00014691 | -0.0040028 | 0.17095 | 0.17092 | 0.17095 | 0.99952 | -0.0067102 | 0.99954 | -0.0063014 | 13.3976
25 | 5.7016 | 1.4813 | -5.7015 | -1.483 | 6.5085e-05 | -0.0017525 | 0.17103 | 0.17104 | 0.17104 | 0.99432 | -0.43092 | 0.99431 | -0.43111 | 13.4043
26 | -6.1055 | -1.7041 | 6.1056 | 1.701 | 0.00012876 | -0.0030501 | 0.18307 | 0.18305 | 0.18307 | 0.99954 | -0.0063014 | 0.99957 | -0.0059827 | 14.3472
27 | 0.22724 | 0.1096 | -0.22723 | -0.11005 | 3.4541e-06 | -0.00044875 | 0.0073575 | 0.0073633 | 0.0073633 | 0.98986 | -0.60063 | 0.98984 | -0.60132 | 0.89796
28 | 0.13712 | 0.063144 | -0.13711 | -0.066407 | 9.0076e-06 | -0.0032639 | 0.0044026 | 0.0044434 | 0.0044434 | 0.98986 | -0.60063 | 0.98977 | -0.60364 | 0.54188
29 | -0.083195 | -0.040293 | 0.083195 | 0.03962 | 2.8131e-07 | -0.00067297 | 0.0027032 | 0.0026947 | 0.0027032 | 0.98715 | -0.77944 | 0.98715 | -0.77947 | 1.2287
30 | -0.083195 | -0.03962 | 0.083197 | 0.03487 | 1.9369e-06 | -0.0047503 | 0.0026947 | 0.0026379 | 0.0026947 | 0.98715 | -0.77947 | 0.98717 | -0.77964 | 1.2249
31 | -0.083197 | -0.03487 | 0.083198 | 0.034263 | 2.4173e-07 | -0.00060696 | 0.0026379 | 0.0026311 | 0.0026379 | 0.98717 | -0.77964 | 0.98718 | -0.77966 | 1.1991
32 | 0.22104 | 0.10075 | -0.22104 | -0.10102 | 1.9653e-06 | -0.00027272 | 0.0071035 | 0.0071068 | 0.0071068 | 0.98719 | -0.77924 | 0.98718 | -0.77966 | 0.86669
33 | 0.12937 | 0.062192 | -0.12937 | -0.062656 | 2.197e-06 | -0.00046393 | 0.0041975 | 0.0042035 | 0.0042035 | 0.98719 | -0.77924 | 0.98716 | -0.78098 | 0.6517
34 | -0.35041 | -0.16294 | 0.35042 | 0.1403 | 6.9389e-06 | -0.022643 | 0.0113 | 0.011038 | 0.0113 | 0.98719 | -0.77924 | 0.98721 | -0.77877 | 1.3421
35 | 0.26169 | 0.10156 | -0.26169 | -0.12439 | 3.8978e-06 | -0.022826 | 0.0082083 | 0.0084727 | 0.0084727 | 0.98721 | -0.77877 | 0.9872 | -0.77912 | 1.0063
36 | 0.094781 | 0.045862 | -0.09478 | -0.045904 | 6.1272e-07 | -4.1815e-05 | 0.0030789 | 0.0030795 | 0.0030795 | 0.98721 | -0.77877 | 0.98721 | -0.77882 | 1.4664
37 | -0.70689 | -0.28772 | 0.70691 | 0.27376 | 1.6994e-05 | -0.013964 | 0.022317 | 0.022166 | 0.022317 | 0.98721 | -0.77877 | 0.98724 | -0.77815 | 2.6505
38 | -0.08821 | -0.042722 | 0.088211 | 0.04213 | 2.7827e-07 | -0.00059204 | 0.0028659 | 0.0028584 | 0.0028659 | 0.98724 | -0.77813 | 0.98724 | -0.77815 | 1.3027
39 | -0.79512 | -0.31589 | 0.79514 | 0.30261 | 2.0338e-05 | -0.01328 | 0.025017 | 0.024876 | 0.025017 | 0.98724 | -0.77815 | 0.98727 | -0.77748 | 2.9712
40 | 0.26169 | 0.12439 | -0.26169 | -0.12671 | 4.1171e-07 | -0.002325 | 0.0084727 | 0.0085022 | 0.0085022 | 0.9872 | -0.77912 | 0.98719 | -0.77916 | 1.0098
41 | 0.098623 | 0.047735 | -0.098623 | -0.047765 | 4.415e-08 | -3.0373e-05 | 0.003204 | 0.0032044 | 0.0032044 | 0.98719 | -0.77916 | 0.98719 | -0.77918 | 0.39078
42 | 5.3625 | 1.3189 | -5.3597 | -1.313 | 0.0028157 | 0.0058958 | 0.16033 | 0.16034 | 0.16034 | 0.99431 | -0.43111 | 0.99349 | -0.50046 | 12.4294
43 | -0.26882 | -0.13019 | 0.26883 | 0.12816 | 8.5958e-06 | -0.0020373 | 0.0086582 | 0.0086326 | 0.0086582 | 0.99586 | -0.016873 | 0.99588 | -0.017147 | 3.9356
44 | 0.32588 | 0.15708 | -0.32575 | -0.15777 | 0.00012576 | -0.00068567 | 0.010468 | 0.010477 | 0.010477 | 0.99766 | -0.0060288 | 0.99726 | -0.0085962 | 4.9892
45 | 0.86025 | 0.37611 | -0.85902 | -0.37645 | 0.0012319 | -0.00033936 | 0.027166 | 0.027179 | 0.027179 | 0.99766 | -0.0060288 | 0.99614 | -0.019028 | 12.9425
46 | -1.5227 | -0.69618 | 1.5244 | 0.69677 | 0.0017199 | 0.00058791 | 0.048445 | 0.048439 | 0.048445 | 0.99766 | -0.0060288 | 0.99886 | 0.0030245 | 23.0691
47 | 0.85902 | 0.37645 | -0.85901 | -0.37662 | 7.3959e-06 | -0.00017547 | 0.027179 | 0.027181 | 0.027181 | 0.99614 | -0.019028 | 0.99613 | -0.018969 | 12.3552
48 | -1.8332 | -0.84632 | 1.8338 | 0.84658 | 0.00061974 | 0.00026646 | 0.058352 | 0.058351 | 0.058352 | 0.99886 | 0.0030245 | 0.99922 | 0.0056539 | 27.7868
49 | -0.19518 | -0.09453 | 0.19518 | 0.094464 | 4.2748e-06 | -6.5631e-05 | 0.0063673 | 0.0063664 | 0.0063673 | 0.98322 | -0.030573 | 0.98324 | -0.030428 | 3.032
50 | 0.098249 | 0.039863 | -0.098246 | -0.045711 | 3.3488e-06 | -0.0058481 | 0.003113 | 0.0031815 | 0.0031815 | 0.98324 | -0.030428 | 0.98321 | -0.0302 | 1.4461
51 | -0.29343 | -0.13433 | 0.29355 | 0.11133 | 0.00011615 | -0.023 | 0.0094749 | 0.009214 | 0.0094749 | 0.98324 | -0.030428 | 0.98361 | -0.03278 | 4.3068
52 | 0.098246 | 0.045711 | -0.098245 | -0.047582 | 1.1035e-06 | -0.0018708 | 0.0031815 | 0.0032051 | 0.0032051 | 0.98321 | -0.0302 | 0.9832 | -0.030107 | 1.4568
53 | -0.64381 | -0.2808 | 0.64407 | 0.27023 | 0.00025988 | -0.010573 | 0.020614 | 0.020491 | 0.020614 | 0.98361 | -0.03278 | 0.98399 | -0.035345 | 9.3699
54 | 0.35026 | 0.16948 | -0.35026 | -0.16964 | 1.2183e-06 | -0.00016127 | 0.01142 | 0.011422 | 0.011422 | 0.98361 | -0.03278 | 0.98361 | -0.03275 | 5.1917
55 | -0.2582 | -0.12505 | 0.25827 | 0.12441 | 7.613e-05 | -0.00064381 | 0.0084367 | 0.0084279 | 0.0084367 | 0.98162 | -0.13377 | 0.98193 | -0.13181 | 4.0175
56 | -0.48644 | -0.23491 | 0.48653 | 0.22903 | 8.5993e-05 | -0.005883 | 0.015881 | 0.015806 | 0.015881 | 0.98193 | -0.13181 | 0.98209 | -0.13329 | 7.2186
57 | -0.48653 | -0.22903 | 0.48654 | 0.22824 | 1.1533e-05 | -0.00079336 | 0.015806 | 0.015796 | 0.015806 | 0.98209 | -0.13329 | 0.98211 | -0.13349 | 7.1847
58 | -0.23341 | -0.11305 | 0.23342 | 0.1103 | 8.983e-06 | -0.0027493 | 0.007572 | 0.0075374 | 0.007572 | 0.98872 | -0.033211 | 0.98875 | -0.033538 | 3.4418
59 | -0.23342 | -0.1103 | 0.23343 | 0.10785 | 7.9105e-06 | -0.0024421 | 0.0075374 | 0.0075072 | 0.0075374 | 0.98875 | -0.033538 | 0.98878 | -0.03381 | 3.4261
60 | -0.14459 | -0.070028 | 0.14459 | 0.068172 | 2.387e-06 | -0.0018565 | 0.0047213 | 0.0046978 | 0.0047213 | 0.98229 | -0.13542 | 0.9823 | -0.13556 | 2.1461
61 | -0.14459 | -0.068172 | 0.14461 | 0.052567 | 1.9177e-05 | -0.015604 | 0.0046978 | 0.0045213 | 0.0046978 | 0.9823 | -0.13556 | 0.98243 | -0.13635 | 2.1354
62 | 1.175 | 0.55519 | -1.1747 | -0.55805 | 0.00024776 | -0.0028561 | 0.038186 | 0.038223 | 0.038223 | 0.98243 | -0.13635 | 0.98223 | -0.1346 | 17.374
63 | -1.3196 | -0.60776 | 1.3217 | 0.58832 | 0.0021028 | -0.019438 | 0.04269 | 0.042447 | 0.04269 | 0.98243 | -0.13635 | 0.9839 | -0.14817 | 19.4045
64 | 2.1951 | 0.99804 | -2.1848 | -0.99297 | 0.01026 | 0.0050743 | 0.070357 | 0.070373 | 0.070373 | 0.98937 | -0.11439 | 0.98444 | -0.15261 | 33.5111
65 | -2.502 | -1.1467 | 2.5023 | 1.1468 | 0.00030491 | 0.00015997 | 0.080303 | 0.080303 | 0.080303 | 0.98937 | -0.11439 | 0.9895 | -0.11342 | 38.2396
66 | 0.10645 | 0.048811 | -0.10645 | -0.051556 | 1.8863e-06 | -0.0027447 | 0.003434 | 0.0034684 | 0.0034684 | 0.98444 | -0.15261 | 0.98443 | -0.15246 | 1.5765
67 | 2.0784 | 0.94415 | -2.0771 | -0.94851 | 0.0012226 | -0.00436 | 0.066939 | 0.066997 | 0.066997 | 0.98444 | -0.15261 | 0.9839 | -0.14817 | 30.453
68 | -2.5023 | -1.1468 | 2.5066 | 1.1364 | 0.0043017 | -0.010445 | 0.080303 | 0.080161 | 0.080303 | 0.9895 | -0.11342 | 0.99109 | -0.12639 | 36.5013
69 | 0.75544 | 0.36019 | -0.75525 | -0.36578 | 0.0001973 | -0.0055891 | 0.024555 | 0.024627 | 0.024627 | 0.9839 | -0.14817 | 0.98366 | -0.14594 | 11.194
70 | 0.98044 | 0.46394 | -0.98035 | -0.46541 | 8.787e-05 | -0.0014649 | 0.031878 | 0.031897 | 0.031897 | 0.98223 | -0.1346 | 0.98215 | -0.13385 | 14.4985
71 | 0.89233 | 0.42278 | -0.89229 | -0.42357 | 3.9384e-05 | -0.00079467 | 0.029022 | 0.029032 | 0.029032 | 0.98215 | -0.13385 | 0.98211 | -0.13349 | 13.1966
72 | 0.34344 | 0.15068 | -0.34344 | -0.15792 | 1.0921e-06 | -0.0072355 | 0.010931 | 0.011017 | 0.011017 | 0.99045 | -0.56671 | 0.99045 | -0.56673 | 0.86343
73 | -0.34344 | -0.15068 | 0.34345 | 0.10405 | 6.6616e-06 | -0.046632 | 0.010931 | 0.010459 | 0.010931 | 0.99045 | -0.56671 | 0.99047 | -0.56652 | 0.85665
74 | 0.26102 | 0.118 | -0.26102 | -0.11831 | 3.0487e-06 | -0.00030708 | 0.008349 | 0.0083528 | 0.0083528 | 0.99045 | -0.56673 | 0.99043 | -0.56728 | 1.0186
75 | -0.34345 | -0.10405 | 0.34345 | 0.099773 | 5.8451e-07 | -0.0042779 | 0.010459 | 0.010424 | 0.010459 | 0.99047 | -0.56652 | 0.99047 | -0.5665 | 0.81968
76 | 0.26102 | 0.11831 | -0.26102 | -0.12578 | 2.6416e-06 | -0.0074691 | 0.0083528 | 0.008445 | 0.008445 | 0.99043 | -0.56728 | 0.99042 | -0.56732 | 1.3237
77 | -4.4198 | -1.1098 | 4.4201 | 1.0979 | 0.00026407 | -0.011882 | 0.1326 | 0.13252 | 0.1326 | 0.99207 | -0.52381 | 0.99213 | -0.5228 | 10.392
78 | 0.12386 | 0.05995 | -0.12386 | -0.059988 | 9.5018e-07 | -3.8296e-05 | 0.0040089 | 0.0040094 | 0.0040094 | 0.99089 | -0.54187 | 0.99088 | -0.54192 | 1.9092
79 | 0.16352 | 0.024045 | -0.16351 | -0.078918 | 3.339e-06 | -0.054873 | 0.0048149 | 0.0052895 | 0.0052895 | 0.99089 | -0.54187 | 0.99087 | -0.54251 | 0.62821
80 | 1.3668 | 0.3823 | -1.3667 | -0.42499 | 9.2276e-05 | -0.042692 | 0.041348 | 0.0417 | 0.0417 | 0.99089 | -0.54187 | 0.99082 | -0.54282 | 3.2681
81 | -4.4905 | -1.1321 | 4.4907 | 1.1259 | 0.00014235 | -0.0061989 | 0.13475 | 0.1347 | 0.13475 | 0.99213 | -0.5228 | 0.99216 | -0.52227 | 10.5602
82 | 0.16351 | 0.078918 | -0.16351 | -0.079192 | 1.0837e-06 | -0.00027446 | 0.0052895 | 0.005293 | 0.005293 | 0.99087 | -0.54251 | 0.99086 | -0.54281 | 0.64549
83 | 0.2065 | 0.079595 | -0.2065 | -0.096691 | 1.7851e-06 | -0.017096 | 0.0064479 | 0.0066433 | 0.0066433 | 0.99082 | -0.54282 | 0.99081 | -0.54303 | 0.78899
84 | 0.10299 | 0.049781 | -0.10299 | -0.049882 | 1.7204e-06 | -0.00010076 | 0.0033329 | 0.0033342 | 0.0033342 | 0.99082 | -0.54282 | 0.9908 | -0.54293 | 1.5877
85 | 1.0572 | 0.29561 | -1.0571 | -0.29684 | 0.0001008 | -0.0012264 | 0.031984 | 0.031996 | 0.031996 | 0.99082 | -0.54282 | 0.99066 | -0.55503 | 2.4803
86 | 0.2065 | 0.096691 | -0.2065 | -0.096848 | 9.7758e-07 | -0.00015648 | 0.0066433 | 0.0066453 | 0.0066453 | 0.99081 | -0.54303 | 0.9908 | -0.54325 | 0.8104
87 | 1.0571 | 0.29684 | -1.0571 | -0.29871 | 2.3962e-06 | -0.0018662 | 0.031996 | 0.032011 | 0.032011 | 0.99066 | -0.55503 | 0.99066 | -0.55506 | 2.5087
88 | -4.4907 | -1.1259 | 4.4927 | 1.0371 | 0.0020287 | -0.088834 | 0.1347 | 0.13409 | 0.1347 | 0.99216 | -0.52227 | 0.99264 | -0.51438 | 10.5567
89 | 0.052284 | 0.022159 | -0.052284 | -0.024748 | 1.7614e-08 | -0.0025897 | 0.0016545 | 0.0016854 | 0.0016854 | 0.9908 | -0.54325 | 0.9908 | -0.54325 | 0.20016
90 | -0.3881 | -0.18797 | 0.38812 | 0.18792 | 1.2136e-05 | -4.4818e-05 | 0.012452 | 0.012451 | 0.012452 | 0.99972 | -0.0014641 | 0.99975 | -0.0012579 | 5.9295
91 | -0.38812 | -0.18792 | 0.38813 | 0.18675 | 1.0154e-05 | -0.0011692 | 0.012451 | 0.012437 | 0.012451 | 0.99975 | -0.0012579 | 0.99978 | -0.0014841 | 5.6597
92 | 0.94055 | 0.24224 | -0.94049 | -0.24329 | 6.4286e-05 | -0.0010465 | 0.028302 | 0.028311 | 0.028311 | 0.99066 | -0.55506 | 0.99055 | -0.56398 | 2.1946
93 | -0.25543 | -0.084362 | 0.25544 | 0.081231 | 2.4046e-07 | -0.003132 | 0.0078405 | 0.0078124 | 0.0078405 | 0.99044 | -0.56969 | 0.99044 | -0.56968 | 0.61446
94 | 0.098306 | 0.0082616 | -0.098306 | -0.011864 | 3.745e-08 | -0.0036022 | 0.0028754 | 0.002886 | 0.002886 | 0.99044 | -0.56969 | 0.99044 | -0.5697 | 0.22618
95 | 0.089413 | 0.0012894 | -0.089413 | -0.039736 | 3.4449e-07 | -0.038447 | 0.0026063 | 0.0028518 | 0.0028518 | 0.99044 | -0.56968 | 0.99043 | -0.56975 | 0.2235
96 | -0.34485 | -0.08252 | 0.34486 | 0.081365 | 8.269e-06 | -0.001155 | 0.010335 | 0.010327 | 0.010335 | 0.99044 | -0.56968 | 0.99047 | -0.56649 | 0.80115
97 | 0.098306 | 0.011864 | -0.098306 | -0.047438 | 3.9934e-07 | -0.035574 | 0.002886 | 0.0031814 | 0.0031814 | 0.99044 | -0.5697 | 0.99043 | -0.56976 | 0.24933
98 | 0.089413 | 0.039736 | -0.089413 | -0.043304 | 3.6913e-08 | -0.0035683 | 0.0028518 | 0.0028956 | 0.0028956 | 0.99043 | -0.56975 | 0.99043 | -0.56975 | 0.22693
99 | 0.50141 | 0.17553 | -0.50141 | -0.17628 | 2.2484e-07 | -0.00074757 | 0.015483 | 0.01549 | 0.01549 | 0.99047 | -0.56649 | 0.99047 | -0.5665 | 1.214
100 | -0.84626 | -0.25689 | 0.84631 | 0.1979 | 4.8243e-05 | -0.058995 | 0.025776 | 0.02533 | 0.025776 | 0.99047 | -0.56649 | 0.99054 | -0.5656 | 2.02
101 | 0.098306 | 0.047438 | -0.098305 | -0.047612 | 2.478e-07 | -0.00017396 | 0.0031814 | 0.0031836 | 0.0031836 | 0.99043 | -0.56976 | 0.99043 | -0.56987 | 0.38825
102 | 0.84632 | 0.19768 | -0.84631 | -0.1979 | 1.0221e-05 | -0.00021461 | 0.025328 | 0.02533 | 0.02533 | 0.99055 | -0.56398 | 0.99054 | -0.5656 | 1.9635
103 | 0.20315 | 0.097939 | -0.20314 | -0.098034 | 6.6589e-06 | -9.4494e-05 | 0.0066162 | 0.0066175 | 0.0066175 | 0.98399 | -0.035345 | 0.98396 | -0.035564 | 3.1512
104 | -0.84721 | -0.36817 | 0.84897 | 0.36771 | 0.0017545 | -0.00045534 | 0.0271 | 0.027082 | 0.0271 | 0.98399 | -0.035345 | 0.98617 | -0.01614 | 12.9049
105 | 0.10919 | 0.052533 | -0.10919 | -0.052882 | 6.8822e-06 | -0.00034848 | 0.003555 | 0.0035595 | 0.0035595 | 0.98396 | -0.035564 | 0.98389 | -0.035985 | 1.695
106 | -1.0455 | -0.46289 | 1.0456 | 0.46131 | 0.00010359 | -0.0015788 | 0.033469 | 0.03345 | 0.033469 | 0.98617 | -0.01614 | 0.98626 | -0.016831 | 15.2133
107 | -1.0456 | -0.46131 | 1.0469 | 0.44083 | 0.0013311 | -0.020477 | 0.03345 | 0.033208 | 0.03345 | 0.98626 | -0.016831 | 0.98746 | -0.025099 | 15.2046
108 | -0.36219 | -0.17542 | 0.3622 | 0.17537 | 1.1022e-05 | -4.6224e-05 | 0.011704 | 0.011703 | 0.011704 | 0.99261 | -0.51459 | 0.99264 | -0.51438 | 5.5732
109 | -4.8549 | -1.2124 | 4.8569 | 1.1371 | 0.0020116 | -0.075308 | 0.14552 | 0.145 | 0.14552 | 0.99264 | -0.51438 | 0.99309 | -0.50718 | 11.4047
110 | 0.22962 | 0.11092 | -0.22962 | -0.11121 | 8.9582e-07 | -0.00028715 | 0.0074127 | 0.0074163 | 0.0074163 | 0.99309 | -0.50718 | 0.99308 | -0.50715 | 3.3711
111 | -5.0865 | -1.248 | 5.0884 | 1.1833 | 0.0018959 | -0.064764 | 0.15224 | 0.1518 | 0.15224 | 0.99309 | -0.50718 | 0.99348 | -0.50064 | 11.9314
112 | -5.0884 | -1.1833 | 5.0885 | 1.1816 | 4.8826e-05 | -0.0016737 | 0.1518 | 0.15179 | 0.1518 | 0.99348 | -0.50064 | 0.99349 | -0.50046 | 11.8965
113 | -0.052284 | -0.025322 | 0.052284 | 0.024748 | 2.2968e-07 | -0.00057378 | 0.0016926 | 0.0016854 | 0.0016926 | 0.99079 | -0.54345 | 0.9908 | -0.54325 | 0.20641
114 | -0.10306 | -0.049916 | 0.10306 | 0.049844 | 1.2217e-06 | -7.133e-05 | 0.0033377 | 0.0033368 | 0.0033377 | 0.99041 | -0.5674 | 0.99042 | -0.56732 | 1.5894
115 | 0.15795 | 0.075935 | -0.15795 | -0.076499 | 8.4057e-07 | -0.00056412 | 0.0051081 | 0.0051153 | 0.0051153 | 0.99042 | -0.56732 | 0.99042 | -0.56728 | 2.3251
116 | -0.36429 | -0.17644 | 0.3643 | 0.17522 | 9.4222e-06 | -0.0012126 | 0.011734 | 0.011718 | 0.011734 | 0.99583 | -0.073254 | 0.99585 | -0.073478 | 5.3335
117 | -9.3534 | -4.1548 | 9.3603 | 4.0949 | 0.0069414 | -0.059915 | 0.29668 | 0.29593 | 0.29668 | 0.99585 | -0.073478 | 0.99663 | -0.069126 | 23.2507
118 | 8.9891 | 3.9795 | -8.9821 | -4.0449 | 0.007 | -0.065335 | 0.28497 | 0.28578 | 0.28578 | 0.99585 | -0.073478 | 0.99504 | -0.077817 | 22.3969
119 | -9.3603 | -4.0949 | 9.3607 | 4.0911 | 0.00043633 | -0.0037802 | 0.29593 | 0.29589 | 0.29593 | 0.99663 | -0.069126 | 0.99667 | -0.068844 | 23.1922
120 | 1.0333 | 0.50008 | -1.0333 | -0.50037 | 1.9002e-05 | -0.00029771 | 0.033303 | 0.033307 | 0.033307 | 0.99504 | -0.077817 | 0.99503 | -0.077657 | 15.1394
121 | 0.089587 | 0.040428 | -0.089586 | -0.042341 | 8.8563e-07 | -0.0019131 | 0.0028514 | 0.0028747 | 0.0028747 | 0.99504 | -0.077817 | 0.99503 | -0.077739 | 1.3067
122 | 4.5584 | 2.0912 | -4.5581 | -2.0997 | 0.00022637 | -0.0084776 | 0.1455 | 0.1456 | 0.1456 | 0.99504 | -0.077817 | 0.99499 | -0.078059 | 11.4107
123 | 3.3008 | 1.4132 | -3.2907 | -1.4266 | 0.010106 | -0.013417 | 0.10417 | 0.10436 | 0.10436 | 0.99504 | -0.077817 | 0.99215 | -0.05793 | 47.4352
124 | 3.1068 | 1.3377 | -3.0971 | -1.3524 | 0.0097732 | -0.014774 | 0.098419 | 0.098624 | 0.098624 | 0.99215 | -0.05793 | 0.98918 | -0.037113 | 44.8291
125 | 0.18391 | 0.088923 | -0.18391 | -0.08907 | 2.9627e-07 | -0.00014751 | 0.0059437 | 0.0059455 | 0.0059455 | 0.99215 | -0.05793 | 0.99214 | -0.057916 | 2.7025
126 | 0.24217 | 0.1051 | -0.24213 | -0.11597 | 3.7514e-05 | -0.010865 | 0.0077042 | 0.007836 | 0.007836 | 0.98918 | -0.037113 | 0.98904 | -0.035939 | 3.5618
127 | 0.64511 | 0.29141 | -0.64484 | -0.30253 | 0.00027517 | -0.011124 | 0.020658 | 0.020795 | 0.020795 | 0.98918 | -0.037113 | 0.98878 | -0.03381 | 9.4523
128 | 2.0319 | 0.87039 | -2.0282 | -0.88487 | 0.0037232 | -0.014482 | 0.064509 | 0.064689 | 0.064689 | 0.98918 | -0.037113 | 0.98746 | -0.025099 | 29.4042
129 | 0.17788 | 0.085547 | -0.17788 | -0.086151 | 1.1464e-06 | -0.00060345 | 0.0057602 | 0.0057679 | 0.0057679 | 0.98918 | -0.037113 | 0.98917 | -0.037058 | 2.6218
130 | 0.24213 | 0.11597 | -0.24213 | -0.11727 | 4.5771e-06 | -0.0013 | 0.007836 | 0.0078524 | 0.0078524 | 0.98904 | -0.035939 | 0.98902 | -0.035777 | 3.5693
131 | 0.41141 | 0.19468 | -0.41139 | -0.19721 | 2.5668e-05 | -0.0025281 | 0.013288 | 0.01332 | 0.01332 | 0.98878 | -0.03381 | 0.98873 | -0.033286 | 6.0545
132 | 0.74247 | 0.32919 | -0.74218 | -0.33795 | 0.00028725 | -0.008758 | 0.023743 | 0.023849 | 0.023849 | 0.98746 | -0.025099 | 0.9871 | -0.022281 | 10.8406
133 | 0.23878 | 0.11484 | -0.23878 | -0.11565 | 2.7671e-06 | -0.00080236 | 0.007746 | 0.0077562 | 0.0077562 | 0.98746 | -0.025099 | 0.98745 | -0.024999 | 3.5255
134 | 0.33741 | 0.16138 | -0.33741 | -0.16141 | 1.7179e-07 | -2.5119e-05 | 0.01092 | 0.01092 | 0.01092 | 0.98873 | -0.033286 | 0.98873 | -0.033282 | 4.9638
135 | 0.38358 | 0.16546 | -0.38358 | -0.16621 | 6.4154e-06 | -0.00074658 | 0.012217 | 0.012226 | 0.012226 | 0.9871 | -0.022281 | 0.98708 | -0.022172 | 5.5571
136 | 0.3586 | 0.17249 | -0.35859 | -0.17266 | 1.2766e-06 | -0.00016386 | 0.011637 | 0.011639 | 0.011639 | 0.9871 | -0.022281 | 0.98709 | -0.022251 | 5.2906
137 | -9.7523 | -4.2807 | 9.7532 | 4.283 | 0.00092955 | 0.0023493 | 0.30848 | 0.30848 | 0.30848 | 0.99667 | -0.068844 | 0.99685 | -0.058543 | 23.9129
138 | 0.81253 | 0.39347 | -0.81246 | -0.39349 | 6.8196e-05 | -2.3225e-05 | 0.026191 | 0.026192 | 0.026192 | 0.99503 | -0.077657 | 0.99494 | -0.07821 | 12.4725
139 | 0.089586 | 0.042341 | -0.089586 | -0.043388 | 4.9117e-07 | -0.0010475 | 0.0028747 | 0.0028878 | 0.0028878 | 0.99503 | -0.077739 | 0.99503 | -0.077693 | 1.3126
140 | 0.19238 | 0.091803 | -0.19237 | -0.093171 | 2.9658e-06 | -0.0013683 | 0.0061844 | 0.0062016 | 0.0062016 | 0.99499 | -0.078059 | 0.99498 | -0.077927 | 2.8189
141 | 4.3658 | 2.0079 | -4.3654 | -2.0212 | 0.00032697 | -0.013344 | 0.13942 | 0.13958 | 0.13958 | 0.99499 | -0.078059 | 0.99491 | -0.078419 | 10.939
142 | 0.33741 | 0.16141 | -0.3374 | -0.16308 | 1.145e-05 | -0.0016719 | 0.01092 | 0.010942 | 0.010942 | 0.98873 | -0.033282 | 0.9887 | -0.032991 | 4.9735
143 | 0.30658 | 0.12891 | -0.30657 | -0.12973 | 4.4539e-06 | -0.0008183 | 0.0097263 | 0.0097356 | 0.0097356 | 0.98708 | -0.022172 | 0.98707 | -0.022083 | 4.4253
144 | 0.35859 | 0.17266 | -0.35859 | -0.17367 | 7.9098e-06 | -0.0010139 | 0.011639 | 0.011652 | 0.011652 | 0.98709 | -0.022251 | 0.98707 | -0.02206 | 5.2965
145 | -9.7532 | -4.283 | 9.7616 | 4.2161 | 0.0084141 | -0.066987 | 0.30848 | 0.30765 | 0.30848 | 0.99685 | -0.058543 | 0.99775 | -0.053244 | 24.1752
146 | 0.12931 | 0.061373 | -0.12931 | -0.062629 | 1.2287e-06 | -0.001256 | 0.0041532 | 0.0041689 | 0.0041689 | 0.99491 | -0.078419 | 0.99491 | -0.078338 | 1.895
147 | 4.2361 | 1.9598 | -4.2352 | -1.9627 | 0.0009127 | -0.0028335 | 0.13543 | 0.13547 | 0.13547 | 0.99491 | -0.078419 | 0.99468 | -0.0811 | 37.4228
148 | 0.30657 | 0.12973 | -0.30647 | -0.14834 | 0.00010375 | -0.018615 | 0.0097356 | 0.0099608 | 0.0099608 | 0.98707 | -0.022083 | 0.98675 | -0.019559 | 4.5276
149 | 0.30647 | 0.14834 | -0.30645 | -0.14842 | 1.3117e-05 | -7.8019e-05 | 0.0099608 | 0.0099619 | 0.0099619 | 0.98675 | -0.019559 | 0.98671 | -0.019841 | 4.7438
150 | 3.1444 | 1.4441 | -3.1439 | -1.4449 | 0.00051672 | -0.00074721 | 0.10059 | 0.1006 | 0.1006 | 0.99304 | -0.11394 | 0.99289 | -0.11268 | 45.7265
151 | -3.295 | -1.5171 | 3.2976 | 1.5197 | 0.0025938 | 0.0026515 | 0.10545 | 0.10545 | 0.10545 | 0.99304 | -0.11394 | 0.99403 | -0.088535 | 30.1284
152 | 2.7979 | 1.2777 | -2.7937 | -1.2755 | 0.0041918 | 0.00228 | 0.089427 | 0.089432 | 0.089432 | 0.99289 | -0.11268 | 0.99131 | -0.12474 | 42.5864
153 | 0.34605 | 0.16715 | -0.34596 | -0.16756 | 8.72e-05 | -0.0004064 | 0.011173 | 0.011179 | 0.011179 | 0.99289 | -0.11268 | 0.99263 | -0.11435 | 5.3234
154 | -3.5763 | -1.6547 | 3.5764 | 1.6541 | 0.00012505 | -0.00057937 | 0.11444 | 0.11443 | 0.11444 | 0.99403 | -0.088535 | 0.99407 | -0.088099 | 31.6124
155 | 2.5071 | 1.1366 | -2.5066 | -1.1364 | 0.00050235 | 0.00026319 | 0.080161 | 0.080161 | 0.080161 | 0.99131 | -0.12474 | 0.99109 | -0.12639 | 38.172
156 | -3.5764 | -1.6541 | 3.5772 | 1.6506 | 0.00074651 | -0.0034616 | 0.11443 | 0.11438 | 0.11443 | 0.99407 | -0.088099 | 0.99429 | -0.08549 | 31.6101
157 | 0.073519 | 0.035375 | -0.073517 | -0.035606 | 2.0173e-06 | -0.00023123 | 0.0023823 | 0.0023852 | 0.0023852 | 0.98864 | -0.033363 | 0.98861 | -0.033546 | 1.1358
158 | -0.33738 | -0.16317 | 0.3374 | 0.16308 | 1.8937e-05 | -9.1722e-05 | 0.010943 | 0.010942 | 0.010943 | 0.98864 | -0.033363 | 0.9887 | -0.032991 | 5.2109
159 | -0.31564 | -0.15287 | 0.31564 | 0.15213 | 4.36e-06 | -0.00074409 | 0.010178 | 0.010169 | 0.010178 | 0.99467 | -0.08098 | 0.99468 | -0.0811 | 4.6265
160 | 3.9196 | 1.8105 | -3.9189 | -1.8129 | 0.00062424 | -0.0023391 | 0.1253 | 0.12534 | 0.12534 | 0.99468 | -0.0811 | 0.9945 | -0.083088 | 34.6235
161 | 3.9189 | 1.8129 | -3.9185 | -1.8147 | 0.00047841 | -0.0017909 | 0.12534 | 0.12536 | 0.12536 | 0.9945 | -0.083088 | 0.99437 | -0.084608 | 34.6307
162 | 3.694 | 1.706 | -3.6939 | -1.7065 | 0.00011708 | -0.00050416 | 0.11812 | 0.11813 | 0.11813 | 0.99437 | -0.084608 | 0.99434 | -0.085004 | 32.6329
163 | 3.5773 | 1.65 | -3.5772 | -1.6506 | 0.00013864 | -0.00064347 | 0.11437 | 0.11438 | 0.11438 | 0.99434 | -0.085004 | 0.99429 | -0.08549 | 31.5966
164 | 0.17642 | 0.073424 | -0.1764 | -0.084754 | 1.976e-05 | -0.01133 | 0.0055173 | 0.0056512 | 0.0056512 | 0.99982 | -0.001202 | 0.99972 | -0.00039137 | 2.5687
165 | 10.543 | 4.5035 | -10.534 | -4.5653 | 0.0090417 | -0.061789 | 0.33101 | 0.33178 | 0.33178 | 0.99982 | -0.001202 | 0.99892 | -0.0067119 | 26.0013
166 | -11.2614 | -4.8381 | 11.2628 | 4.8296 | 0.001438 | -0.0085305 | 0.35388 | 0.35378 | 0.35388 | 0.99982 | -0.001202 | 0.99996 | -0.00037478 | 27.7338
167 | 0.54194 | 0.2612 | -0.54191 | -0.26124 | 2.2783e-05 | -3.6304e-05 | 0.01737 | 0.01737 | 0.01737 | 0.99982 | -0.001202 | 0.99978 | -0.0014841 | 8.2716
168 | 0.1764 | 0.084754 | -0.1764 | -0.085435 | 1.2197e-06 | -0.00068129 | 0.0056512 | 0.0056597 | 0.0056597 | 0.99972 | -0.00039137 | 0.99971 | -0.00033167 | 2.5726
169 | 10.3752 | 4.4884 | -10.371 | -4.518 | 0.0042141 | -0.029625 | 0.32668 | 0.32705 | 0.32705 | 0.99892 | -0.0067119 | 0.9985 | -0.009238 | 25.631
170 | 0.15881 | 0.076845 | -0.15881 | -0.076914 | 2.7546e-06 | -6.9112e-05 | 0.0050985 | 0.0050994 | 0.0050994 | 0.99892 | -0.0067119 | 0.99891 | -0.0068264 | 2.4283
171 | -19.2059 | -7.3172 | 19.2067 | 7.3158 | 0.00078975 | -0.0013799 | 0.59333 | 0.59331 | 0.59333 | 0.99996 | -0.00037478 | 1 | 0 | 46.499
172 | 1.8352 | 0.83947 | -1.8338 | -0.84658 | 0.001435 | -0.0071179 | 0.05826 | 0.058351 | 0.058351 | 0.99996 | -0.00037478 | 0.99922 | 0.0056539 | 26.5231
173 | 6.1078 | 1.6482 | -6.1056 | -1.701 | 0.0022246 | -0.052847 | 0.18263 | 0.18305 | 0.18305 | 0.99996 | -0.00037478 | 0.99957 | -0.0059827 | 14.3453
174 | 10.371 | 4.518 | -10.3708 | -4.5192 | 0.00016849 | -0.0011824 | 0.32705 | 0.32707 | 0.32707 | 0.9985 | -0.009238 | 0.99848 | -0.0093377 | 25.6321
175 | 9.9885 | 4.3341 | -9.9845 | -4.3239 | 0.0040303 | 0.01021 | 0.31479 | 0.3148 | 0.3148 | 0.99848 | -0.0093377 | 0.99775 | -0.053244 | 24.4032
176 | 0.22284 | 0.10779 | -0.22284 | -0.10793 | 3.9762e-07 | -0.00013786 | 0.0071621 | 0.0071638 | 0.0071638 | 0.99775 | -0.053244 | 0.99775 | -0.053228 | 3.2563
177 | 0.40575 | 0.19534 | -0.40574 | -0.19651 | 1.1977e-05 | -0.0011743 | 0.013237 | 0.013252 | 0.013252 | 0.98211 | -0.13349 | 0.98208 | -0.13323 | 6.0235

## res_trafo
| p_hv_mw | q_hv_mvar | p_lv_mw | q_lv_mvar | pl_mw | ql_mvar | i_hv_ka | i_lv_ka | vm_hv_pu | va_hv_degree | vm_lv_pu | va_lv_degree | loading_percent
0 | 2.6518e-14 | 1.7507e-14 | 0.013999 | 0.0105 | 0.013999 | 0.0105 | 1.6678e-16 | 0.00050517 | 0.99997 | 149.9981 | 1 | 0 | 0.069998

## res_ext_grid
| p_mw | q_mvar
0 | 19.3258 | 7.3773

## res_load
| p_mw | q_mvar
0 | 0.35454 | 0.17171
1 | 0.15636 | 0.075731
2 | 0.054459 | 0.026375
3 | 0.15158 | 0.073413
4 | 0.1833 | 0.088776
5 | 0.16439 | 0.079617
6 | 0.21796 | 0.10556
7 | 0.18338 | 0.088815
8 | 0.38509 | 0.18651
9 | 0.22723 | 0.11005
10 | 0.13711 | 0.066407
11 | 0.083195 | 0.040293
12 | 0.13784 | 0.06676
13 | 0.12937 | 0.062656
14 | 0.08821 | 0.042722
15 | 0.09478 | 0.045904
16 | 0.16307 | 0.078976
17 | 0.098623 | 0.047765
18 | 0.339 | 0.16418
19 | 0.26882 | 0.13019
20 | 0.33654 | 0.16299
21 | 0.32575 | 0.15777
22 | 0.30877 | 0.14955
23 | 0.19518 | 0.09453
24 | 0.098245 | 0.047582
25 | 0.37208 | 0.18021
26 | 0.2582 | 0.12505
27 | 0.22817 | 0.11051
28 | 0.23341 | 0.11305
29 | 0.14459 | 0.070028
30 | 0.30688 | 0.14863
31 | 0.75525 | 0.36578
32 | 0.19431 | 0.094107
33 | 0.10645 | 0.051556
34 | 0.088016 | 0.042628
35 | 0.082417 | 0.039916
36 | 0.35045 | 0.16973
37 | 0.070493 | 0.034141
38 | 0.16351 | 0.079192
39 | 0.10299 | 0.049882
40 | 0.12386 | 0.059988
41 | 0.15421 | 0.074689
42 | 0.3881 | 0.18797
43 | 0.11658 | 0.056464
44 | 0.15713 | 0.076101
45 | 0.089413 | 0.043304
46 | 0.098305 | 0.047612
47 | 0.094163 | 0.045605
48 | 0.35026 | 0.16964
49 | 0.093947 | 0.045501
50 | 0.19652 | 0.095177
51 | 0.10919 | 0.052882
52 | 0.36219 | 0.17542
53 | 0.27122 | 0.13136
54 | 0.22962 | 0.11121
55 | 0.052284 | 0.025322
56 | 0.10306 | 0.049916
57 | 0.15796 | 0.076504
58 | 0.15795 | 0.076499
59 | 0.36429 | 0.17644
60 | 0.18391 | 0.08907
61 | 0.17788 | 0.086151
62 | 0.24213 | 0.11727
63 | 0.073974 | 0.035827
64 | 0.23878 | 0.11565
65 | 0.39153 | 0.18963
66 | 0.22073 | 0.1069
67 | 0.077003 | 0.037294
68 | 0.81246 | 0.39349
69 | 0.089586 | 0.043388
70 | 0.19237 | 0.093171
71 | 0.35859 | 0.17367
72 | 0.15056 | 0.072919
73 | 0.27869 | 0.13498
74 | 0.28661 | 0.13881
75 | 0.34596 | 0.16756
76 | 0.26386 | 0.12779
77 | 0.073517 | 0.035606
78 | 0.31564 | 0.15287
79 | 0.12931 | 0.062629
80 | 0.22446 | 0.10871
81 | 0.11659 | 0.056468
82 | 0.30645 | 0.14842
83 | 0.15379 | 0.074483
84 | 0.1764 | 0.085435
85 | 0.15881 | 0.076914
86 | 0.10514 | 0.05092
87 | 0.38231 | 0.18516
88 | 0.40574 | 0.19651
89 | 0.22284 | 0.10793

## dtypes
| element | column | dtype
0 | bus | name | object
1 | bus | vn_kv | float64
2 | bus | type | object
3 | bus | zone | object
4 | bus | in_service | bool
5 | load | name | object
6 | load | bus | uint32
7 | load | p_mw | float64
8 | load | q_mvar | float64
9 | load | const_z_percent | float64
10 | load | const_i_percent | float64
11 | load | sn_mva | float64
12 | load | scaling | float64
13 | load | in_service | bool
14 | load | type | object
15 | ext_grid | name | object
16 | ext_grid | bus | uint32
17 | ext_grid | vm_pu | float64
18 | ext_grid | va_degree | float64
19 | ext_grid | slack_weight | float64
20 | ext_grid | in_service | bool
21 | line | name | object
22 | line | std_type | object
23 | line | from_bus | uint32
24 | line | to_bus | uint32
25 | line | length_km | float64
26 | line | r_ohm_per_km | float64
27 | line | x_ohm_per_km | float64
28 | line | c_nf_per_km | float64
29 | line | g_us_per_km | float64
30 | line | max_i_ka | float64
31 | line | df | float64
32 | line | parallel | uint32
33 | line | type | object
34 | line | in_service | bool
35 | trafo | name | object
36 | trafo | std_type | object
37 | trafo | hv_bus | uint32
38 | trafo | lv_bus | uint32
39 | trafo | sn_mva | float64
40 | trafo | vn_hv_kv | float64
41 | trafo | vn_lv_kv | float64
42 | trafo | vk_percent | float64
43 | trafo | vkr_percent | float64
44 | trafo | pfe_kw | float64
45 | trafo | i0_percent | float64
46 | trafo | shift_degree | float64
47 | trafo | tap_side | object
48 | trafo | tap_neutral | int32
49 | trafo | tap_min | int32
50 | trafo | tap_max | int32
51 | trafo | tap_step_percent | float64
52 | trafo | tap_step_degree | float64
53 | trafo | tap_pos | int32
54 | trafo | tap_phase_shifter | bool
55 | trafo | parallel | uint32
56 | trafo | df | float64
57 | trafo | in_service | bool
58 | bus_geodata | x | float64
59 | bus_geodata | y | float64
60 | bus_geodata | coords | object
61 | res_bus | vm_pu | float64
62 | res_bus | va_degree | float64
63 | res_bus | p_mw | float64
64 | res_bus | q_mvar | float64
65 | res_line | p_from_mw | float64
66 | res_line | q_from_mvar | float64
67 | res_line | p_to_mw | float64
68 | res_line | q_to_mvar | float64
69 | res_line | pl_mw | float64
70 | res_line | ql_mvar | float64
71 | res_line | i_from_ka | float64
72 | res_line | i_to_ka | float64
73 | res_line | i_ka | float64
74 | res_line | vm_from_pu | float64
75 | res_line | va_from_degree | float64
76 | res_line | vm_to_pu | float64
77 | res_line | va_to_degree | float64
78 | res_line | loading_percent | float64
79 | res_trafo | p_hv_mw | float64
80 | res_trafo | q_hv_mvar | float64
81 | res_trafo | p_lv_mw | float64
82 | res_trafo | q_lv_mvar | float64
83 | res_trafo | pl_mw | float64
84 | res_trafo | ql_mvar | float64
85 | res_trafo | i_hv_ka | float64
86 | res_trafo | i_lv_ka | float64
87 | res_trafo | vm_hv_pu | float64
88 | res_trafo | va_hv_degree | float64
89 | res_trafo | vm_lv_pu | float64
90 | res_trafo | va_lv_degree | float64
91 | res_trafo | loading_percent | float64
92 | res_ext_grid | p_mw | float64
93 | res_ext_grid | q_mvar | float64
94 | res_load | p_mw | float64
95 | res_load | q_mvar | float64

## parameters
| version | format_version | converged | OPF_converged | name | f_hz | sn_mva
0 | 2.14.6 | 2.14.0 | TRUE | FALSE |  | 50 | 1