## bus
| name | vn_kv | type | zone | in_service
0 | bus_MV_307_0_node_0 | 20 | n |  | TRUE
1 | bus_MV_307_0_node_1 | 20 | n |  | TRUE
2 | bus_MV_307_0_node_23 | 20 | n |  | TRUE
3 | bus_MV_307_0_node_89 | 20 | n |  | TRUE
4 | bus_MV_307_0_node_5 | 20 | n |  | TRUE
5 | bus_MV_307_0_node_10 | 20 | n |  | TRUE
6 | bus_MV_307_0_node_4 | 20 | n |  | TRUE
7 | bus_MV_307_0_node_24 | 20 | n |  | TRUE
8 | bus_MV_307_0_node_90 | 20 | n |  | TRUE
9 | bus_MV_307_0_node_88 | 20 | n |  | TRUE
10 | bus_MV_307_0_node_2 | 20 | n |  | TRUE
11 | bus_MV_307_0_node_3 | 20 | n |  | TRUE
12 | bus_MV_307_0_node_129 | 20 | n |  | TRUE
13 | bus_MV_307_0_node_130 | 20 | n |  | TRUE
14 | bus_MV_307_0_node_9 | 20 | n |  | TRUE
15 | bus_MV_307_0_node_8 | 20 | n |  | TRUE
16 | bus_MV_307_0_node_6 | 20 | n |  | TRUE
17 | bus_MV_307_0_node_7 | 20 | n |  | TRUE
18 | bus_MV_307_0_node_12 | 20 | n |  | TRUE
19 | bus_MV_307_0_node_14 | 20 | n |  | TRUE
20 | bus_MV_307_0_node_16 | 20 | n |  | TRUE
21 | bus_MV_307_0_node_17 | 20 | n |  | TRUE
22 | bus_MV_307_0_node_13 | 20 | n |  | TRUE
23 | bus_MV_307_0_node_15 | 20 | n |  | TRUE
24 | bus_MV_307_0_node_209 | 20 | n |  | TRUE
25 | bus_MV_307_0_node_87 | 20 | n |  | TRUE
26 | bus_MV_307_0_node_92 | 20 | n |  | TRUE
27 | bus_MV_307_0_node_86 | 20 | n |  | TRUE
28 | bus_MV_307_0_node_20 | 20 | n |  | TRUE
29 | bus_MV_307_0_node_207 | 20 | n |  | TRUE
30 | bus_MV_307_0_node_22 | 20 | n |  | TRUE
31 | bus_MV_307_0_node_208 | 20 | n |  | TRUE
32 | bus_MV_307_0_node_19 | 20 | n |  | TRUE
33 | bus_MV_307_0_node_18 | 20 | n |  | TRUE
34 | bus_MV_307_0_node_28 | 20 | n |  | TRUE
35 | bus_MV_307_0_node_155 | 20 | n |  | TRUE
36 | bus_MV_307_0_node_21 | 20 | n |  | TRUE
37 | bus_MV_307_0_node_26 | 20 | n |  | TRUE
38 | bus_MV_307_0_node_25 | 20 | n |  | TRUE
39 | bus_MV_307_0_node_31 | 20 | n |  | TRUE
40 | bus_MV_307_0_node_27 | 20 | n |  | TRUE
41 | bus_MV_307_0_node_32 | 20 | n |  | TRUE
42 | bus_MV_307_0_node_34 | 20 | n |  | TRUE
43 | bus_MV_307_0_node_33 | 20 | n |  | TRUE
44 | bus_MV_307_0_node_69 | 20 | n |  | TRUE
45 | bus_MV_307_0_node_39 | 20 | n |  | TRUE
46 | bus_MV_307_0_node_79 | 20 | n |  | TRUE
47 | bus_MV_307_0_node_168 | 20 | n |  | TRUE
48 | bus_MV_307_0_node_188 | 20 | n |  | TRUE
49 | bus_MV_307_0_node_36 | 20 | n |  | TRUE
50 | bus_MV_307_0_node_37 | 20 | n |  | TRUE
51 | bus_MV_307_0_node_150 | 20 | n |  | TRUE
52 | bus_MV_307_0_node_194 | 20 | n |  | TRUE
53 | bus_MV_307_0_node_193 | 20 | n |  | TRUE
54 | bus_MV_307_0_node_38 | 20 | n |  | TRUE
55 | bus_MV_307_0_node_205 | 20 | n |  | TRUE
56 | bus_MV_307_0_node_204 | 20 | n |  | TRUE
57 | bus_MV_307_0_node_195 | 20 | n |  | TRUE
58 | bus_MV_307_0_node_53 | 20 | n |  | TRUE
59 | bus_MV_307_0_node_40 | 20 | n |  | TRUE
60 | bus_MV_307_0_node_41 | 20 | n |  | TRUE
61 | bus_MV_307_0_node_42 | 20 | n |  | TRUE
62 | bus_MV_307_0_node_43 | 20 | n |  | TRUE
63 | bus_MV_307_0_node_44 | 20 | n |  | TRUE
64 | bus_MV_307_0_node_100 | 20 | n |  | TRUE
65 | bus_MV_307_0_node_54 | 20 | n |  | TRUE
66 | bus_MV_307_0_node_51 | 20 | n |  | TRUE
67 | bus_MV_307_0_node_102 | 20 | n |  | TRUE
68 | bus_MV_307_0_node_71 | 20 | n |  | TRUE
69 | bus_MV_307_0_node_52 | 20 | n |  | TRUE
70 | bus_MV_307_0_node_45 | 20 | n |  | TRUE
71 | bus_MV_307_0_node_179 | 20 | n |  | TRUE
72 | bus_MV_307_0_node_200 | 20 | n |  | TRUE
73 | bus_MV_307_0_node_181 | 20 | n |  | TRUE
74 | bus_MV_307_0_node_178 | 20 | n |  | TRUE
75 | bus_MV_307_0_node_115 | 20 | n |  | TRUE
76 | bus_MV_307_0_node_47 | 20 | n |  | TRUE
77 | bus_MV_307_0_node_139 | 20 | n |  | TRUE
78 | bus_MV_307_0_node_140 | 20 | n |  | TRUE
79 | bus_MV_307_0_node_141 | 20 | n |  | TRUE
80 | bus_MV_307_0_node_152 | 20 | n |  | TRUE
81 | bus_MV_307_0_node_154 | 20 | n |  | TRUE
82 | bus_MV_307_0_node_180 | 20 | n |  | TRUE
83 | bus_MV_307_0_node_184 | 20 | n |  | TRUE
84 | bus_MV_307_0_node_183 | 20 | n |  | TRUE
85 | bus_MV_307_0_node_48 | 20 | n |  | TRUE
86 | bus_MV_307_0_node_49 | 20 | n |  | TRUE
87 | bus_MV_307_0_node_50 | 20 | n |  | TRUE
88 | bus_MV_307_0_node_65 | 20 | n |  | TRUE
89 | bus_MV_307_0_node_159 | 20 | n |  | TRUE
90 | bus_MV_307_0_node_177 | 20 | n |  | TRUE
91 | bus_MV_307_0_node_98 | 20 | n |  | TRUE
92 | bus_MV_307_0_node_62 | 20 | n |  | TRUE
93 | bus_MV_307_0_node_201 | 20 | n |  | TRUE
94 | bus_MV_307_0_node_176 | 20 | n |  | TRUE
95 | bus_MV_307_0_node_146 | 20 | n |  | TRUE
96 | bus_MV_307_0_node_76 | 20 | n |  | TRUE
97 | bus_MV_307_0_node_73 | 20 | n |  | TRUE
98 | bus_MV_307_0_node_167 | 20 | n |  | TRUE
99 | bus_MV_307_0_node_55 | 20 | n |  | TRUE
100 | bus_MV_307_0_node_56 | 20 | n |  | TRUE
101 | bus_MV_307_0_node_57 | 20 | n |  | TRUE
102 | bus_MV_307_0_node_58 | 20 | n |  | TRUE
103 | bus_MV_307_0_node_81 | 20 | n |  | TRUE
104 | bus_MV_307_0_node_80 | 20 | n |  | TRUE
105 | bus_MV_307_0_node_59 | 20 | n |  | TRUE
106 | bus_MV_307_0_node_145 | 20 | n |  | TRUE
107 | bus_MV_307_0_node_74 | 20 | n |  | TRUE
108 | bus_MV_307_0_node_169 | 20 | n |  | TRUE
109 | bus_MV_307_0_node_82 | 20 | n |  | TRUE
110 | bus_MV_307_0_node_126 | 20 | n |  | TRUE
111 | bus_MV_307_0_node_72 | 20 | n |  | TRUE
112 | bus_MV_307_0_node_60 | 20 | n |  | TRUE
113 | bus_MV_307_0_node_61 | 20 | n |  | TRUE
114 | bus_MV_307_0_node_63 | 20 | n |  | TRUE
115 | bus_MV_307_0_node_66 | 20 | n |  | TRUE
116 | bus_MV_307_0_node_132 | 20 | n |  | TRUE
117 | bus_MV_307_0_node_147 | 20 | n |  | TRUE
118 | bus_MV_307_0_node_64 | 20 | n |  | TRUE
119 | bus_MV_307_0_node_202 | 20 | n |  | TRUE
120 | bus_MV_307_0_node_134 | 20 | n |  | TRUE
121 | bus_MV_307_0_node_158 | 20 | n |  | TRUE
122 | bus_MV_307_0_node_148 | 20 | n |  | TRUE
123 | bus_MV_307_0_node_149 | 20 | n |  | TRUE
124 | bus_MV_307_0_node_133 | 20 | n |  | TRUE
125 | bus_MV_307_0_node_67 | 20 | n |  | TRUE
126 | bus_MV_307_0_node_78 | 20 | n |  | TRUE
127 | bus_MV_307_0_node_75 | 20 | n |  | TRUE
128 | bus_MV_307_0_node_104 | 20 | n |  | TRUE
129 | bus_MV_307_0_node_105 | 20 | n |  | TRUE
130 | bus_MV_307_0_node_106 | 20 | n |  | TRUE
131 | bus_MV_307_0_node_83 | 20 | n |  | TRUE
132 | bus_MV_307_0_node_84 | 20 | n |  | TRUE
133 | bus_MV_307_0_node_197 | 20 | n |  | TRUE
134 | bus_MV_307_0_node_85 | 20 | n |  | TRUE
135 | bus_MV_307_0_node_196 | 20 | n |  | TRUE
136 | bus_MV_307_0_node_171 | 20 | n |  | TRUE
137 | bus_MV_307_0_node_203 | 20 | n |  | TRUE
138 | bus_MV_307_0_node_91 | 20 | n |  | TRUE
139 | bus_MV_307_0_node_170 | 20 | n |  | TRUE
140 | bus_MV_307_0_node_96 | 20 | n |  | TRUE
141 | bus_MV_307_0_node_93 | 20 | n |  | TRUE
142 | bus_MV_307_0_node_198 | 20 | n |  | TRUE
143 | bus_MV_307_0_node_199 | 20 | n |  | TRUE
144 | bus_MV_307_0_node_94 | 20 | n |  | TRUE
145 | bus_MV_307_0_node_206 | 20 | n |  | TRUE
146 | bus_MV_307_0_node_95 | 20 | n |  | TRUE
147 | bus_MV_307_0_node_97 | 20 | n |  | TRUE
148 | bus_MV_307_0_node_164 | 20 | n |  | TRUE
149 | bus_MV_307_0_node_161 | 20 | n |  | TRUE
150 | bus_MV_307_0_node_166 | 20 | n |  | TRUE
151 | bus_MV_307_0_node_162 | 20 | n |  | TRUE
152 | bus_MV_307_0_node_163 | 20 | n |  | TRUE
153 | bus_MV_307_0_node_160 | 20 | n |  | TRUE
154 | bus_MV_307_0_node_99 | 20 | n |  | TRUE
155 | bus_MV_307_0_node_101 | 20 | n |  | TRUE
156 | bus_MV_307_0_node_103 | 20 | n |  | TRUE
157 | bus_MV_307_0_node_107 | 20 | n |  | TRUE
158 | bus_MV_307_0_node_108 | 20 | n |  | TRUE
159 | bus_MV_307_0_node_121 | 20 | n |  | TRUE
160 | bus_MV_307_0_node_156 | 20 | n |  | TRUE
161 | bus_MV_307_0_node_116 | 20 | n |  | TRUE
162 | bus_MV_307_0_node_110 | 20 | n |  | TRUE
163 | bus_MV_307_0_node_111 | 20 | n |  | TRUE
164 | bus_MV_307_0_node_112 | 20 | n |  | TRUE
165 | bus_MV_307_0_node_113 | 20 | n |  | TRUE
166 | bus_MV_307_0_node_114 | 20 | n |  | TRUE
167 | bus_MV_307_0_node_117 | 20 | n |  | TRUE
168 | bus_MV_307_0_node_192 | 20 | n |  | TRUE
169 | bus_MV_307_0_node_118 | 20 | n |  | TRUE
170 | bus_MV_307_0_node_119 | 20 | n |  | TRUE
171 | bus_MV_307_0_node_120 | 20 | n |  | TRUE
172 | bus_MV_307_0_node_124 | 20 | n |  | TRUE
173 | bus_MV_307_0_node_157 | 20 | n |  | TRUE
174 | bus_MV_307_0_node_122 | 20 | n |  | TRUE
175 | bus_MV_307_0_node_123 | 20 | n |  | TRUE
176 | bus_MV_307_0_node_125 | 20 | n |  | TRUE
177 | bus_MV_307_0_node_127 | 20 | n |  | TRUE
178 | bus_MV_307_0_node_131 | 20 | n |  | TRUE
179 | bus_MV_307_0_node_186 | 20 | n |  | TRUE
180 | bus_MV_307_0_node_189 | 20 | n |  | TRUE
181 | bus_MV_307_0_node_151 | 20 | n |  | TRUE
182 | bus_MV_307_0_node_135 | 20 | n |  | TRUE
183 | bus_MV_307_0_node_137 | 20 | n |  | TRUE
184 | bus_MV_307_0_node_136 | 20 | n |  | TRUE
185 | bus_MV_307_0_node_138 | 20 | n |  | TRUE
186 | bus_MV_307_0_node_190 | 20 | n |  | TRUE
187 | bus_MV_307_0_node_210 | 20 | n |  | TRUE
188 | bus_MV_307_0_node_182 | 20 | n |  | TRUE
189 | bus_MV_307_0_node_187 | 20 | n |  | TRUE
190 | bus_MV_307_0_node_142 | 20 | n |  | TRUE
191 | bus_MV_307_0_node_143 | 20 | n |  | TRUE
192 | bus_MV_307_0_node_144 | 20 | n |  | TRUE
193 | bus_MV_307_0_node_165 | 20 | n |  | TRUE
194 | bus_MV_307_0_node_172 | 20 | n |  | TRUE
195 | bus_MV_307_0_node_175 | 20 | n |  | TRUE
196 | bus_MV_307_0_node_191 | 20 | n |  | TRUE
197 | bus_MV_307_0_node_185 | 20 | n |  | TRUE
198 | bus_HV_307_0_node_89 | 110 | n |  | TRUE

## load
| name | bus | p_mw | q_mvar | const_z_percent | const_i_percent | sn_mva | scaling | in_service | type
0 | MV_307_0_load_0 | 0 | 0.23271 | 0.11271 | 0 | 0 |  | 1 | TRUE | wye
1 | MV_307_0_load_23 | 2 | 0.11875 | 0.057512 | 0 | 0 |  | 1 | TRUE | wye
2 | MV_307_0_load_10 | 5 | 0.064242 | 0.031114 | 0 | 0 |  | 1 | TRUE | wye
3 | MV_307_0_load_88 | 9 | 0.351 | 0.17 | 0 | 0 |  | 1 | TRUE | wye
4 | MV_307_0_load_2 | 10 | 0.12722 | 0.061616 | 0 | 0 |  | 1 | TRUE | wye
5 | MV_307_0_load_129 | 12 | 0.20535 | 0.099456 | 0 | 0 |  | 1 | TRUE | wye
6 | MV_307_0_load_9 | 14 | 0.10323 | 0.049997 | 0 | 0 |  | 1 | TRUE | wye
7 | MV_307_0_load_6 | 16 | 0.13359 | 0.0647 | 0 | 0 |  | 1 | TRUE | wye
8 | MV_307_0_load_12 | 18 | 0.072789 | 0.035253 | 0 | 0 |  | 1 | TRUE | wye
9 | MV_307_0_load_209 | 24 | 0.096996 | 0.046977 | 0 | 0 |  | 1 | TRUE | wye
10 | MV_307_0_load_86 | 27 | 0.086736 | 0.042008 | 0 | 0 |  | 1 | TRUE | wye
11 | MV_307_0_load_207 | 29 | 0.12634 | 0.061188 | 0 | 0 |  | 1 | TRUE | wye
12 | MV_307_0_load_22 | 30 | 0.072528 | 0.035127 | 0 | 0 |  | 1 | TRUE | wye
13 | MV_307_0_load_208 | 31 | 0.099728 | 0.048301 | 0 | 0 |  | 1 | TRUE | wye
14 | MV_307_0_load_18 | 33 | 0.12356 | 0.059844 | 0 | 0 |  | 1 | TRUE | wye
15 | MV_307_0_load_28 | 34 | 0.14125 | 0.068409 | 0 | 0 |  | 1 | TRUE | wye
16 | MV_307_0_load_21 | 36 | 0.05368 | 0.025999 | 0 | 0 |  | 1 | TRUE | wye
17 | MV_307_0_load_26 | 37 | 0.11786 | 0.057081 | 0 | 0 |  | 1 | TRUE | wye
18 | MV_307_0_load_25 | 38 | 0.079166 | 0.038342 | 0 | 0 |  | 1 | TRUE | wye
19 | MV_307_0_load_31 | 39 | 0.051255 | 0.024824 | 0 | 0 |  | 1 | TRUE | wye
20 | MV_307_0_load_27 | 40 | 0.07018 | 0.03399 | 0 | 0 |  | 1 | TRUE | wye
21 | MV_307_0_load_32 | 41 | 0.32049 | 0.15522 | 0 | 0 |  | 1 | TRUE | wye
22 | MV_307_0_load_33 | 43 | 0.10256 | 0.049672 | 0 | 0 |  | 1 | TRUE | wye
23 | MV_307_0_load_79 | 46 | 0.2437 | 0.11803 | 0 | 0 |  | 1 | TRUE | wye
24 | MV_307_0_load_188 | 48 | 0.10746 | 0.052047 | 0 | 0 |  | 1 | TRUE | wye
25 | MV_307_0_load_150 | 51 | 0.3864 | 0.18714 | 0 | 0 |  | 1 | TRUE | wye
26 | MV_307_0_load_193 | 53 | 0.41011 | 0.19863 | 0 | 0 |  | 1 | TRUE | wye
27 | MV_307_0_load_205 | 55 | 0.40044 | 0.19394 | 0 | 0 |  | 1 | TRUE | wye
28 | MV_307_0_load_204 | 56 | 0.35767 | 0.17323 | 0 | 0 |  | 1 | TRUE | wye
29 | MV_307_0_load_195 | 57 | 0.39162 | 0.18967 | 0 | 0 |  | 1 | TRUE | wye
30 | MV_307_0_load_40 | 59 | 0.35684 | 0.17282 | 0 | 0 |  | 1 | TRUE | wye
31 | MV_307_0_load_42 | 61 | 0.30744 | 0.1489 | 0 | 0 |  | 1 | TRUE | wye
32 | MV_307_0_load_43 | 62 | 0.2613 | 0.12655 | 0 | 0 |  | 1 | TRUE | wye
33 | MV_307_0_load_51 | 66 | 0.181 | 0.087662 | 0 | 0 |  | 1 | TRUE | wye
34 | MV_307_0_load_71 | 68 | 0.39029 | 0.18903 | 0 | 0 |  | 1 | TRUE | wye
35 | MV_307_0_load_45 | 70 | 0.36493 | 0.17674 | 0 | 0 |  | 1 | TRUE | wye
36 | MV_307_0_load_200 | 72 | 0.24403 | 0.11819 | 0 | 0 |  | 1 | TRUE | wye
37 | MV_307_0_load_178 | 74 | 0.090702 | 0.043929 | 0 | 0 |  | 1 | TRUE | wye
38 | MV_307_0_load_139 | 77 | 0.25029 | 0.12122 | 0 | 0 |  | 1 | TRUE | wye
39 | MV_307_0_load_141 | 79 | 0.29698 | 0.14383 | 0 | 0 |  | 1 | TRUE | wye
40 | MV_307_0_load_184 | 83 | 0.21098 | 0.10218 | 0 | 0 |  | 1 | TRUE | wye
41 | MV_307_0_load_48 | 85 | 0.39621 | 0.19189 | 0 | 0 |  | 1 | TRUE | wye
42 | MV_307_0_load_159 | 89 | 0.070107 | 0.033954 | 0 | 0 |  | 1 | TRUE | wye
43 | MV_307_0_load_98 | 91 | 0.29927 | 0.14494 | 0 | 0 |  | 1 | TRUE | wye
44 | MV_307_0_load_201 | 93 | 0.093166 | 0.045122 | 0 | 0 |  | 1 | TRUE | wye
45 | MV_307_0_load_146 | 95 | 0.32185 | 0.15588 | 0 | 0 |  | 1 | TRUE | wye
46 | MV_307_0_load_167 | 98 | 0.098777 | 0.04784 | 0 | 0 |  | 1 | TRUE | wye
47 | MV_307_0_load_55 | 99 | 0.37876 | 0.18344 | 0 | 0 |  | 1 | TRUE | wye
48 | MV_307_0_load_81 | 103 | 0.15026 | 0.072775 | 0 | 0 |  | 1 | TRUE | wye
49 | MV_307_0_load_80 | 104 | 0.16599 | 0.080392 | 0 | 0 |  | 1 | TRUE | wye
50 | MV_307_0_load_145 | 106 | 0.15943 | 0.077215 | 0 | 0 |  | 1 | TRUE | wye
51 | MV_307_0_load_169 | 108 | 0.076443 | 0.037023 | 0 | 0 |  | 1 | TRUE | wye
52 | MV_307_0_load_72 | 111 | 0.31263 | 0.15142 | 0 | 0 |  | 1 | TRUE | wye
53 | MV_307_0_load_60 | 112 | 0.10921 | 0.052893 | 0 | 0 |  | 1 | TRUE | wye
54 | MV_307_0_load_132 | 116 | 0.27527 | 0.13332 | 0 | 0 |  | 1 | TRUE | wye
55 | MV_307_0_load_147 | 117 | 0.31987 | 0.15492 | 0 | 0 |  | 1 | TRUE | wye
56 | MV_307_0_load_202 | 119 | 0.33484 | 0.16217 | 0 | 0 |  | 1 | TRUE | wye
57 | MV_307_0_load_158 | 121 | 0.1296 | 0.062766 | 0 | 0 |  | 1 | TRUE | wye
58 | MV_307_0_load_149 | 123 | 0.39551 | 0.19155 | 0 | 0 |  | 1 | TRUE | wye
59 | MV_307_0_load_133 | 124 | 0.32625 | 0.15801 | 0 | 0 |  | 1 | TRUE | wye
60 | MV_307_0_load_67 | 125 | 0.15287 | 0.07404 | 0 | 0 |  | 1 | TRUE | wye
61 | MV_307_0_load_78 | 126 | 0.27193 | 0.1317 | 0 | 0 |  | 1 | TRUE | wye
62 | MV_307_0_load_104 | 128 | 0.32876 | 0.15923 | 0 | 0 |  | 1 | TRUE | wye
63 | MV_307_0_load_105 | 129 | 0.2318 | 0.11227 | 0 | 0 |  | 1 | TRUE | wye
64 | MV_307_0_load_84 | 132 | 0.25896 | 0.12542 | 0 | 0 |  | 1 | TRUE | wye
65 | MV_307_0_load_197 | 133 | 0.30456 | 0.14751 | 0 | 0 |  | 1 | TRUE | wye
66 | MV_307_0_load_85 | 134 | 0.099148 | 0.048019 | 0 | 0 |  | 1 | TRUE | wye
67 | MV_307_0_load_196 | 135 | 0.36458 | 0.17657 | 0 | 0 |  | 1 | TRUE | wye
68 | MV_307_0_load_203 | 137 | 0.10647 | 0.051566 | 0 | 0 |  | 1 | TRUE | wye
69 | MV_307_0_load_170 | 139 | 0.19116 | 0.092582 | 0 | 0 |  | 1 | TRUE | wye
70 | MV_307_0_load_96 | 140 | 0.069032 | 0.033434 | 0 | 0 |  | 1 | TRUE | wye
71 | MV_307_0_load_199 | 143 | 0.30062 | 0.1456 | 0 | 0 |  | 1 | TRUE | wye
72 | MV_307_0_load_206 | 145 | 0.23573 | 0.11417 | 0 | 0 |  | 1 | TRUE | wye
73 | MV_307_0_load_95 | 146 | 0.085316 | 0.04132 | 0 | 0 |  | 1 | TRUE | wye
74 | MV_307_0_load_166 | 150 | 0.34322 | 0.16623 | 0 | 0 |  | 1 | TRUE | wye
75 | MV_307_0_load_162 | 151 | 0.084079 | 0.040721 | 0 | 0 |  | 1 | TRUE | wye
76 | MV_307_0_load_160 | 153 | 0.083473 | 0.040428 | 0 | 0 |  | 1 | TRUE | wye
77 | MV_307_0_load_99 | 154 | 0.38209 | 0.18505 | 0 | 0 |  | 1 | TRUE | wye
78 | MV_307_0_load_101 | 155 | 0.091005 | 0.044076 | 0 | 0 |  | 1 | TRUE | wye
79 | MV_307_0_load_103 | 156 | 0.09243 | 0.044766 | 0 | 0 |  | 1 | TRUE | wye
80 | MV_307_0_load_121 | 159 | 0.073655 | 0.035673 | 0 | 0 |  | 1 | TRUE | wye
81 | MV_307_0_load_156 | 160 | 0.11823 | 0.057261 | 0 | 0 |  | 1 | TRUE | wye
82 | MV_307_0_load_110 | 162 | 0.4002 | 0.19383 | 0 | 0 |  | 1 | TRUE | wye
83 | MV_307_0_load_113 | 165 | 0.40159 | 0.1945 | 0 | 0 |  | 1 | TRUE | wye
84 | MV_307_0_load_192 | 168 | 0.29176 | 0.1413 | 0 | 0 |  | 1 | TRUE | wye
85 | MV_307_0_load_118 | 169 | 0.40706 | 0.19715 | 0 | 0 |  | 1 | TRUE | wye
86 | MV_307_0_load_157 | 173 | 0.073519 | 0.035607 | 0 | 0 |  | 1 | TRUE | wye
87 | MV_307_0_load_122 | 174 | 0.3717 | 0.18002 | 0 | 0 |  | 1 | TRUE | wye
88 | MV_307_0_load_127 | 177 | 0.28361 | 0.13736 | 0 | 0 |  | 1 | TRUE | wye
89 | MV_307_0_load_189 | 180 | 0.069593 | 0.033705 | 0 | 0 |  | 1 | TRUE | wye
90 | MV_307_0_load_151 | 181 | 0.1908 | 0.09241 | 0 | 0 |  | 1 | TRUE | wye
91 | MV_307_0_load_190 | 186 | 0.13814 | 0.066904 | 0 | 0 |  | 1 | TRUE | wye
92 | MV_307_0_load_210 | 187 | 0.23381 | 0.11324 | 0 | 0 |  | 1 | TRUE | wye
93 | MV_307_0_load_182 | 188 | 0.086153 | 0.041726 | 0 | 0 |  | 1 | TRUE | wye
94 | MV_307_0_load_187 | 189 | 0.084364 | 0.040859 | 0 | 0 |  | 1 | TRUE | wye
95 | MV_307_0_load_142 | 190 | 0.31969 | 0.15483 | 0 | 0 |  | 1 | TRUE | wye
96 | MV_307_0_load_165 | 193 | 0.11822 | 0.057259 | 0 | 0 |  | 1 | TRUE | wye
97 | MV_307_0_load_172 | 194 | 0.093451 | 0.04526 | 0 | 0 |  | 1 | TRUE | wye
98 | MV_307_0_load_175 | 195 | 0.3789 | 0.18351 | 0 | 0 |  | 1 | TRUE | wye
99 | MV_307_0_load_191 | 196 | 0.3 | 0.1453 | 0 | 0 |  | 1 | TRUE | wye
100 | MV_307_0_load_185 | 197 | 0.22317 | 0.10809 | 0 | 0 |  | 1 | TRUE | wye

## ext_grid
| name | bus | vm_pu | va_degree | slack_weight | in_service
0 |  | 3 | 1 | 0 | 1 | TRUE

## line
| name | std_type | from_bus | to_bus | length_km | r_ohm_per_km | x_ohm_per_km | c_nf_per_km | g_us_per_km | max_i_ka | df | parallel | type | in_service
0 | MV_307_0_line_0 |  | 0 | 1 | 0.010804 | 0.445 | 0.132 | 190 | 0 | 0.22 | 1 | 1 | cs | TRUE
1 | MV_307_0_line_1 |  | 0 | 2 | 3.7132 | 0.2376 | 0.344 | 10.3 | 0 | 0.41 | 1 | 1 | ol | TRUE
2 | MV_307_0_line_2 |  | 0 | 3 | 6.5589 | 0.2376 | 0.344 | 10.3 | 0 | 0.41 | 1 | 1 | ol | TRUE
3 | MV_307_0_line_3 |  | 1 | 4 | 3.004 | 0.5939 | 0.372 | 9.5 | 0 | 0.21 | 1 | 1 | ol | TRUE
4 | MV_307_0_line_4 |  | 2 | 7 | 0.087948 | 0.445 | 0.132 | 190 | 0 | 0.22 | 1 | 1 | cs | TRUE
5 | MV_307_0_line_5 |  | 3 | 8 | 0.20471 | 0.0515 | 0.029 | 1000 | 0 | 1.276 | 1 | 1 | cs | TRUE
6 | MV_307_0_line_6 |  | 3 | 9 | 0.036555 | 0.445 | 0.132 | 190 | 0 | 0.22 | 1 | 1 | cs | TRUE
7 | MV_307_0_line_7 |  | 4 | 5 | 0.046846 | 0.5939 | 0.372 | 9.5 | 0 | 0.21 | 1 | 1 | ol | TRUE
8 | MV_307_0_line_8 |  | 4 | 6 | 0.33632 | 0.445 | 0.132 | 190 | 0 | 0.22 | 1 | 1 | cs | TRUE
9 | MV_307_0_line_9 |  | 6 | 14 | 0.066963 | 0.445 | 0.132 | 190 | 0 | 0.22 | 1 | 1 | cs | TRUE
10 | MV_307_0_line_10 |  | 6 | 11 | 0.53398 | 0.445 | 0.132 | 190 | 0 | 0.22 | 1 | 1 | cs | TRUE
11 | MV_307_0_line_11 |  | 7 | 38 | 0.014118 | 0.445 | 0.132 | 190 | 0 | 0.22 | 1 | 1 | cs | TRUE
12 | MV_307_0_line_12 |  | 8 | 138 | 0.1985 | 0.445 | 0.132 | 190 | 0 | 0.22 | 1 | 1 | cs | TRUE
13 | MV_307_0_line_13 |  | 8 | 139 | 0.0026996 | 0.445 | 0.132 | 190 | 0 | 0.22 | 1 | 1 | cs | TRUE
14 | MV_307_0_line_14 |  | 8 | 136 | 0.097914 | 0.0515 | 0.029 | 1000 | 0 | 1.276 | 1 | 1 | cs | TRUE
15 | MV_307_0_line_15 |  | 10 | 11 | 0.043092 | 0.445 | 0.132 | 190 | 0 | 0.22 | 1 | 1 | cs | TRUE
16 | MV_307_0_line_16 |  | 12 | 13 | 0.027264 | 0.445 | 0.132 | 190 | 0 | 0.22 | 1 | 1 | cs | TRUE
17 | MV_307_0_line_17 |  | 13 | 178 | 0.064184 | 0.445 | 0.132 | 190 | 0 | 0.22 | 1 | 1 | cs | TRUE
18 | MV_307_0_line_18 |  | 14 | 15 | 0.038285 | 0.445 | 0.132 | 190 | 0 | 0.22 | 1 | 1 | cs | TRUE
19 | MV_307_0_line_19 |  | 15 | 17 | 0.18146 | 0.445 | 0.132 | 190 | 0 | 0.22 | 1 | 1 | cs | TRUE
20 | MV_307_0_line_20 |  | 16 | 17 | 0.040367 | 0.5939 | 0.372 | 9.5 | 0 | 0.21 | 1 | 1 | ol | TRUE
21 | MV_307_0_line_21 |  | 18 | 19 | 0.042702 | 0.445 | 0.132 | 190 | 0 | 0.22 | 1 | 1 | cs | TRUE
22 | MV_307_0_line_22 |  | 19 | 20 | 0.092947 | 0.445 | 0.132 | 190 | 0 | 0.22 | 1 | 1 | cs | TRUE
23 | MV_307_0_line_23 |  | 19 | 21 | 0.11879 | 0.445 | 0.132 | 190 | 0 | 0.22 | 1 | 1 | cs | TRUE
24 | MV_307_0_line_24 |  | 20 | 24 | 0.058443 | 0.445 | 0.132 | 190 | 0 | 0.22 | 1 | 1 | cs | TRUE
25 | MV_307_0_line_25 |  | 20 | 30 | 0.26442 | 0.5939 | 0.372 | 9.5 | 0 | 0.21 | 1 | 1 | ol | TRUE
26 | MV_307_0_line_26 |  | 21 | 31 | 0.12102 | 0.445 | 0.132 | 190 | 0 | 0.22 | 1 | 1 | cs | TRUE
27 | MV_307_0_line_27 |  | 22 | 23 | 0.21535 | 0.445 | 0.132 | 190 | 0 | 0.22 | 1 | 1 | cs | TRUE
28 | MV_307_0_line_28 |  | 22 | 24 | 0.15022 | 0.5939 | 0.372 | 9.5 | 0 | 0.21 | 1 | 1 | ol | TRUE
29 | MV_307_0_line_29 |  | 23 | 28 | 0.15855 | 0.445 | 0.132 | 190 | 0 | 0.22 | 1 | 1 | cs | TRUE
30 | MV_307_0_line_30 |  | 23 | 29 | 0.056533 | 0.5939 | 0.372 | 9.5 | 0 | 0.21 | 1 | 1 | ol | TRUE
31 | MV_307_0_line_31 |  | 25 | 26 | 0.30103 | 0.445 | 0.132 | 190 | 0 | 0.22 | 1 | 1 | cs | TRUE
32 | MV_307_0_line_32 |  | 25 | 27 | 0.02575 | 0.445 | 0.132 | 190 | 0 | 0.22 | 1 | 1 | cs | TRUE
33 | MV_307_0_line_33 |  | 26 | 137 | 0.007938 | 0.445 | 0.132 | 190 | 0 | 0.22 | 1 | 1 | cs | TRUE
34 | MV_307_0_line_34 |  | 27 | 134 | 0.037962 | 0.445 | 0.132 | 190 | 0 | 0.22 | 1 | 1 | cs | TRUE
35 | MV_307_0_line_35 |  | 28 | 34 | 0.052475 | 0.445 | 0.132 | 190 | 0 | 0.22 | 1 | 1 | cs | TRUE
36 | MV_307_0_line_36 |  | 28 | 35 | 0.11815 | 0.445 | 0.132 | 190 | 0 | 0.22 | 1 | 1 | cs | TRUE
37 | MV_307_0_line_37 |  | 28 | 32 | 0.27901 | 0.445 | 0.132 | 190 | 0 | 0.22 | 1 | 1 | cs | TRUE
38 | MV_307_0_line_38 |  | 30 | 36 | 0.017008 | 0.445 | 0.132 | 190 | 0 | 0.22 | 1 | 1 | cs | TRUE
39 | MV_307_0_line_39 |  | 32 | 33 | 0.048337 | 0.5939 | 0.372 | 9.5 | 0 | 0.21 | 1 | 1 | ol | TRUE
40 | MV_307_0_line_40 |  | 34 | 37 | 0.02575 | 0.445 | 0.132 | 190 | 0 | 0.22 | 1 | 1 | cs | TRUE
41 | MV_307_0_line_41 |  | 35 | 38 | 0.0051157 | 0.445 | 0.132 | 190 | 0 | 0.22 | 1 | 1 | cs | TRUE
42 | MV_307_0_line_42 |  | 37 | 40 | 0.045038 | 0.5939 | 0.372 | 9.5 | 0 | 0.21 | 1 | 1 | ol | TRUE
43 | MV_307_0_line_43 |  | 37 | 39 | 0.22284 | 0.5939 | 0.372 | 9.5 | 0 | 0.21 | 1 | 1 | ol | TRUE
44 | MV_307_0_line_44 |  | 41 | 42 | 0.044178 | 0.445 | 0.132 | 190 | 0 | 0.22 | 1 | 1 | cs | TRUE
45 | MV_307_0_line_45 |  | 41 | 43 | 0.053475 | 0.5939 | 0.372 | 9.5 | 0 | 0.21 | 1 | 1 | ol | TRUE
46 | MV_307_0_line_46 |  | 41 | 44 | 0.51096 | 0.5939 | 0.372 | 9.5 | 0 | 0.21 | 1 | 1 | ol | TRUE
47 | MV_307_0_line_47 |  | 42 | 45 | 0.008138 | 0.445 | 0.132 | 190 | 0 | 0.22 | 1 | 1 | cs | TRUE
48 | MV_307_0_line_48 |  | 44 | 46 | 0.073571 | 0.5939 | 0.372 | 9.5 | 0 | 0.21 | 1 | 1 | ol | TRUE
49 | MV_307_0_line_49 |  | 45 | 47 | 0.13319 | 0.445 | 0.132 | 190 | 0 | 0.22 | 1 | 1 | cs | TRUE
50 | MV_307_0_line_50 |  | 45 | 48 | 0.045066 | 0.445 | 0.132 | 190 | 0 | 0.22 | 1 | 1 | cs | TRUE
51 | MV_307_0_line_51 |  | 47 | 57 | 0.043128 | 0.5939 | 0.372 | 9.5 | 0 | 0.21 | 1 | 1 | ol | TRUE
52 | MV_307_0_line_52 |  | 47 | 58 | 0.043039 | 0.445 | 0.132 | 190 | 0 | 0.22 | 1 | 1 | cs | TRUE
53 | MV_307_0_line_53 |  | 48 | 51 | 0.10933 | 0.5939 | 0.372 | 9.5 | 0 | 0.21 | 1 | 1 | ol | TRUE
54 | MV_307_0_line_54 |  | 48 | 54 | 0.24707 | 0.5939 | 0.372 | 9.5 | 0 | 0.21 | 1 | 1 | ol | TRUE
55 | MV_307_0_line_55 |  | 49 | 50 | 0.16948 | 0.445 | 0.132 | 190 | 0 | 0.22 | 1 | 1 | cs | TRUE
56 | MV_307_0_line_56 |  | 49 | 51 | 0.047574 | 0.445 | 0.132 | 190 | 0 | 0.22 | 1 | 1 | cs | TRUE
57 | MV_307_0_line_57 |  | 50 | 52 | 0.040943 | 0.445 | 0.132 | 190 | 0 | 0.22 | 1 | 1 | cs | TRUE
58 | MV_307_0_line_58 |  | 50 | 53 | 0.009454 | 0.445 | 0.132 | 190 | 0 | 0.22 | 1 | 1 | cs | TRUE
59 | MV_307_0_line_59 |  | 52 | 56 | 0.041853 | 0.445 | 0.132 | 190 | 0 | 0.22 | 1 | 1 | cs | TRUE
60 | MV_307_0_line_60 |  | 54 | 55 | 0.03539 | 0.445 | 0.132 | 190 | 0 | 0.22 | 1 | 1 | cs | TRUE
61 | MV_307_0_line_61 |  | 57 | 125 | 0.31714 | 0.5939 | 0.372 | 9.5 | 0 | 0.21 | 1 | 1 | ol | TRUE
62 | MV_307_0_line_62 |  | 58 | 98 | 0.063693 | 0.445 | 0.132 | 190 | 0 | 0.22 | 1 | 1 | cs | TRUE
63 | MV_307_0_line_63 |  | 58 | 69 | 0.090403 | 0.445 | 0.132 | 190 | 0 | 0.22 | 1 | 1 | cs | TRUE
64 | MV_307_0_line_64 |  | 59 | 60 | 0.041221 | 0.445 | 0.132 | 190 | 0 | 0.22 | 1 | 1 | cs | TRUE
65 | MV_307_0_line_65 |  | 59 | 61 | 0.066005 | 0.445 | 0.132 | 190 | 0 | 0.22 | 1 | 1 | cs | TRUE
66 | MV_307_0_line_66 |  | 60 | 62 | 0.036238 | 0.445 | 0.132 | 190 | 0 | 0.22 | 1 | 1 | cs | TRUE
67 | MV_307_0_line_67 |  | 61 | 63 | 0.050401 | 0.445 | 0.132 | 190 | 0 | 0.22 | 1 | 1 | cs | TRUE
68 | MV_307_0_line_68 |  | 62 | 64 | 0.050551 | 0.445 | 0.132 | 190 | 0 | 0.22 | 1 | 1 | cs | TRUE
69 | MV_307_0_line_69 |  | 63 | 65 | 0.18863 | 0.445 | 0.132 | 190 | 0 | 0.22 | 1 | 1 | cs | TRUE
70 | MV_307_0_line_70 |  | 63 | 66 | 0.040599 | 0.445 | 0.132 | 190 | 0 | 0.22 | 1 | 1 | cs | TRUE
71 | MV_307_0_line_71 |  | 64 | 67 | 0.038314 | 0.445 | 0.132 | 190 | 0 | 0.22 | 1 | 1 | cs | TRUE
72 | MV_307_0_line_72 |  | 65 | 68 | 0.035426 | 0.445 | 0.132 | 190 | 0 | 0.22 | 1 | 1 | cs | TRUE
73 | MV_307_0_line_73 |  | 66 | 69 | 0.039666 | 0.445 | 0.132 | 190 | 0 | 0.22 | 1 | 1 | cs | TRUE
74 | MV_307_0_line_74 |  | 67 | 156 | 0.059624 | 0.445 | 0.132 | 190 | 0 | 0.22 | 1 | 1 | cs | TRUE
75 | MV_307_0_line_75 |  | 69 | 95 | 0.058515 | 0.306 | 0.35 | 10 | 0 | 0.35 | 1 | 1 | ol | TRUE
76 | MV_307_0_line_76 |  | 70 | 71 | 0.015209 | 0.0595 | 0.16 | 22 | 0 | 1.29 | 1 | 1 | ol | TRUE
77 | MV_307_0_line_77 |  | 70 | 72 | 0.15911 | 0.0595 | 0.16 | 22 | 0 | 1.29 | 1 | 1 | ol | TRUE
78 | MV_307_0_line_78 |  | 71 | 73 | 0.10312 | 0.445 | 0.132 | 190 | 0 | 0.22 | 1 | 1 | cs | TRUE
79 | MV_307_0_line_79 |  | 71 | 74 | 0.051865 | 0.0515 | 0.029 | 1000 | 0 | 1.276 | 1 | 1 | cs | TRUE
80 | MV_307_0_line_80 |  | 72 | 75 | 0.001885 | 0.0515 | 0.029 | 1000 | 0 | 1.276 | 1 | 1 | cs | TRUE
81 | MV_307_0_line_81 |  | 73 | 179 | 0.050138 | 0.445 | 0.132 | 190 | 0 | 0.22 | 1 | 1 | cs | TRUE
82 | MV_307_0_line_82 |  | 73 | 197 | 0.02301 | 0.445 | 0.132 | 190 | 0 | 0.22 | 1 | 1 | cs | TRUE
83 | MV_307_0_line_83 |  | 74 | 76 | 0.041724 | 0.0515 | 0.029 | 1000 | 0 | 1.276 | 1 | 1 | cs | TRUE
84 | MV_307_0_line_84 |  | 75 | 164 | 0.078207 | 0.0515 | 0.029 | 1000 | 0 | 1.276 | 1 | 1 | cs | TRUE
85 | MV_307_0_line_85 |  | 76 | 77 | 0.042292 | 0.0595 | 0.16 | 22 | 0 | 1.29 | 1 | 1 | ol | TRUE
86 | MV_307_0_line_86 |  | 77 | 78 | 0.084482 | 0.306 | 0.35 | 10 | 0 | 0.35 | 1 | 1 | ol | TRUE
87 | MV_307_0_line_87 |  | 78 | 79 | 0.034405 | 0.445 | 0.132 | 190 | 0 | 0.22 | 1 | 1 | cs | TRUE
88 | MV_307_0_line_88 |  | 78 | 80 | 0.29482 | 0.5939 | 0.372 | 9.5 | 0 | 0.21 | 1 | 1 | ol | TRUE
89 | MV_307_0_line_89 |  | 78 | 81 | 0.1093 | 0.5939 | 0.372 | 9.5 | 0 | 0.21 | 1 | 1 | ol | TRUE
90 | MV_307_0_line_90 |  | 79 | 183 | 0.039479 | 0.445 | 0.132 | 190 | 0 | 0.22 | 1 | 1 | cs | TRUE
91 | MV_307_0_line_91 |  | 80 | 181 | 0.053341 | 0.5939 | 0.372 | 9.5 | 0 | 0.21 | 1 | 1 | ol | TRUE
92 | MV_307_0_line_92 |  | 81 | 188 | 0.018099 | 0.445 | 0.132 | 190 | 0 | 0.22 | 1 | 1 | cs | TRUE
93 | MV_307_0_line_93 |  | 82 | 83 | 0.00019746 | 0.445 | 0.132 | 190 | 0 | 0.22 | 1 | 1 | cs | TRUE
94 | MV_307_0_line_94 |  | 82 | 84 | 0.026004 | 0.445 | 0.132 | 190 | 0 | 0.22 | 1 | 1 | cs | TRUE
95 | MV_307_0_line_95 |  | 84 | 188 | 0.038695 | 0.445 | 0.132 | 190 | 0 | 0.22 | 1 | 1 | cs | TRUE
96 | MV_307_0_line_96 |  | 85 | 86 | 0.027102 | 0.445 | 0.132 | 190 | 0 | 0.22 | 1 | 1 | cs | TRUE
97 | MV_307_0_line_97 |  | 86 | 87 | 0.21464 | 0.445 | 0.132 | 190 | 0 | 0.22 | 1 | 1 | cs | TRUE
98 | MV_307_0_line_98 |  | 87 | 88 | 0.083637 | 0.445 | 0.132 | 190 | 0 | 0.22 | 1 | 1 | cs | TRUE
99 | MV_307_0_line_99 |  | 87 | 89 | 0.037221 | 0.445 | 0.132 | 190 | 0 | 0.22 | 1 | 1 | cs | TRUE
100 | MV_307_0_line_100 |  | 87 | 90 | 0.12733 | 0.5939 | 0.372 | 9.5 | 0 | 0.21 | 1 | 1 | ol | TRUE
101 | MV_307_0_line_101 |  | 88 | 91 | 0.020883 | 0.445 | 0.132 | 190 | 0 | 0.22 | 1 | 1 | cs | TRUE
102 | MV_307_0_line_102 |  | 88 | 92 | 0.3273 | 0.445 | 0.132 | 190 | 0 | 0.22 | 1 | 1 | cs | TRUE
103 | MV_307_0_line_103 |  | 90 | 93 | 0.016565 | 0.445 | 0.132 | 190 | 0 | 0.22 | 1 | 1 | cs | TRUE
104 | MV_307_0_line_104 |  | 90 | 94 | 0.28277 | 0.445 | 0.132 | 190 | 0 | 0.22 | 1 | 1 | cs | TRUE
105 | MV_307_0_line_105 |  | 92 | 115 | 0.49013 | 0.445 | 0.132 | 190 | 0 | 0.22 | 1 | 1 | cs | TRUE
106 | MV_307_0_line_106 |  | 92 | 116 | 0.091074 | 0.5939 | 0.372 | 9.5 | 0 | 0.21 | 1 | 1 | ol | TRUE
107 | MV_307_0_line_107 |  | 94 | 194 | 0.067107 | 0.5939 | 0.372 | 9.5 | 0 | 0.21 | 1 | 1 | ol | TRUE
108 | MV_307_0_line_108 |  | 94 | 195 | 0.04954 | 0.5939 | 0.372 | 9.5 | 0 | 0.21 | 1 | 1 | ol | TRUE
109 | MV_307_0_line_109 |  | 95 | 96 | 0.051913 | 0.161 | 0.117 | 273 | 0 | 0.362 | 1 | 1 | cs | TRUE
110 | MV_307_0_line_110 |  | 96 | 97 | 0.12944 | 0.0515 | 0.029 | 1000 | 0 | 1.276 | 1 | 1 | cs | TRUE
111 | MV_307_0_line_111 |  | 97 | 127 | 0.16186 | 0.0515 | 0.029 | 1000 | 0 | 1.276 | 1 | 1 | cs | TRUE
112 | MV_307_0_line_112 |  | 97 | 111 | 0.05724 | 0.0595 | 0.16 | 22 | 0 | 1.29 | 1 | 1 | ol | TRUE
113 | MV_307_0_line_113 |  | 99 | 100 | 0.11049 | 0.5939 | 0.372 | 9.5 | 0 | 0.21 | 1 | 1 | ol | TRUE
114 | MV_307_0_line_114 |  | 100 | 101 | 0.38906 | 0.445 | 0.132 | 190 | 0 | 0.22 | 1 | 1 | cs | TRUE
115 | MV_307_0_line_115 |  | 100 | 102 | 0.24201 | 0.0515 | 0.029 | 1000 | 0 | 1.276 | 1 | 1 | cs | TRUE
116 | MV_307_0_line_116 |  | 100 | 103 | 0.17554 | 0.0595 | 0.16 | 22 | 0 | 1.29 | 1 | 1 | ol | TRUE
117 | MV_307_0_line_117 |  | 101 | 104 | 0.072604 | 0.5939 | 0.372 | 9.5 | 0 | 0.21 | 1 | 1 | ol | TRUE
118 | MV_307_0_line_118 |  | 102 | 105 | 0.087158 | 0.0515 | 0.029 | 1000 | 0 | 1.276 | 1 | 1 | cs | TRUE
119 | MV_307_0_line_119 |  | 102 | 106 | 0.039527 | 0.445 | 0.132 | 190 | 0 | 0.22 | 1 | 1 | cs | TRUE
120 | MV_307_0_line_120 |  | 103 | 109 | 0.078078 | 0.0515 | 0.029 | 1000 | 0 | 1.276 | 1 | 1 | cs | TRUE
121 | MV_307_0_line_121 |  | 105 | 107 | 0.0087546 | 0.0515 | 0.029 | 1000 | 0 | 1.276 | 1 | 1 | cs | TRUE
122 | MV_307_0_line_122 |  | 105 | 108 | 0.045002 | 0.445 | 0.132 | 190 | 0 | 0.22 | 1 | 1 | cs | TRUE
123 | MV_307_0_line_123 |  | 106 | 110 | 0.037972 | 0.445 | 0.132 | 190 | 0 | 0.22 | 1 | 1 | cs | TRUE
124 | MV_307_0_line_124 |  | 107 | 111 | 0.041649 | 0.0515 | 0.029 | 1000 | 0 | 1.276 | 1 | 1 | cs | TRUE
125 | MV_307_0_line_125 |  | 109 | 131 | 0.31389 | 0.0515 | 0.029 | 1000 | 0 | 1.276 | 1 | 1 | cs | TRUE
126 | MV_307_0_line_126 |  | 109 | 132 | 0.1331 | 0.5939 | 0.372 | 9.5 | 0 | 0.21 | 1 | 1 | ol | TRUE
127 | MV_307_0_line_127 |  | 110 | 175 | 0.16982 | 0.445 | 0.132 | 190 | 0 | 0.22 | 1 | 1 | cs | TRUE
128 | MV_307_0_line_128 |  | 111 | 126 | 0.050972 | 0.5939 | 0.372 | 9.5 | 0 | 0.21 | 1 | 1 | ol | TRUE
129 | MV_307_0_line_129 |  | 112 | 113 | 0.038072 | 0.445 | 0.132 | 190 | 0 | 0.22 | 1 | 1 | cs | TRUE
130 | MV_307_0_line_130 |  | 113 | 114 | 0.45147 | 0.445 | 0.132 | 190 | 0 | 0.22 | 1 | 1 | cs | TRUE
131 | MV_307_0_line_131 |  | 114 | 115 | 0.5425 | 0.445 | 0.132 | 190 | 0 | 0.22 | 1 | 1 | cs | TRUE
132 | MV_307_0_line_132 |  | 114 | 117 | 0.14233 | 0.5939 | 0.372 | 9.5 | 0 | 0.21 | 1 | 1 | ol | TRUE
133 | MV_307_0_line_133 |  | 115 | 120 | 0.079549 | 0.445 | 0.132 | 190 | 0 | 0.22 | 1 | 1 | cs | TRUE
134 | MV_307_0_line_134 |  | 115 | 121 | 0.033531 | 0.445 | 0.132 | 190 | 0 | 0.22 | 1 | 1 | cs | TRUE
135 | MV_307_0_line_135 |  | 115 | 118 | 0.37393 | 0.445 | 0.132 | 190 | 0 | 0.22 | 1 | 1 | cs | TRUE
136 | MV_307_0_line_136 |  | 117 | 122 | 0.11975 | 0.445 | 0.132 | 190 | 0 | 0.22 | 1 | 1 | cs | TRUE
137 | MV_307_0_line_137 |  | 118 | 119 | 0.007373 | 0.445 | 0.132 | 190 | 0 | 0.22 | 1 | 1 | cs | TRUE
138 | MV_307_0_line_138 |  | 120 | 124 | 0.039254 | 0.445 | 0.132 | 190 | 0 | 0.22 | 1 | 1 | cs | TRUE
139 | MV_307_0_line_139 |  | 122 | 123 | 0.045462 | 0.445 | 0.132 | 190 | 0 | 0.22 | 1 | 1 | cs | TRUE
140 | MV_307_0_line_140 |  | 124 | 182 | 0.042507 | 0.445 | 0.132 | 190 | 0 | 0.22 | 1 | 1 | cs | TRUE
141 | MV_307_0_line_141 |  | 127 | 128 | 0.025562 | 0.0515 | 0.029 | 1000 | 0 | 1.276 | 1 | 1 | cs | TRUE
142 | MV_307_0_line_142 |  | 128 | 129 | 0.12987 | 0.0595 | 0.16 | 22 | 0 | 1.29 | 1 | 1 | ol | TRUE
143 | MV_307_0_line_143 |  | 129 | 130 | 0.006298 | 0.0515 | 0.029 | 1000 | 0 | 1.276 | 1 | 1 | cs | TRUE
144 | MV_307_0_line_144 |  | 130 | 157 | 0.0095613 | 0.445 | 0.132 | 190 | 0 | 0.22 | 1 | 1 | cs | TRUE
145 | MV_307_0_line_145 |  | 130 | 158 | 0.039101 | 0.0515 | 0.029 | 1000 | 0 | 1.276 | 1 | 1 | cs | TRUE
146 | MV_307_0_line_146 |  | 131 | 133 | 0.028372 | 0.0515 | 0.029 | 1000 | 0 | 1.276 | 1 | 1 | cs | TRUE
147 | MV_307_0_line_147 |  | 132 | 134 | 0.04319 | 0.5939 | 0.372 | 9.5 | 0 | 0.21 | 1 | 1 | ol | TRUE
148 | MV_307_0_line_148 |  | 133 | 135 | 0.029789 | 0.0595 | 0.16 | 22 | 0 | 1.29 | 1 | 1 | ol | TRUE
149 | MV_307_0_line_149 |  | 135 | 136 | 0.043 | 0.0595 | 0.16 | 22 | 0 | 1.29 | 1 | 1 | ol | TRUE
150 | MV_307_0_line_150 |  | 138 | 140 | 0.015475 | 0.445 | 0.132 | 190 | 0 | 0.22 | 1 | 1 | cs | TRUE
151 | MV_307_0_line_151 |  | 140 | 144 | 0.025788 | 0.445 | 0.132 | 190 | 0 | 0.22 | 1 | 1 | cs | TRUE
152 | MV_307_0_line_152 |  | 141 | 142 | 0.59924 | 0.445 | 0.132 | 190 | 0 | 0.22 | 1 | 1 | cs | TRUE
153 | MV_307_0_line_153 |  | 141 | 143 | 0.049669 | 0.5939 | 0.372 | 9.5 | 0 | 0.21 | 1 | 1 | ol | TRUE
154 | MV_307_0_line_154 |  | 142 | 145 | 0.018415 | 0.445 | 0.132 | 190 | 0 | 0.22 | 1 | 1 | cs | TRUE
155 | MV_307_0_line_155 |  | 144 | 146 | 0.021852 | 0.445 | 0.132 | 190 | 0 | 0.22 | 1 | 1 | cs | TRUE
156 | MV_307_0_line_156 |  | 145 | 179 | 0.17972 | 0.5939 | 0.372 | 9.5 | 0 | 0.21 | 1 | 1 | ol | TRUE
157 | MV_307_0_line_157 |  | 146 | 147 | 0.008495 | 0.445 | 0.132 | 190 | 0 | 0.22 | 1 | 1 | cs | TRUE
158 | MV_307_0_line_158 |  | 147 | 148 | 0.081498 | 0.445 | 0.132 | 190 | 0 | 0.22 | 1 | 1 | cs | TRUE
159 | MV_307_0_line_159 |  | 147 | 149 | 0.006093 | 0.445 | 0.132 | 190 | 0 | 0.22 | 1 | 1 | cs | TRUE
160 | MV_307_0_line_160 |  | 148 | 150 | 0.009772 | 0.445 | 0.132 | 190 | 0 | 0.22 | 1 | 1 | cs | TRUE
161 | MV_307_0_line_161 |  | 149 | 151 | 0.01649 | 0.445 | 0.132 | 190 | 0 | 0.22 | 1 | 1 | cs | TRUE
162 | MV_307_0_line_162 |  | 149 | 152 | 0.086102 | 0.445 | 0.132 | 190 | 0 | 0.22 | 1 | 1 | cs | TRUE
163 | MV_307_0_line_163 |  | 149 | 153 | 0.014302 | 0.445 | 0.132 | 190 | 0 | 0.22 | 1 | 1 | cs | TRUE
164 | MV_307_0_line_164 |  | 150 | 193 | 0.029451 | 0.5939 | 0.372 | 9.5 | 0 | 0.21 | 1 | 1 | ol | TRUE
165 | MV_307_0_line_165 |  | 152 | 196 | 0.023037 | 0.5939 | 0.372 | 9.5 | 0 | 0.21 | 1 | 1 | ol | TRUE
166 | MV_307_0_line_166 |  | 154 | 155 | 0.012046 | 0.445 | 0.132 | 190 | 0 | 0.22 | 1 | 1 | cs | TRUE
167 | MV_307_0_line_167 |  | 154 | 156 | 0.035806 | 0.5939 | 0.372 | 9.5 | 0 | 0.21 | 1 | 1 | ol | TRUE
168 | MV_307_0_line_168 |  | 157 | 159 | 0.01455 | 0.445 | 0.132 | 190 | 0 | 0.22 | 1 | 1 | cs | TRUE
169 | MV_307_0_line_169 |  | 158 | 160 | 0.040904 | 0.0515 | 0.029 | 1000 | 0 | 1.276 | 1 | 1 | cs | TRUE
170 | MV_307_0_line_170 |  | 160 | 161 | 0.039127 | 0.0515 | 0.029 | 1000 | 0 | 1.276 | 1 | 1 | cs | TRUE
171 | MV_307_0_line_171 |  | 161 | 167 | 0.12287 | 0.445 | 0.132 | 190 | 0 | 0.22 | 1 | 1 | cs | TRUE
172 | MV_307_0_line_172 |  | 161 | 166 | 0.052428 | 0.0515 | 0.029 | 1000 | 0 | 1.276 | 1 | 1 | cs | TRUE
173 | MV_307_0_line_173 |  | 162 | 163 | 0.014138 | 0.5939 | 0.372 | 9.5 | 0 | 0.21 | 1 | 1 | ol | TRUE
174 | MV_307_0_line_174 |  | 163 | 164 | 0.16076 | 0.445 | 0.132 | 190 | 0 | 0.22 | 1 | 1 | cs | TRUE
175 | MV_307_0_line_175 |  | 164 | 165 | 0.031623 | 0.0515 | 0.029 | 1000 | 0 | 1.276 | 1 | 1 | cs | TRUE
176 | MV_307_0_line_176 |  | 165 | 166 | 0.041597 | 0.0515 | 0.029 | 1000 | 0 | 1.276 | 1 | 1 | cs | TRUE
177 | MV_307_0_line_177 |  | 167 | 168 | 0.010835 | 0.445 | 0.132 | 190 | 0 | 0.22 | 1 | 1 | cs | TRUE
178 | MV_307_0_line_178 |  | 169 | 170 | 0.003584 | 0.445 | 0.132 | 190 | 0 | 0.22 | 1 | 1 | cs | TRUE
179 | MV_307_0_line_179 |  | 170 | 171 | 0.007934 | 0.445 | 0.132 | 190 | 0 | 0.22 | 1 | 1 | cs | TRUE
180 | MV_307_0_line_180 |  | 171 | 172 | 0.12109 | 0.445 | 0.132 | 190 | 0 | 0.22 | 1 | 1 | cs | TRUE
181 | MV_307_0_line_181 |  | 171 | 173 | 0.044047 | 0.445 | 0.132 | 190 | 0 | 0.22 | 1 | 1 | cs | TRUE
182 | MV_307_0_line_182 |  | 172 | 174 | 0.044199 | 0.445 | 0.132 | 190 | 0 | 0.22 | 1 | 1 | cs | TRUE
183 | MV_307_0_line_183 |  | 174 | 175 | 0.036145 | 0.445 | 0.132 | 190 | 0 | 0.22 | 1 | 1 | cs | TRUE
184 | MV_307_0_line_184 |  | 175 | 176 | 0.042895 | 0.445 | 0.132 | 190 | 0 | 0.22 | 1 | 1 | cs | TRUE
185 | MV_307_0_line_185 |  | 176 | 177 | 0.03729 | 0.445 | 0.132 | 190 | 0 | 0.22 | 1 | 1 | cs | TRUE
186 | MV_307_0_line_186 |  | 178 | 180 | 0.0073125 | 0.445 | 0.132 | 190 | 0 | 0.22 | 1 | 1 | cs | TRUE
187 | MV_307_0_line_187 |  | 179 | 189 | 0.078243 | 0.445 | 0.132 | 190 | 0 | 0.22 | 1 | 1 | cs | TRUE
188 | MV_307_0_line_188 |  | 180 | 181 | 0.37772 | 0.5939 | 0.372 | 9.5 | 0 | 0.21 | 1 | 1 | ol | TRUE
189 | MV_307_0_line_189 |  | 182 | 183 | 0.55737 | 0.445 | 0.132 | 190 | 0 | 0.22 | 1 | 1 | cs | TRUE
190 | MV_307_0_line_190 |  | 183 | 184 | 0.1238 | 0.445 | 0.132 | 190 | 0 | 0.22 | 1 | 1 | cs | TRUE
191 | MV_307_0_line_191 |  | 184 | 185 | 0.33333 | 0.445 | 0.132 | 190 | 0 | 0.22 | 1 | 1 | cs | TRUE
192 | MV_307_0_line_192 |  | 184 | 186 | 0.022509 | 0.445 | 0.132 | 190 | 0 | 0.22 | 1 | 1 | cs | TRUE
193 | MV_307_0_line_193 |  | 185 | 187 | 0.001547 | 0.445 | 0.132 | 190 | 0 | 0.22 | 1 | 1 | cs | TRUE
194 | MV_307_0_line_194 |  | 190 | 191 | 0.007296 | 0.445 | 0.132 | 190 | 0 | 0.22 | 1 | 1 | cs | TRUE
195 | MV_307_0_line_195 |  | 191 | 192 | 0.028015 | 0.445 | 0.132 | 190 | 0 | 0.22 | 1 | 1 | cs | TRUE
196 | MV_307_0_line_196 |  | 192 | 193 | 0.020674 | 0.445 | 0.132 | 190 | 0 | 0.22 | 1 | 1 | cs | TRUE

## trafo
| name | std_type | hv_bus | lv_bus | sn_mva | vn_hv_kv | vn_lv_kv | vk_percent | vkr_percent | pfe_kw | i0_percent | shift_degree | tap_side | tap_neutral | tap_min | tap_max | tap_step_percent | tap_step_degree | tap_pos | tap_phase_shifter | parallel | df | in_service
0 | MV_307_0_trafo_89 | 25 MVA 110/20 kV | 198 | 3 | 25 | 110 | 20 | 12 | 0.41 | 14 | 0.07 | 150 | hv | 0 | -9 | 9 | 1.5 | 0 | 0 | FALSE | 1 | 1 | TRUE

## bus_geodata
| x | y | coords
0 | 2558620.4793 | 1221350.3123
1 | 2558629.6482 | 1221344.5561
2 | 2559315.5779 | 1224997.9212
3 | 2553606.0316 | 1217122.5672
4 | 2561108.1413 | 1219647.1453
5 | 2561143.2635 | 1219678.145
6 | 2561163.8703 | 1219517.7706
7 | 2559360.5271 | 1225073.3257
8 | 2553464.3792 | 1217205.9129
9 | 2553579.2975 | 1217097.6358
10 | 2560908.6463 | 1219359.7729
11 | 2560875.7342 | 1219331.8507
12 | 2554243.7286 | 1216222.9785
13 | 2554250.0995 | 1216196.4693
14 | 2561217.8536 | 1219557.5972
15 | 2561248.2971 | 1219580.9235
16 | 2561410.3049 | 1219714.8262
17 | 2561377.3889 | 1219691.4596
18 | 2559652.8739 | 1225532.8217
19 | 2559690.1155 | 1225553.9037
20 | 2559686.6494 | 1225478.8816
21 | 2559766.9203 | 1225644.5265
22 | 2559503.9346 | 1225455.0998
23 | 2559504.6029 | 1225294.2531
24 | 2559652.2912 | 1225431.5419
25 | 2553265.6344 | 1217531.9112
26 | 2553322.1676 | 1217400.1994
27 | 2553248.5993 | 1217512.6015
28 | 2559405.1094 | 1225193.8939
29 | 2559556.7302 | 1225272.3733
30 | 2559930.3682 | 1225376.3229
31 | 2559845.251 | 1225736.9523
32 | 2559293.6276 | 1225289.1596
33 | 2559260.5754 | 1225324.43
34 | 2559441.759 | 1225156.4433
35 | 2559369.5359 | 1225090.3188
36 | 2559933.3938 | 1225359.5857
37 | 2559461.2077 | 1225139.5664
38 | 2559367.1398 | 1225085.799
39 | 2559675.0168 | 1225076.7832
40 | 2559500.616 | 1225117.762
41 | 2552736.4961 | 1216704.7658
42 | 2552777.178 | 1216687.2654
43 | 2552697.5251 | 1216668.1481
44 | 2552225.5921 | 1216712.3087
45 | 2552784.7224 | 1216684.1592
46 | 2552184.2209 | 1216651.4715
47 | 2552876.8387 | 1216779.5744
48 | 2552766.1686 | 1216643.0912
49 | 2552711.883 | 1216523.4198
50 | 2552719.0696 | 1216400.8895
51 | 2552758.3925 | 1216534.0342
52 | 2552746.195 | 1216370.1555
53 | 2552726.1951 | 1216407.1254
54 | 2552542.4566 | 1216538.2228
55 | 2552508.6691 | 1216527.3861
56 | 2552773.6703 | 1216338.5184
57 | 2552853.0203 | 1216815.5292
58 | 2552906.6398 | 1216748.4419
59 | 2552940.0025 | 1216544.834
60 | 2552968.7466 | 1216515.2111
61 | 2552987.9253 | 1216590.2221
62 | 2552993.7899 | 1216488.953
63 | 2553024.5189 | 1216624.8802
64 | 2553028.8729 | 1216452.4651
65 | 2553155.3189 | 1216489.045
66 | 2552996.6249 | 1216654.4516
67 | 2553055.4697 | 1216424.8163
68 | 2553182.3034 | 1216511.9986
69 | 2552969.157 | 1216683.1415
70 | 2553705.679 | 1216630.1411
71 | 2553720.6118 | 1216633.0266
72 | 2553577.6592 | 1216724.6178
73 | 2553792.9212 | 1216620.9348
74 | 2553681.2796 | 1216599.2183
75 | 2553576.23 | 1216723.3837
76 | 2553649.6381 | 1216572.0208
77 | 2553633.5418 | 1216532.9119
78 | 2553587.6637 | 1216461.9719
79 | 2553561.3838 | 1216439.767
80 | 2553791.4943 | 1216248.9688
81 | 2553695.6121 | 1216479.1072
82 | 2553721.7425 | 1216535.4707
83 | 2553721.8932 | 1216535.5984
84 | 2553738.8921 | 1216515.8812
85 | 2552918.7753 | 1215760.8457
86 | 2552900.8962 | 1215781.2549
87 | 2552829.2578 | 1215939.2502
88 | 2552891.2887 | 1215995.5365
89 | 2552800.5397 | 1215915.5722
90 | 2552771.5361 | 1216052.7426
91 | 2552900.8433 | 1216014.1163
92 | 2553036.221 | 1215849.9034
93 | 2552776.4678 | 1216068.5573
94 | 2552585.693 | 1216130.9236
95 | 2553011.2936 | 1216723.7437
96 | 2553047.7398 | 1216703.3436
97 | 2553141.1419 | 1216792.9492
98 | 2552952.8864 | 1216792.238
99 | 2553002.9596 | 1217009.0467
100 | 2553082.9369 | 1217085.2829
101 | 2552950.4308 | 1217327.7973
102 | 2553166.6323 | 1216923.6487
103 | 2553114.4445 | 1217257.971
104 | 2552892.0031 | 1217370.8968
105 | 2553218.845 | 1216867.5264
106 | 2553195.4432 | 1216950.7936
107 | 2553212.489 | 1216861.5061
108 | 2553251.3573 | 1216898.641
109 | 2553154.9457 | 1217324.7806
110 | 2553222.8207 | 1216977.1828
111 | 2553182.4641 | 1216832.5585
112 | 2553784.6951 | 1215786.6132
113 | 2553762.752 | 1215758.367
114 | 2553449.3784 | 1215651.159
115 | 2553259.0281 | 1216000.8157
116 | 2553106.0356 | 1215908.3873
117 | 2553315.0513 | 1215604.1062
118 | 2553279.1156 | 1216190.7488
119 | 2553273.4975 | 1216185.9567
120 | 2553335.6832 | 1216022.0486
121 | 2553268.1383 | 1215968.5458
122 | 2553201.1808 | 1215566.0675
123 | 2553158.0566 | 1215551.3093
124 | 2553373.6814 | 1216032.3122
125 | 2552615.905 | 1217026.14
126 | 2553146.9886 | 1216869.1598
127 | 2553191.3312 | 1216677.4071
128 | 2553209.0493 | 1216658.9344
129 | 2553337.8247 | 1216675.7548
130 | 2553342.8294 | 1216678.8729
131 | 2553323.8076 | 1217204.0692
132 | 2553194.9179 | 1217451.7417
133 | 2553344.5095 | 1217223.5295
134 | 2553223.4878 | 1217484.132
135 | 2553366.1981 | 1217243.9493
136 | 2553396.1382 | 1217213.085
137 | 2553325.7656 | 1217406.953
138 | 2553511.3932 | 1217090.7207
139 | 2553466.3159 | 1217207.7936
140 | 2553522.1159 | 1217079.5626
141 | 2553729.8817 | 1216853.4081
142 | 2554013.6586 | 1216549.859
143 | 2553685.277 | 1216875.2573
144 | 2553539.9846 | 1217060.9683
145 | 2553999.5369 | 1216537.9945
146 | 2553555.1288 | 1217045.2151
147 | 2553561.0161 | 1217039.091
148 | 2553502.7812 | 1216989.3831
149 | 2553565.2404 | 1217034.6887
150 | 2553497.4486 | 1216981.1866
151 | 2553577.2634 | 1217045.9739
152 | 2553624.925 | 1216972.6303
153 | 2553554.9909 | 1217024.7159
154 | 2552989.2457 | 1216414.4542
155 | 2552980.9067 | 1216423.1478
156 | 2553010.5143 | 1216385.65
157 | 2553350.5612 | 1216684.1265
158 | 2553369.2437 | 1216662.7338
159 | 2553361.7058 | 1216693.4803
160 | 2553400.0652 | 1216689.6251
161 | 2553429.5478 | 1216715.3482
162 | 2553598.0385 | 1216834.8689
163 | 2553608.784 | 1216844.0572
164 | 2553520.4599 | 1216736.8163
165 | 2553496.5352 | 1216716.1375
166 | 2553465.0677 | 1216688.9321
167 | 2553487.4232 | 1216773.9857
168 | 2553495.5945 | 1216781.1261
169 | 2553375.6211 | 1216775.9848
170 | 2553373.2432 | 1216778.6717
171 | 2553367.578 | 1216784.2417
172 | 2553284.2287 | 1216872.0595
173 | 2553335.7558 | 1216753.7869
174 | 2553315.8191 | 1216902.9728
175 | 2553341.6521 | 1216928.2532
176 | 2553371.0817 | 1216896.9704
177 | 2553397.7062 | 1216923.0789
178 | 2554196.7686 | 1216174.5446
179 | 2553825.4743 | 1216582.7258
180 | 2554189.767 | 1216172.435
181 | 2553813.0646 | 1216200.1832
182 | 2553414.4365 | 1216044.6446
183 | 2553531.1934 | 1216414.329
184 | 2553521.6077 | 1216468.1249
185 | 2553389.1426 | 1216598.9509
186 | 2553522.0213 | 1216490.6297
187 | 2553388.0734 | 1216600.0711
188 | 2553709.4043 | 1216490.8261
189 | 2553765.8072 | 1216532.1114
190 | 2553443.0097 | 1216967.5044
191 | 2553448.0164 | 1216962.1842
192 | 2553467.2224 | 1216941.7884
193 | 2553482.3022 | 1216955.9289
194 | 2552519.217 | 1216121.7405
195 | 2552586.4526 | 1216180.4583
196 | 2553640.874 | 1216956.0071
197 | 2553775.4226 | 1216605.9931
198 | 2553606.0316 | 1217122.5672

## line_std_types
| c_nf_per_km | r_ohm_per_km | x_ohm_per_km | max_i_ka | type | q_mm2 | alpha | voltage_rating
NAYY 4x50 SE | 210 | 0.642 | 0.083 | 0.142 | cs | 50 | 0.00403 | LV
NAYY 4x120 SE | 264 | 0.225 | 0.08 | 0.242 | cs | 120 | 0.00403 | LV
NAYY 4x150 SE | 261 | 0.208 | 0.08 | 0.27 | cs | 150 | 0.00403 | LV
NA2XS2Y 1x95 RM/25 12/20 kV | 216 | 0.313 | 0.132 | 0.252 | cs | 95 | 0.00403 | MV
NA2XS2Y 1x185 RM/25 12/20 kV | 273 | 0.161 | 0.117 | 0.362 | cs | 185 | 0.00403 | MV
NA2XS2Y 1x240 RM/25 12/20 kV | 304 | 0.122 | 0.112 | 0.421 | cs | 240 | 0.00403 | MV
NA2XS2Y 1x95 RM/25 6/10 kV | 315 | 0.313 | 0.123 | 0.249 | cs | 95 | 0.00403 | MV
NA2XS2Y 1x185 RM/25 6/10 kV | 406 | 0.161 | 0.11 | 0.358 | cs | 185 | 0.00403 | MV
NA2XS2Y 1x240 RM/25 6/10 kV | 456 | 0.122 | 0.105 | 0.416 | cs | 240 | 0.00403 | MV
NA2XS2Y 1x150 RM/25 12/20 kV | 250 | 0.206 | 0.116 | 0.319 | cs | 150 | 0.00403 | MV
NA2XS2Y 1x120 RM/25 12/20 kV | 230 | 0.253 | 0.119 | 0.283 | cs | 120 | 0.00403 | MV
NA2XS2Y 1x70 RM/25 12/20 kV | 190 | 0.443 | 0.132 | 0.22 | cs | 70 | 0.00403 | MV
NA2XS2Y 1x150 RM/25 6/10 kV | 360 | 0.206 | 0.11 | 0.315 | cs | 150 | 0.00403 | MV
NA2XS2Y 1x120 RM/25 6/10 kV | 340 | 0.253 | 0.113 | 0.28 | cs | 120 | 0.00403 | MV
NA2XS2Y 1x70 RM/25 6/10 kV | 280 | 0.443 | 0.123 | 0.217 | cs | 70 | 0.00403 | MV
N2XS(FL)2Y 1x120 RM/35 64/110 kV | 112 | 0.153 | 0.166 | 0.366 | cs | 120 | 0.00393 | HV
N2XS(FL)2Y 1x185 RM/35 64/110 kV | 125 | 0.099 | 0.156 | 0.457 | cs | 185 | 0.00393 | HV
N2XS(FL)2Y 1x240 RM/35 64/110 kV | 135 | 0.075 | 0.149 | 0.526 | cs | 240 | 0.00393 | HV
N2XS(FL)2Y 1x300 RM/35 64/110 kV | 144 | 0.06 | 0.144 | 0.588 | cs | 300 | 0.00393 | HV
15-AL1/3-ST1A 0.4 | 11 | 1.8769 | 0.35 | 0.105 | ol | 16 | 0.00403 | LV
24-AL1/4-ST1A 0.4 | 11.25 | 1.2012 | 0.335 | 0.14 | ol | 24 | 0.00403 | LV
48-AL1/8-ST1A 0.4 | 12.2 | 0.5939 | 0.3 | 0.21 | ol | 48 | 0.00403 | LV
94-AL1/15-ST1A 0.4 | 13.2 | 0.306 | 0.29 | 0.35 | ol | 94 | 0.00403 | LV
34-AL1/6-ST1A 10.0 | 9.7 | 0.8342 | 0.36 | 0.17 | ol | 34 | 0.00403 | MV
48-AL1/8-ST1A 10.0 | 10.1 | 0.5939 | 0.35 | 0.21 | ol | 48 | 0.00403 | MV
70-AL1/11-ST1A 10.0 | 10.4 | 0.4132 | 0.339 | 0.29 | ol | 70 | 0.00403 | MV
94-AL1/15-ST1A 10.0 | 10.75 | 0.306 | 0.33 | 0.35 | ol | 94 | 0.00403 | MV
122-AL1/20-ST1A 10.0 | 11.1 | 0.2376 | 0.323 | 0.41 | ol | 122 | 0.00403 | MV
149-AL1/24-ST1A 10.0 | 11.25 | 0.194 | 0.315 | 0.47 | ol | 149 | 0.00403 | MV
34-AL1/6-ST1A 20.0 | 9.15 | 0.8342 | 0.382 | 0.17 | ol | 34 | 0.00403 | MV
48-AL1/8-ST1A 20.0 | 9.5 | 0.5939 | 0.372 | 0.21 | ol | 48 | 0.00403 | MV
70-AL1/11-ST1A 20.0 | 9.7 | 0.4132 | 0.36 | 0.29 | ol | 70 | 0.00403 | MV
94-AL1/15-ST1A 20.0 | 10 | 0.306 | 0.35 | 0.35 | ol | 94 | 0.00403 | MV
122-AL1/20-ST1A 20.0 | 10.3 | 0.2376 | 0.344 | 0.41 | ol | 122 | 0.00403 | MV
149-AL1/24-ST1A 20.0 | 10.5 | 0.194 | 0.337 | 0.47 | ol | 149 | 0.00403 | MV
184-AL1/30-ST1A 20.0 | 10.75 | 0.1571 | 0.33 | 0.535 | ol | 184 | 0.00403 | MV
243-AL1/39-ST1A 20.0 | 11 | 0.1188 | 0.32 | 0.645 | ol | 243 | 0.00403 | MV
48-AL1/8-ST1A 110.0 | 8 | 0.5939 | 0.46 | 0.21 | ol | 48 | 0.00403 | HV
70-AL1/11-ST1A 110.0 | 8.4 | 0.4132 | 0.45 | 0.29 | ol | 70 | 0.00403 | HV
94-AL1/15-ST1A 110.0 | 8.65 | 0.306 | 0.44 | 0.35 | ol | 94 | 0.00403 | HV
122-AL1/20-ST1A 110.0 | 8.5 | 0.2376 | 0.43 | 0.41 | ol | 122 | 0.00403 | HV
149-AL1/24-ST1A 110.0 | 8.75 | 0.194 | 0.41 | 0.47 | ol | 149 | 0.00403 | HV
184-AL1/30-ST1A 110.0 | 8.8 | 0.1571 | 0.4 | 0.535 | ol | 184 | 0.00403 | HV
243-AL1/39-ST1A 110.0 | 9 | 0.1188 | 0.39 | 0.645 | ol | 243 | 0.00403 | HV
305-AL1/39-ST1A 110.0 | 9.2 | 0.0949 | 0.38 | 0.74 | ol | 305 | 0.00403 | HV
490-AL1/64-ST1A 110.0 | 9.75 | 0.059 | 0.37 | 0.96 | ol | 490 | 0.00403 | HV
679-AL1/86-ST1A 110.0 | 9.95 | 0.042 | 0.36 | 1.15 | ol | 679 | 0.00403 | HV
490-AL1/64-ST1A 220.0 | 10 | 0.059 | 0.285 | 0.96 | ol | 490 | 0.00403 | HV
679-AL1/86-ST1A 220.0 | 11.7 | 0.042 | 0.275 | 1.15 | ol | 679 | 0.00403 | HV
490-AL1/64-ST1A 380.0 | 11 | 0.059 | 0.253 | 0.96 | ol | 490 | 0.00403 | HV
679-AL1/86-ST1A 380.0 | 14.6 | 0.042 | 0.25 | 1.15 | ol | 679 | 0.00403 | HV

## trafo_std_types
| i0_percent | pfe_kw | vkr_percent | sn_mva | vn_lv_kv | vn_hv_kv | vk_percent | shift_degree | vector_group | tap_side | tap_neutral | tap_min | tap_max | tap_step_degree | tap_step_percent | tap_phase_shifter
160 MVA 380/110 kV | 0.06 | 60 | 0.25 | 160 | 110 | 380 | 12.2 | 0 | Yy0 | hv | 0 | -9 | 9 | 0 | 1.5 | FALSE
100 MVA 220/110 kV | 0.06 | 55 | 0.26 | 100 | 110 | 220 | 12 | 0 | Yy0 | hv | 0 | -9 | 9 | 0 | 1.5 | FALSE
63 MVA 110/20 kV | 0.04 | 22 | 0.32 | 63 | 20 | 110 | 18 | 150 | YNd5 | hv | 0 | -9 | 9 | 0 | 1.5 | FALSE
40 MVA 110/20 kV | 0.05 | 18 | 0.34 | 40 | 20 | 110 | 16.2 | 150 | YNd5 | hv | 0 | -9 | 9 | 0 | 1.5 | FALSE
25 MVA 110/20 kV | 0.07 | 14 | 0.41 | 25 | 20 | 110 | 12 | 150 | YNd5 | hv | 0 | -9 | 9 | 0 | 1.5 | FALSE
63 MVA 110/10 kV | 0.04 | 22 | 0.32 | 63 | 10 | 110 | 18 | 150 | YNd5 | hv | 0 | -9 | 9 | 0 | 1.5 | FALSE
40 MVA 110/10 kV | 0.05 | 18 | 0.34 | 40 | 10 | 110 | 16.2 | 150 | YNd5 | hv | 0 | -9 | 9 | 0 | 1.5 | FALSE
25 MVA 110/10 kV | 0.07 | 14 | 0.41 | 25 | 10 | 110 | 12 | 150 | YNd5 | hv | 0 | -9 | 9 | 0 | 1.5 | FALSE
0.25 MVA 20/0.4 kV | 0.32 | 0.8 | 1.44 | 0.25 | 0.4 | 20 | 6 | 150 | Yzn5 | hv | 0 | -2 | 2 | 0 | 2.5 | FALSE
0.4 MVA 20/0.4 kV | 0.3375 | 1.35 | 1.425 | 0.4 | 0.4 | 20 | 6 | 150 | Dyn5 | hv | 0 | -2 | 2 | 0 | 2.5 | FALSE
0.63 MVA 20/0.4 kV | 0.2619 | 1.65 | 1.206 | 0.63 | 0.4 | 20 | 6 | 150 | Dyn5 | hv | 0 | -2 | 2 | 0 | 2.5 | FALSE
0.25 MVA 10/0.4 kV | 0.24 | 0.6 | 1.2 | 0.25 | 0.4 | 10 | 4 | 150 | Dyn5 | hv | 0 | -2 | 2 | 0 | 2.5 | FALSE
0.4 MVA 10/0.4 kV | 0.2375 | 0.95 | 1.325 | 0.4 | 0.4 | 10 | 4 | 150 | Dyn5 | hv | 0 | -2 | 2 | 0 | 2.5 | FALSE
0.63 MVA 10/0.4 kV | 0.1873 | 1.18 | 1.0794 | 0.63 | 0.4 | 10 | 4 | 150 | Dyn5 | hv | 0 | -2 | 2 | 0 | 2.5 | FALSE

## trafo3w_std_types
| sn_hv_mva | sn_mv_mva | sn_lv_mva | vn_hv_kv | vn_mv_kv | vn_lv_kv | vk_hv_percent | vk_mv_percent | vk_lv_percent | vkr_hv_percent | vkr_mv_percent | vkr_lv_percent | pfe_kw | i0_percent | shift_mv_degree | shift_lv_degree | vector_group | tap_side | tap_neutral | tap_min | tap_max | tap_step_percent
63/25/38 MVA 110/20/10 kV | 63 | 25 | 38 | 110 | 20 | 10 | 10.4 | 10.4 | 10.4 | 0.28 | 0.32 | 0.35 | 35 | 0.89 | 0 | 0 | YN0yn0yn0 | hv | 0 | -10 | 10 | 1.2
63/25/38 MVA 110/10/10 kV | 63 | 25 | 38 | 110 | 10 | 10 | 10.4 | 10.4 | 10.4 | 0.28 | 0.32 | 0.35 | 35 | 0.89 | 0 | 0 | YN0yn0yn0 | hv | 0 | -10 | 10 | 1.2

## fuse_std_types
| fuse_type | i_rated_a | t_avg | t_min | t_total | x_avg | x_min | x_total
HV 100A | HV 100A | 100 | 0 | [10.0, 3.64, 0.854, 0.281, 0.1, 0.0531, 0.022, 0.01] | [10.0, 4.267, 1.21, 0.403, 0.1, 0.058, 0.022, 0.01] | 0 | [300.0, 350.0, 450.0, 550.0, 700.0, 850.0, 1200.0, 1752.0] | [600.0, 700.0, 900.0, 1150.0, 1665.0, 2000.0, 3000.0, 4313.0]
HV 10A | HV 10A | 10 | 0 | [10.0, 1675.0, 0.344, 0.156, 0.1, 0.0417, 0.0171, 0.01] | [10.0, 1.3, 0.3, 0.155, 0.1, 0.0555, 0.023, 0.01] | 0 | [30.0, 32.0, 35.0, 37.0, 39.0, 50.0, 70.0, 88.0] | [60.0, 70.0, 80.0, 87.0, 94.0, 110.0, 150.0, 216.0]
HV 125A | HV 125A | 125 | 0 | [10.0, 1.82, 0.344, 0.1, 0.0467, 0.0269, 0.01] | [10.0, 2.478, 0.426, 0.1, 0.0427, 0.0211, 0.01] | 0 | [375.0, 500.0, 700.0, 925.0, 1200.0, 1500.0, 2341.0] | [750.0, 1000.0, 1500.0, 2200.0, 3000.0, 4000.0, 5765.0]
HV 160A | HV 160A | 160 | 0 | [10.0, 4.15, 1.03, 0.198, 0.1, 0.051, 0.0172, 0.01] | [10.0, 2.3, 0.734, 0.274, 0.1, 0.046, 0.0177, 0.01] | 0 | [480.0, 550.0, 700.0, 1000.0, 1260.0, 1600.0, 2500.0, 3227.0] | [960.0, 1300.0, 1700.0, 2200.0, 2996.0, 4000.0, 6000.0, 7946.0]
HV 16A | HV 16A | 16 | 0 | [10.0, 0.352, 0.164, 0.1, 0.0649, 0.0342, 0.01] | [10.0, 2.34, 0.722, 0.181, 0.1, 0.055, 0.0296, 0.01] | 0 | [48.0, 60.0, 65.0, 71.0, 80.0, 100.0, 162.0] | [96.0, 110.0, 125.0, 150.0, 168.0, 200.0, 250.0, 398.0]
HV 200A | HV 200A | 200 | 0 | [10.0, 4.267, 1.21, 0.403, 0.1, 0.058, 0.022, 0.01] | [10.0, 3.73, 1.654, 0.328, 0.1, 0.0531, 0.019, 0.01] | 0 | [600.0, 700.0, 900.0, 1150.0, 1665.0, 2000.0, 3000.0, 4313.0] | [1200.0, 1500.0, 1800.0, 2700.0, 3960.0, 5000.0, 7500.0, 10620.0]
HV 20A | HV 20A | 20 | 0 | [10.0, 1.3, 0.3, 0.155, 0.1, 0.0555, 0.023, 0.01] | [10.0, 1.3, 0.161, 0.1, 0.0611, 0.0399, 0.0141, 0.01] | 0 | [60.0, 70.0, 80.0, 87.0, 94.0, 110.0, 150.0, 216.0] | [120.0, 150.0, 200.0, 223.0, 260.0, 300.0, 450.0, 532.0]
HV 25A | HV 25A | 25 | 0 | [10.0, 2.512, 0.833, 0.299, 0.1, 0.0372, 0.0223, 0.01] | [10.0, 3.125, 0.597, 0.198, 0.1, 0.0378, 0.022, 0.01] | 0 | [75.0, 82.0, 90.0, 100.0, 124.0, 170.0, 200.0, 289.0] | [150.0, 170.0, 210.0, 250.0, 294.0, 400.0, 500.0, 711.0]
HV 31.5A | HV 31.5A | 31.5 | 0 | [10.0, 2.34, 0.722, 0.181, 0.1, 0.055, 0.0296, 0.01] | [10.0, 2.84, 0.368, 0.164, 0.1, 0.0621, 0.0378, 0.0195, 0.01] | 0 | [95.0, 110.0, 125.0, 150.0, 165.0, 200.0, 250.0, 390.0] | [189.0, 220.0, 300.0, 350.0, 393.0, 450.0, 530.0, 700.0, 960.0]
HV 40A | HV 40A | 40 | 0 | [10.0, 1.3, 0.161, 0.1, 0.0611, 0.0399, 0.0141, 0.01] | [10.0, 2.05, 0.369, 0.198, 0.1, 0.051, 0.0298, 0.01] | 0 | [120.0, 150.0, 200.0, 223.0, 260.0, 300.0, 450.0, 532.0] | [240.0, 300.0, 400.0, 450.0, 530.0, 650.0, 800.0, 1311.0]
HV 50A | HV 50A | 50 | 0 | [10.0, 3.215, 0.597, 0.198, 0.1, 0.0378, 0.022, 0.01] | [10.0, 3.64, 0.854, 0.281, 0.1, 0.0531, 0.022, 0.01] | 0 | [150.0, 170.0, 210.0, 250.0, 294.0, 400.0, 500.0, 711.0] | [300.0, 350.0, 450.0, 550.0, 700.0, 850.0, 1200.0, 1752.0]
HV 6.3A | HV 6.3A | 6.3 | 0 | [10.0, 1.39, 0.344, 0.168, 0.1, 0.056, 0.0263, 0.01] | [10.0, 1.711, 0.516, 0.198, 0.1, 0.0634, 0.0303, 0.01] | 0 | [19.0, 19.5, 20.4, 20.8, 22.0, 25.0, 32.0, 48.0] | [38.0, 40.0, 43.0, 48.0, 53.0, 60.0, 75.0, 118.0]
HV 63A | HV 63A | 63 | 0 | [10.0, 2.84, 0.368, 0.164, 0.1, 0.0621, 0.0378, 0.0195, 0.01] | [10.0, 1.82, 0.344, 0.1, 0.0467, 0.0269, 0.01] | 0 | [189.0, 220.0, 300.0, 350.0, 393.0, 450.0, 530.0, 700.0, 961.0] | [378.0, 500.0, 700.0, 934.0, 1200.0, 1500.0, 2366.0]
HV 80A | HV 80A | 80 | 0 | [10.0, 2.05, 0.369, 0.198, 0.1, 0.051, 0.0298, 0.01] | [10.0, 4.15, 1.03, 0.198, 0.1, 0.051, 0.0172, 0.01] | 0 | [240.0, 300.0, 400.0, 450.0, 530.0, 650.0, 800.0, 1311.0] | [480.0, 550.0, 700.0, 1000.0, 1260.0, 1600.0, 2500.0, 3227.0]
Siemens NH-1-100 | Siemens NH-1-100 | 100 | [5400.0, 2000.0, 400.0, 20.0, 1.0, 0.2, 0.012, 0.004] | 0 | 0 | [150.0, 190.0, 250.0, 430.0, 900.0, 1250.0, 2700.0, 3600.0] | 0 | 0
Siemens NH-1-125 | Siemens NH-1-125 | 125 | [4800.0, 120.0, 7.0, 0.1, 0.004] | 0 | 0 | [180.0, 400.0, 740.0, 2000.0, 4250.0] | 0 | 0
Siemens NH-1-16 | Siemens NH-1-16 | 16 | [4000.0, 400.0, 2.0, 0.1, 0.04, 0.01] | 0 | 0 | [26.0, 35.0, 75.0, 150.0, 200.0, 300.0] | 0 | 0
Siemens NH-1-160 | Siemens NH-1-160 | 160 | [4800.0, 120.0, 7.0, 0.1, 0.004] | 0 | 0 | [210.0, 500.0, 900.0, 2300.0, 5000.0] | 0 | 0
Siemens NH-1-25 | Siemens NH-1-25 | 25 | [4000.0, 1000.0, 10.0, 0.2, 0.02, 0.01] | 0 | 0 | [40.0, 50.0, 100.0, 210.0, 400.0, 500.0] | 0 | 0
Siemens NH-1-50 | Siemens NH-1-50 | 50 | [4000.0, 40.0, 4.0, 1.0, 0.02, 0.01] | 0 | 0 | [86.0, 200.0, 300.0, 400.0, 1000.0, 1280.0] | 0 | 0
Siemens NH-1-63 | Siemens NH-1-63 | 63 | [4000.0, 100.0, 10.0, 2.0, 0.04, 0.01] | 0 | 0 | [100.0, 200.0, 300.0, 400.0, 1000.0, 1500.0] | 0 | 0
Siemens NH-1-80 | Siemens NH-1-80 | 80 | [4800.0, 120.0, 7.0, 0.1, 0.01] | 0 | 0 | [150.58, 250.0, 450.0, 1150.0, 2470.0] | 0 | 0
Siemens NH-2-1000 | Siemens NH-2-1000 | 1000 | [4800.0, 120.0, 7.0, 0.1, 0.004] | 0 | 0 | [1900.0, 3500.0, 8400.0, 24000.0, 52000.0] | 0 | 0
Siemens NH-2-200 | Siemens NH-2-200 | 200 | [4800.0, 120.0, 7.0, 0.1, 0.004] | 0 | 0 | [280.0, 650.0, 1200.0, 3000.0, 7000.0] | 0 | 0
Siemens NH-2-224 | Siemens NH-2-224 | 224 | [4800.0, 120.0, 7.0, 0.2, 0.04, 0.004] | 0 | 0 | [400.0, 750.0, 1453.0, 3025.0, 4315.0, 7600.0] | 0 | 0
Siemens NH-2-250 | Siemens NH-2-250 | 250 | [4800.0, 120.0, 7.0, 0.1, 0.004] | 0 | 0 | [450.0, 800.0, 1650.0, 4000.0, 8500.0] | 0 | 0
Siemens NH-2-315 | Siemens NH-2-315 | 315 | [4800.0, 120.0, 7.0, 0.1, 0.004] | 0 | 0 | [550.0, 920.0, 1900.0, 5000.0, 11000.0] | 0 | 0
Siemens NH-2-355 | Siemens NH-2-355 | 355 | [4800.0, 120.0, 6.0, 0.1, 0.004] | 0 | 0 | [650.0, 1116.27, 2350.0, 5840.0, 12790.0] | 0 | 0
Siemens NH-2-400 | Siemens NH-2-400 | 400 | [4800.0, 120.0, 7.0, 0.1, 0.004] | 0 | 0 | [720.0, 1350.0, 2800.0, 6500.0, 15000.0] | 0 | 0
Siemens NH-2-425 | Siemens NH-2-425 | 425 | [4800.0, 120.0, 7.0, 0.1, 0.004] | 0 | 0 | [850.0, 1500.0, 3050.0, 7500.0, 16500.0] | 0 | 0
Siemens NH-2-630 | Siemens NH-2-630 | 630 | [4800.0, 120.0, 7.0, 0.1, 0.004] | 0 | 0 | [1200.0, 2000.0, 4800.0, 12000.0, 26000.0] | 0 | 0

## res_bus
| vm_pu | va_degree | p_mw | q_mvar
0 | 0.98768 | -0.42751 | 0.23271 | 0.11271
1 | 0.98768 | -0.42748 | 0 | 0
2 | 0.98312 | -0.58573 | 0.11875 | 0.057512
3 | 1 | 0 | -21.4861 | -9.9399
4 | 0.98523 | -0.45125 | 0 | 0
5 | 0.98523 | -0.45128 | 0.064242 | 0.031114
6 | 0.98508 | -0.45027 | 0 | 0
7 | 0.983 | -0.58471 | 0 | 0
8 | 0.99936 | -0.0028899 | 0 | 0
9 | 0.99998 | 0.00015249 | 0.351 | 0.17
10 | 0.98498 | -0.44962 | 0.12722 | 0.061616
11 | 0.98499 | -0.44968 | 0 | 0
12 | 0.99285 | -0.17005 | 0.20535 | 0.099456
13 | 0.99285 | -0.17012 | 0 | 0
14 | 0.98506 | -0.4501 | 0.10323 | 0.049997
15 | 0.98505 | -0.45005 | 0 | 0
16 | 0.98501 | -0.44984 | 0.13359 | 0.0647
17 | 0.98502 | -0.44977 | 0 | 0
18 | 0.98244 | -0.58204 | 0.072789 | 0.035253
19 | 0.98244 | -0.58208 | 0 | 0
20 | 0.98246 | -0.58223 | 0 | 0
21 | 0.98242 | -0.58196 | 0 | 0
22 | 0.9826 | -0.58152 | 0 | 0
23 | 0.98271 | -0.58238 | 0 | 0
24 | 0.98248 | -0.58241 | 0.096996 | 0.046977
25 | 0.99754 | -0.033664 | 0 | 0
26 | 0.9975 | -0.033351 | 0 | 0
27 | 0.99754 | -0.033684 | 0.086736 | 0.042008
28 | 0.98281 | -0.58322 | 0 | 0
29 | 0.98269 | -0.58247 | 0.12634 | 0.061188
30 | 0.98239 | -0.58266 | 0.072528 | 0.035127
31 | 0.98241 | -0.58182 | 0.099728 | 0.048301
32 | 0.98277 | -0.58286 | 0 | 0
33 | 0.98276 | -0.58293 | 0.12356 | 0.059844
34 | 0.98279 | -0.58298 | 0.14125 | 0.068409
35 | 0.98297 | -0.5845 | 0 | 0
36 | 0.98239 | -0.58265 | 0.05368 | 0.025999
37 | 0.98278 | -0.58291 | 0.11786 | 0.057081
38 | 0.98298 | -0.58455 | 0.079166 | 0.038342
39 | 0.98276 | -0.58305 | 0.051255 | 0.024824
40 | 0.98277 | -0.58295 | 0.07018 | 0.03399
41 | 0.99379 | -0.10903 | 0.32049 | 0.15522
42 | 0.99383 | -0.10939 | 0 | 0
43 | 0.99378 | -0.1091 | 0.10256 | 0.049672
44 | 0.99355 | -0.11057 | 0 | 0
45 | 0.99384 | -0.10945 | 0 | 0
46 | 0.99351 | -0.11079 | 0.2437 | 0.11803
47 | 0.99423 | -0.11309 | 0 | 0
48 | 0.99374 | -0.10857 | 0.10746 | 0.052047
49 | 0.99345 | -0.10976 | 0 | 0
50 | 0.99328 | -0.10823 | 0 | 0
51 | 0.99349 | -0.11018 | 0.3864 | 0.18714
52 | 0.99326 | -0.10806 | 0 | 0
53 | 0.99328 | -0.10818 | 0.41011 | 0.19863
54 | 0.99355 | -0.1098 | 0 | 0
55 | 0.99353 | -0.10963 | 0.40044 | 0.19394
56 | 0.99324 | -0.10787 | 0.35767 | 0.17323
57 | 0.99419 | -0.11338 | 0.39162 | 0.18967
58 | 0.99439 | -0.11455 | 0 | 0
59 | 0.99434 | -0.11405 | 0.35684 | 0.17282
60 | 0.99429 | -0.11365 | 0 | 0
61 | 0.99444 | -0.11497 | 0.30744 | 0.1489
62 | 0.99425 | -0.1133 | 0.2613 | 0.12655
63 | 0.99453 | -0.11585 | 0 | 0
64 | 0.99422 | -0.11296 | 0 | 0
65 | 0.99444 | -0.115 | 0 | 0
66 | 0.99463 | -0.11674 | 0.181 | 0.087662
67 | 0.99419 | -0.11271 | 0 | 0
68 | 0.99442 | -0.11483 | 0.39029 | 0.18903
69 | 0.99473 | -0.11769 | 0 | 0
70 | 0.99403 | -0.14883 | 0.36493 | 0.17674
71 | 0.994 | -0.15054 | 0 | 0
72 | 0.99436 | -0.12981 | 0.24403 | 0.11819
73 | 0.99389 | -0.14961 | 0 | 0
74 | 0.99396 | -0.15074 | 0.090702 | 0.043929
75 | 0.99436 | -0.1298 | 0 | 0
76 | 0.99392 | -0.15089 | 0 | 0
77 | 0.99385 | -0.15489 | 0.25029 | 0.12122
78 | 0.99339 | -0.16686 | 0 | 0
79 | 0.99322 | -0.16546 | 0.29698 | 0.14383
80 | 0.99312 | -0.16862 | 0 | 0
81 | 0.99333 | -0.16727 | 0 | 0
82 | 0.9933 | -0.16705 | 0 | 0
83 | 0.9933 | -0.16705 | 0.21098 | 0.10218
84 | 0.99331 | -0.16711 | 0 | 0
85 | 0.98833 | -0.12442 | 0.39621 | 0.19189
86 | 0.98834 | -0.12455 | 0 | 0
87 | 0.98845 | -0.12555 | 0 | 0
88 | 0.98856 | -0.12653 | 0 | 0
89 | 0.98845 | -0.12552 | 0.070107 | 0.033954
90 | 0.98831 | -0.12652 | 0 | 0
91 | 0.98855 | -0.12645 | 0.29927 | 0.14494
92 | 0.98912 | -0.13143 | 0 | 0
93 | 0.98831 | -0.1265 | 0.093166 | 0.045122
94 | 0.98814 | -0.12495 | 0 | 0
95 | 0.99508 | -0.10898 | 0.32185 | 0.15588
96 | 0.99524 | -0.10737 | 0 | 0
97 | 0.99535 | -0.10692 | 0 | 0
98 | 0.99438 | -0.11447 | 0.098777 | 0.04784
99 | 0.99647 | -0.088258 | 0.37876 | 0.18344
100 | 0.99655 | -0.087748 | 0 | 0
101 | 0.99647 | -0.087087 | 0 | 0
102 | 0.99593 | -0.090513 | 0 | 0
103 | 0.99751 | -0.033501 | 0.15026 | 0.072775
104 | 0.99645 | -0.087234 | 0.16599 | 0.080392
105 | 0.99573 | -0.091421 | 0 | 0
106 | 0.99587 | -0.089929 | 0.15943 | 0.077215
107 | 0.99571 | -0.091511 | 0 | 0
108 | 0.99573 | -0.091381 | 0.076443 | 0.037023
109 | 0.99771 | -0.032572 | 0 | 0
110 | 0.99581 | -0.089439 | 0 | 0
111 | 0.99561 | -0.09194 | 0.31263 | 0.15142
112 | 0.98949 | -0.13494 | 0.10921 | 0.052893
113 | 0.98949 | -0.13499 | 0 | 0
114 | 0.98956 | -0.13541 | 0 | 0
115 | 0.99013 | -0.1401 | 0 | 0
116 | 0.98907 | -0.13174 | 0.27527 | 0.13332
117 | 0.98936 | -0.13672 | 0.31987 | 0.15492
118 | 0.98997 | -0.13869 | 0 | 0
119 | 0.98996 | -0.13866 | 0.33484 | 0.16217
120 | 0.99042 | -0.14253 | 0 | 0
121 | 0.99012 | -0.14005 | 0.1296 | 0.062766
122 | 0.9893 | -0.13616 | 0 | 0
123 | 0.98927 | -0.13594 | 0.39551 | 0.19155
124 | 0.99057 | -0.14372 | 0.32625 | 0.15801
125 | 0.99409 | -0.11398 | 0.15287 | 0.07404
126 | 0.99559 | -0.092109 | 0.27193 | 0.1317
127 | 0.99513 | -0.10795 | 0 | 0
128 | 0.9951 | -0.10811 | 0.32876 | 0.15923
129 | 0.99475 | -0.12801 | 0.2318 | 0.11227
130 | 0.99474 | -0.12805 | 0 | 0
131 | 0.99858 | -0.028666 | 0 | 0
132 | 0.99757 | -0.033566 | 0.25896 | 0.12542
133 | 0.99866 | -0.028308 | 0.30456 | 0.14751
134 | 0.99755 | -0.033752 | 0.099148 | 0.048019
135 | 0.99883 | -0.018544 | 0.36458 | 0.17657
136 | 0.99908 | -0.0041592 | 0 | 0
137 | 0.99749 | -0.033341 | 0.10647 | 0.051566
138 | 0.99901 | 0.00031355 | 0 | 0
139 | 0.99936 | -0.0028837 | 0.19116 | 0.092582
140 | 0.99898 | 0.00056591 | 0.069032 | 0.033434
141 | 0.99343 | -0.14874 | 0 | 0
142 | 0.99366 | -0.15065 | 0 | 0
143 | 0.9934 | -0.14893 | 0.30062 | 0.1456
144 | 0.99894 | 0.00096595 | 0 | 0
145 | 0.99366 | -0.1507 | 0.23573 | 0.11417
146 | 0.9989 | 0.0013057 | 0.085316 | 0.04132
147 | 0.99889 | 0.0014294 | 0 | 0
148 | 0.9988 | 0.0021794 | 0 | 0
149 | 0.99888 | 0.0014624 | 0 | 0
150 | 0.99879 | 0.00227 | 0.34322 | 0.16623
151 | 0.99888 | 0.0014788 | 0.084079 | 0.040721
152 | 0.99885 | 0.0017663 | 0 | 0
153 | 0.99888 | 0.0014766 | 0.083473 | 0.040428
154 | 0.99411 | -0.11251 | 0.38209 | 0.18505
155 | 0.99411 | -0.1125 | 0.091005 | 0.044076
156 | 0.99415 | -0.1123 | 0.09243 | 0.044766
157 | 0.99474 | -0.12804 | 0 | 0
158 | 0.99469 | -0.12828 | 0 | 0
159 | 0.99474 | -0.12803 | 0.073655 | 0.035673
160 | 0.99464 | -0.12852 | 0.11823 | 0.057261
161 | 0.99459 | -0.12874 | 0 | 0
162 | 0.99435 | -0.12873 | 0.4002 | 0.19383
163 | 0.99436 | -0.12866 | 0 | 0
164 | 0.99444 | -0.12942 | 0 | 0
165 | 0.99448 | -0.12926 | 0.40159 | 0.1945
166 | 0.99453 | -0.12903 | 0 | 0
167 | 0.99455 | -0.12832 | 0 | 0
168 | 0.99454 | -0.12828 | 0.29176 | 0.1413
169 | 0.99542 | -0.085881 | 0.40706 | 0.19715
170 | 0.99542 | -0.085899 | 0 | 0
171 | 0.99543 | -0.085938 | 0 | 0
172 | 0.9955 | -0.086619 | 0 | 0
173 | 0.99542 | -0.0859 | 0.073519 | 0.035607
174 | 0.99553 | -0.086862 | 0.3717 | 0.18002
175 | 0.99557 | -0.08722 | 0 | 0
176 | 0.99555 | -0.087077 | 0 | 0
177 | 0.99554 | -0.086951 | 0.28361 | 0.13736
178 | 0.99287 | -0.17027 | 0 | 0
179 | 0.99385 | -0.14929 | 0 | 0
180 | 0.99287 | -0.17029 | 0.069593 | 0.033705
181 | 0.99307 | -0.16893 | 0.1908 | 0.09241
182 | 0.99074 | -0.14518 | 0 | 0
183 | 0.99304 | -0.164 | 0 | 0
184 | 0.99298 | -0.16352 | 0 | 0
185 | 0.99288 | -0.16266 | 0 | 0
186 | 0.99297 | -0.16348 | 0.13814 | 0.066904
187 | 0.99288 | -0.16266 | 0.23381 | 0.11324
188 | 0.99332 | -0.16721 | 0.086153 | 0.041726
189 | 0.99384 | -0.14922 | 0.084364 | 0.040859
190 | 0.99875 | 0.0023226 | 0.31969 | 0.15483
191 | 0.99875 | 0.0022947 | 0 | 0
192 | 0.99876 | 0.0021882 | 0 | 0
193 | 0.99877 | 0.0021104 | 0.11822 | 0.057259
194 | 0.98813 | -0.12503 | 0.093451 | 0.04526
195 | 0.9881 | -0.12518 | 0.3789 | 0.18351
196 | 0.99884 | 0.0016826 | 0.3 | 0.1453
197 | 0.99388 | -0.14955 | 0.22317 | 0.10809
198 | 0.99997 | 149.9981 | 0 | 0

## res_line
| p_from_mw | q_from_mvar | p_to_mw | q_to_mvar | pl_mw | ql_mvar | i_from_ka | i_to_ka | i_ka | vm_from_pu | va_from_degree | vm_to_pu | va_to_degree | loading_percent
0 | 0.42936 | 0.17643 | -0.42936 | -0.17668 | 2.6554e-06 | -0.00025085 | 0.013567 | 0.01357 | 0.01357 | 0.98768 | -0.42751 | 0.98768 | -0.42748 | 6.1682
1 | 1.2288 | 0.56099 | -1.2246 | -0.55967 | 0.0041313 | 0.0013144 | 0.039479 | 0.039536 | 0.039536 | 0.98768 | -0.42751 | 0.98312 | -0.58573 | 9.6429
2 | -1.8908 | -0.85012 | 1.908 | 0.86655 | 0.017137 | 0.016425 | 0.060593 | 0.060493 | 0.060593 | 0.98768 | -0.42751 | 1 | 0 | 14.7788
3 | 0.42936 | 0.17668 | -0.42837 | -0.17955 | 0.00098843 | -0.0028706 | 0.01357 | 0.013609 | 0.013609 | 0.98768 | -0.42748 | 0.98523 | -0.45125 | 6.4806
4 | 1.1059 | 0.50216 | -1.1057 | -0.50414 | 0.00014943 | -0.001985 | 0.035663 | 0.035688 | 0.035688 | 0.98312 | -0.58573 | 0.983 | -0.58471 | 16.2216
5 | 19.2131 | 8.8937 | -19.2013 | -8.9127 | 0.01182 | -0.019052 | 0.61117 | 0.61149 | 0.61149 | 1 | 0 | 0.99936 | -0.0028899 | 47.9221
6 | 0.351 | 0.16913 | -0.351 | -0.17 | 6.1797e-06 | -0.00087095 | 0.011247 | 0.011258 | 0.011258 | 1 | 0 | 0.99998 | 0.00015249 | 5.1175
7 | 0.064243 | 0.03106 | -0.064242 | -0.031114 | 3.6498e-07 | -5.4057e-05 | 0.0020908 | 0.0020915 | 0.0020915 | 0.98523 | -0.45125 | 0.98523 | -0.45128 | 0.99594
8 | 0.36412 | 0.14849 | -0.36406 | -0.15626 | 6.0057e-05 | -0.0077755 | 0.011522 | 0.01161 | 0.01161 | 0.98523 | -0.45125 | 0.98508 | -0.45027 | 5.2773
9 | 0.23683 | 0.10801 | -0.23683 | -0.10956 | 5.2146e-06 | -0.0015499 | 0.007628 | 0.007647 | 0.007647 | 0.98508 | -0.45027 | 0.98506 | -0.4501 | 3.4759
10 | 0.12723 | 0.048251 | -0.12722 | -0.060618 | 1.1724e-05 | -0.012367 | 0.0039876 | 0.0041301 | 0.0041301 | 0.98508 | -0.45027 | 0.98499 | -0.44968 | 1.8773
11 | 1.1057 | 0.50414 | -1.1057 | -0.50446 | 2.4007e-05 | -0.00031858 | 0.035688 | 0.035692 | 0.035692 | 0.983 | -0.58471 | 0.98298 | -0.58455 | 16.2235
12 | 1.4039 | 0.66683 | -1.4033 | -0.6714 | 0.00053478 | -0.0045729 | 0.044894 | 0.044953 | 0.044953 | 0.99936 | -0.0028899 | 0.99901 | 0.00031355 | 20.4331
13 | 0.19116 | 0.092518 | -0.19116 | -0.092582 | 1.3566e-07 | -6.4333e-05 | 0.0061345 | 0.0061353 | 0.0061353 | 0.99936 | -0.0028899 | 0.99936 | -0.0028837 | 2.7888
14 | 17.6063 | 8.1534 | -17.6015 | -8.163 | 0.0047531 | -0.0096086 | 0.56046 | 0.56061 | 0.56061 | 0.99936 | -0.0028899 | 0.99908 | -0.0041592 | 43.935
15 | -0.12722 | -0.061616 | 0.12722 | 0.060618 | 9.8431e-07 | -0.00099792 | 0.0041428 | 0.0041301 | 0.0041428 | 0.98498 | -0.44962 | 0.98499 | -0.44968 | 1.8831
16 | -0.20535 | -0.099456 | 0.20535 | 0.098815 | 1.5999e-06 | -0.00064121 | 0.0066341 | 0.006626 | 0.0066341 | 0.99285 | -0.17005 | 0.99285 | -0.17012 | 3.0155
17 | -0.20535 | -0.098815 | 0.20536 | 0.097305 | 3.7511e-06 | -0.0015095 | 0.006626 | 0.0066071 | 0.006626 | 0.99285 | -0.17012 | 0.99287 | -0.17027 | 3.0118
18 | 0.1336 | 0.059565 | -0.1336 | -0.060452 | 9.4149e-07 | -0.0008867 | 0.0042866 | 0.0042973 | 0.0042973 | 0.98506 | -0.4501 | 0.98505 | -0.45005 | 1.9533
19 | 0.1336 | 0.060452 | -0.13359 | -0.064655 | 4.5272e-06 | -0.0042024 | 0.0042973 | 0.0043495 | 0.0043495 | 0.98505 | -0.45005 | 0.98502 | -0.44977 | 1.977
20 | -0.13359 | -0.0647 | 0.13359 | 0.064655 | 1.3608e-06 | -4.5904e-05 | 0.0043501 | 0.0043495 | 0.0043501 | 0.98501 | -0.44984 | 0.98502 | -0.44977 | 2.0715
21 | -0.072789 | -0.035253 | 0.072789 | 0.034269 | 3.2025e-07 | -0.00098396 | 0.0023764 | 0.002364 | 0.0023764 | 0.98244 | -0.58204 | 0.98244 | -0.58208 | 1.0802
22 | -0.17252 | -0.077044 | 0.17252 | 0.074904 | 3.807e-06 | -0.0021409 | 0.0055518 | 0.0055264 | 0.0055518 | 0.98244 | -0.58208 | 0.98246 | -0.58223 | 2.5235
23 | 0.099732 | 0.042775 | -0.09973 | -0.045512 | 1.6287e-06 | -0.002737 | 0.0031886 | 0.0032212 | 0.0032212 | 0.98244 | -0.58208 | 0.98242 | -0.58196 | 1.4642
24 | -0.29874 | -0.13534 | 0.29875 | 0.13399 | 7.2332e-06 | -0.0013448 | 0.0096366 | 0.0096204 | 0.0096366 | 0.98246 | -0.58223 | 0.98248 | -0.58241 | 4.3803
25 | 0.12622 | 0.060434 | -0.12621 | -0.060734 | 7.9726e-06 | -0.00029967 | 0.0041118 | 0.0041157 | 0.0041157 | 0.98246 | -0.58223 | 0.98239 | -0.58266 | 1.9598
26 | 0.09973 | 0.045512 | -0.099728 | -0.048301 | 1.6944e-06 | -0.0027883 | 0.0032212 | 0.0032561 | 0.0032561 | 0.98242 | -0.58196 | 0.98241 | -0.58182 | 1.48
27 | -0.39579 | -0.18082 | 0.39583 | 0.17587 | 4.6762e-05 | -0.0049509 | 0.012784 | 0.012724 | 0.012784 | 0.9826 | -0.58152 | 0.98271 | -0.58238 | 5.8108
28 | 0.39579 | 0.18082 | -0.39574 | -0.18097 | 4.3746e-05 | -0.00014572 | 0.012784 | 0.012786 | 0.012786 | 0.9826 | -0.58152 | 0.98248 | -0.58241 | 6.0885
29 | -0.52217 | -0.237 | 0.52223 | 0.23336 | 5.9903e-05 | -0.0036383 | 0.016845 | 0.016801 | 0.016845 | 0.98271 | -0.58238 | 0.98281 | -0.58322 | 7.6569
30 | 0.12634 | 0.061124 | -0.12634 | -0.061188 | 1.7124e-06 | -6.4102e-05 | 0.0041228 | 0.0041236 | 0.0041236 | 0.98271 | -0.58238 | 0.98269 | -0.58247 | 1.9636
31 | 0.10647 | 0.044227 | -0.10647 | -0.051377 | 4.5845e-06 | -0.0071504 | 0.0033365 | 0.0034212 | 0.0034212 | 0.99754 | -0.033664 | 0.9975 | -0.033351 | 1.5551
32 | -0.10647 | -0.044227 | 0.10648 | 0.043615 | 3.8191e-07 | -0.00061167 | 0.0033365 | 0.0033297 | 0.0033365 | 0.99754 | -0.033664 | 0.99754 | -0.033684 | 1.5166
33 | 0.10647 | 0.051377 | -0.10647 | -0.051566 | 1.2412e-07 | -0.00018854 | 0.0034212 | 0.0034236 | 0.0034236 | 0.9975 | -0.033351 | 0.99749 | -0.033341 | 1.5562
34 | -0.19321 | -0.085624 | 0.19321 | 0.084722 | 1.8922e-06 | -0.00090137 | 0.0061157 | 0.0061052 | 0.0061157 | 0.99754 | -0.033684 | 0.99755 | -0.033752 | 2.7799
35 | 0.38055 | 0.18219 | -0.38054 | -0.1834 | 1.0772e-05 | -0.001207 | 0.012393 | 0.012408 | 0.012408 | 0.98281 | -0.58322 | 0.98279 | -0.58298 | 5.6401
36 | -1.0264 | -0.46891 | 1.0265 | 0.46624 | 0.00017309 | -0.0026738 | 0.033144 | 0.033111 | 0.033144 | 0.98281 | -0.58322 | 0.98297 | -0.5845 | 15.0653
37 | 0.12357 | 0.053357 | -0.12356 | -0.059789 | 5.9354e-06 | -0.0064326 | 0.0039534 | 0.0040321 | 0.0040321 | 0.98281 | -0.58322 | 0.98277 | -0.58286 | 1.8328
38 | 0.05368 | 0.025607 | -0.05368 | -0.025999 | 6.9544e-08 | -0.0003919 | 0.0017477 | 0.0017527 | 0.0017527 | 0.98239 | -0.58266 | 0.98239 | -0.58265 | 0.79666
39 | 0.12356 | 0.059789 | -0.12356 | -0.059844 | 1.4004e-06 | -5.4855e-05 | 0.0040321 | 0.0040328 | 0.0040328 | 0.98277 | -0.58286 | 0.98276 | -0.58293 | 1.9204
40 | 0.2393 | 0.11499 | -0.23929 | -0.11559 | 2.0926e-06 | -0.00059321 | 0.0077983 | 0.0078059 | 0.0078059 | 0.98279 | -0.58298 | 0.98278 | -0.58291 | 3.5481
41 | -1.0265 | -0.46624 | 1.0265 | 0.46612 | 7.4868e-06 | -0.0001158 | 0.033111 | 0.033109 | 0.033111 | 0.98297 | -0.5845 | 0.98298 | -0.58455 | 15.0502
42 | 0.07018 | 0.033938 | -0.07018 | -0.03399 | 4.2086e-07 | -5.1667e-05 | 0.0022898 | 0.0022905 | 0.0022905 | 0.98278 | -0.58291 | 0.98277 | -0.58295 | 1.0907
43 | 0.051256 | 0.024568 | -0.051255 | -0.024824 | 1.1089e-06 | -0.00025624 | 0.0016696 | 0.0016728 | 0.0016728 | 0.98278 | -0.58291 | 0.98276 | -0.58305 | 0.79659
44 | -0.66682 | -0.32221 | 0.66684 | 0.32118 | 2.7277e-05 | -0.0010337 | 0.021512 | 0.021499 | 0.021512 | 0.99379 | -0.10903 | 0.99383 | -0.10939 | 9.7784
45 | 0.10256 | 0.049609 | -0.10256 | -0.049672 | 1.0437e-06 | -6.2394e-05 | 0.0033094 | 0.0033102 | 0.0033102 | 0.99379 | -0.10903 | 0.99378 | -0.1091 | 1.5763
46 | 0.24376 | 0.11738 | -0.24371 | -0.11795 | 5.6283e-05 | -0.00056703 | 0.007859 | 0.0078666 | 0.0078666 | 0.99379 | -0.10903 | 0.99355 | -0.11057 | 3.746
47 | -0.66684 | -0.32118 | 0.66685 | 0.32099 | 5.0211e-06 | -0.00019042 | 0.021499 | 0.021497 | 0.021499 | 0.99383 | -0.10939 | 0.99384 | -0.10945 | 9.7724
48 | 0.24371 | 0.11795 | -0.2437 | -0.11803 | 8.113e-06 | -8.1615e-05 | 0.0078666 | 0.0078677 | 0.0078677 | 0.99355 | -0.11057 | 0.99351 | -0.11079 | 3.7465
49 | -2.3297 | -1.1167 | 2.3307 | 1.1139 | 0.0010007 | -0.0028453 | 0.075041 | 0.075002 | 0.075041 | 0.99384 | -0.10945 | 0.99423 | -0.11309 | 34.1096
50 | 1.6628 | 0.79571 | -1.6626 | -0.79672 | 0.00017253 | -0.0010115 | 0.053544 | 0.053558 | 0.053558 | 0.99384 | -0.10945 | 0.99374 | -0.10857 | 24.3443
51 | 0.54453 | 0.26331 | -0.5445 | -0.26334 | 2.37e-05 | -3.6047e-05 | 0.017562 | 0.017562 | 0.017562 | 0.99423 | -0.11309 | 0.99419 | -0.11338 | 8.363
52 | -2.8752 | -1.3772 | 2.8757 | 1.3763 | 0.00049222 | -0.00086994 | 0.092563 | 0.09255 | 0.092563 | 0.99423 | -0.11309 | 0.99439 | -0.11455 | 42.0742
53 | 1.1547 | 0.55181 | -1.1544 | -0.55177 | 0.00026923 | 3.9773e-05 | 0.037175 | 0.037177 | 0.037177 | 0.99374 | -0.10857 | 0.99349 | -0.11018 | 17.7033
54 | 0.40052 | 0.19287 | -0.40045 | -0.19311 | 7.3431e-05 | -0.00024522 | 0.012914 | 0.012917 | 0.012917 | 0.99374 | -0.10857 | 0.99355 | -0.1098 | 6.1511
55 | 0.76794 | 0.36573 | -0.7678 | -0.36969 | 0.0001385 | -0.0039519 | 0.024716 | 0.024766 | 0.024766 | 0.99345 | -0.10976 | 0.99328 | -0.10823 | 11.2574
56 | -0.76794 | -0.36573 | 0.76798 | 0.36463 | 3.8776e-05 | -0.0011096 | 0.024716 | 0.024702 | 0.024716 | 0.99345 | -0.10976 | 0.99349 | -0.11018 | 11.2346
57 | 0.35768 | 0.17128 | -0.35768 | -0.17224 | 7.2686e-06 | -0.00096229 | 0.011526 | 0.011538 | 0.011538 | 0.99328 | -0.10823 | 0.99326 | -0.10806 | 5.2445
58 | 0.41012 | 0.19841 | -0.41011 | -0.19863 | 2.2131e-06 | -0.00022204 | 0.013241 | 0.013243 | 0.013243 | 0.99328 | -0.10823 | 0.99328 | -0.10818 | 6.0198
59 | 0.35768 | 0.17224 | -0.35767 | -0.17323 | 7.446e-06 | -0.00098364 | 0.011538 | 0.01155 | 0.01155 | 0.99326 | -0.10806 | 0.99324 | -0.10787 | 5.2501
60 | 0.40045 | 0.19311 | -0.40044 | -0.19394 | 7.8897e-06 | -0.00083175 | 0.012917 | 0.012928 | 0.012928 | 0.99355 | -0.1098 | 0.99353 | -0.10963 | 5.8763
61 | 0.15289 | 0.073675 | -0.15287 | -0.07404 | 1.3735e-05 | -0.00036558 | 0.0049278 | 0.0049326 | 0.0049326 | 0.99419 | -0.11338 | 0.99409 | -0.11398 | 2.3488
62 | 0.098778 | 0.046336 | -0.098777 | -0.04784 | 8.5809e-07 | -0.0015035 | 0.0031674 | 0.0031862 | 0.0031862 | 0.99439 | -0.11455 | 0.99438 | -0.11447 | 1.4483
63 | -2.9745 | -1.4226 | 2.9756 | 1.4208 | 0.0011054 | -0.0018072 | 0.095718 | 0.095691 | 0.095718 | 0.99439 | -0.11455 | 0.99473 | -0.11769 | 43.5081
64 | 0.82698 | 0.39484 | -0.82694 | -0.3958 | 3.8969e-05 | -0.00096148 | 0.026605 | 0.026617 | 0.026617 | 0.99434 | -0.11405 | 0.99429 | -0.11365 | 12.0987
65 | -1.1838 | -0.56766 | 1.1839 | 0.56614 | 0.00012795 | -0.0015203 | 0.038116 | 0.038096 | 0.038116 | 0.99434 | -0.11405 | 0.99444 | -0.11497 | 17.3253
66 | 0.82694 | 0.3958 | -0.82691 | -0.39665 | 3.4288e-05 | -0.00084517 | 0.026617 | 0.026628 | 0.026628 | 0.99429 | -0.11365 | 0.99425 | -0.1133 | 12.1036
67 | -1.4914 | -0.71505 | 1.4915 | 0.7139 | 0.00015506 | -0.0011441 | 0.048012 | 0.047997 | 0.048012 | 0.99444 | -0.11497 | 0.99453 | -0.11585 | 21.8238
68 | 0.5656 | 0.27009 | -0.56558 | -0.27128 | 2.2368e-05 | -0.0011865 | 0.018198 | 0.018213 | 0.018213 | 0.99425 | -0.1133 | 0.99422 | -0.11296 | 8.2787
69 | 0.39034 | 0.18375 | -0.3903 | -0.18819 | 3.9665e-05 | -0.0044425 | 0.012523 | 0.012578 | 0.012578 | 0.99453 | -0.11585 | 0.99444 | -0.115 | 5.7174
70 | -1.8819 | -0.89765 | 1.8821 | 0.89675 | 0.00019848 | -0.00089999 | 0.06052 | 0.060508 | 0.06052 | 0.99453 | -0.11585 | 0.99463 | -0.11674 | 27.5091
71 | 0.56558 | 0.27128 | -0.56556 | -0.27218 | 1.6978e-05 | -0.00089918 | 0.018213 | 0.018225 | 0.018225 | 0.99422 | -0.11296 | 0.99419 | -0.11271 | 8.2839
72 | 0.3903 | 0.18819 | -0.39029 | -0.18903 | 7.4889e-06 | -0.00083422 | 0.012578 | 0.012589 | 0.012589 | 0.99444 | -0.115 | 0.99442 | -0.11483 | 5.7222
73 | -2.0631 | -0.98441 | 2.0633 | 0.98355 | 0.00023304 | -0.00086789 | 0.066345 | 0.066333 | 0.066345 | 0.99463 | -0.11674 | 0.99473 | -0.11769 | 30.1567
74 | 0.56556 | 0.27218 | -0.56554 | -0.27358 | 2.6463e-05 | -0.0013992 | 0.018225 | 0.018242 | 0.018242 | 0.99419 | -0.11271 | 0.99415 | -0.1123 | 8.292
75 | -5.0389 | -2.4044 | 5.0403 | 2.4059 | 0.0014102 | 0.0015401 | 0.16202 | 0.16202 | 0.16202 | 0.99473 | -0.11769 | 0.99508 | -0.10898 | 46.2926
76 | 5.8563 | 2.6942 | -5.8562 | -2.694 | 9.5146e-05 | 0.00021431 | 0.18721 | 0.18721 | 0.18721 | 0.99403 | -0.14883 | 0.994 | -0.15054 | 14.5122
77 | -6.2213 | -2.8709 | 6.2224 | 2.8735 | 0.0011244 | 0.0025889 | 0.19898 | 0.19898 | 0.19898 | 0.99403 | -0.14883 | 0.99436 | -0.12981 | 15.4249
78 | 0.84419 | 0.388 | -0.84409 | -0.39041 | 0.00010034 | -0.0024027 | 0.026982 | 0.027012 | 0.027012 | 0.994 | -0.15054 | 0.99389 | -0.14961 | 12.2781
79 | 5.012 | 2.306 | -5.0118 | -2.3123 | 0.00020582 | -0.0063234 | 0.16023 | 0.1603 | 0.1603 | 0.994 | -0.15054 | 0.99396 | -0.15074 | 12.563
80 | -6.4664 | -2.9917 | 6.4664 | 2.9915 | 1.246e-05 | -0.0002272 | 0.20685 | 0.20684 | 0.20685 | 0.99436 | -0.12981 | 0.99436 | -0.1298 | 16.2105
81 | 0.62092 | 0.28286 | -0.62089 | -0.28404 | 2.6307e-05 | -0.0011747 | 0.019818 | 0.019832 | 0.019832 | 0.99389 | -0.14961 | 0.99385 | -0.14929 | 9.0146
82 | 0.22317 | 0.10754 | -0.22317 | -0.10809 | 1.5919e-06 | -0.00054222 | 0.0071953 | 0.0072022 | 0.0072022 | 0.99389 | -0.14961 | 0.99388 | -0.14955 | 3.2737
83 | 4.9211 | 2.2684 | -4.921 | -2.2735 | 0.00015972 | -0.0050899 | 0.15738 | 0.15744 | 0.15744 | 0.99396 | -0.15074 | 0.99392 | -0.15089 | 12.3386
84 | -6.4664 | -2.9915 | 6.4669 | 2.9821 | 0.00051666 | -0.0094272 | 0.20684 | 0.20672 | 0.20684 | 0.99436 | -0.1298 | 0.99444 | -0.12942 | 16.2102
85 | 4.921 | 2.2735 | -4.9208 | -2.2731 | 0.00018712 | 0.0003877 | 0.15744 | 0.15744 | 0.15744 | 0.99392 | -0.15089 | 0.99385 | -0.15489 | 12.2048
86 | 4.6705 | 2.1518 | -4.6688 | -2.15 | 0.0017303 | 0.0018742 | 0.14937 | 0.14937 | 0.14937 | 0.99385 | -0.15489 | 0.99339 | -0.16686 | 42.6762
87 | 3.9057 | 1.7856 | -3.9049 | -1.7862 | 0.00071538 | -0.00059829 | 0.1248 | 0.12481 | 0.12481 | 0.99339 | -0.16686 | 0.99322 | -0.16546 | 56.7299
88 | 0.46594 | 0.22251 | -0.46583 | -0.22279 | 0.0001183 | -0.00027312 | 0.015005 | 0.015009 | 0.015009 | 0.99339 | -0.16686 | 0.99312 | -0.16862 | 7.1473
89 | 0.29716 | 0.14184 | -0.29714 | -0.14195 | 1.7833e-05 | -0.00011759 | 0.0095685 | 0.0095701 | 0.0095701 | 0.99339 | -0.16686 | 0.99333 | -0.16727 | 4.5572
90 | 3.608 | 1.6424 | -3.6073 | -1.6431 | 0.00069972 | -0.00072213 | 0.11522 | 0.11523 | 0.11523 | 0.99322 | -0.16546 | 0.99304 | -0.164 | 52.3768
91 | 0.46583 | 0.22279 | -0.46581 | -0.22284 | 2.1411e-05 | -4.9392e-05 | 0.015009 | 0.01501 | 0.01501 | 0.99312 | -0.16862 | 0.99307 | -0.16893 | 7.1477
92 | 0.29714 | 0.14195 | -0.29714 | -0.14238 | 2.2141e-06 | -0.00042571 | 0.0095701 | 0.0095755 | 0.0095755 | 0.99333 | -0.16727 | 0.99332 | -0.16721 | 4.3525
93 | 0.21098 | 0.10218 | -0.21098 | -0.10218 | 1.1624e-08 | -4.6482e-06 | 0.0068128 | 0.0068128 | 0.0068128 | 0.9933 | -0.16705 | 0.9933 | -0.16705 | 3.0967
94 | -0.21098 | -0.10218 | 0.21098 | 0.10157 | 1.6094e-06 | -0.00061211 | 0.0068128 | 0.006805 | 0.0068128 | 0.9933 | -0.16705 | 0.99331 | -0.16711 | 3.0967
95 | -0.21098 | -0.10157 | 0.21098 | 0.10065 | 2.3882e-06 | -0.00091086 | 0.006805 | 0.0067936 | 0.006805 | 0.99331 | -0.16711 | 0.99332 | -0.16721 | 3.0932
96 | -0.39621 | -0.19189 | 0.39621 | 0.19126 | 5.9784e-06 | -0.00063031 | 0.012858 | 0.01285 | 0.012858 | 0.98833 | -0.12442 | 0.98834 | -0.12455 | 5.8448
97 | -0.39621 | -0.19126 | 0.39626 | 0.18627 | 4.7086e-05 | -0.0049926 | 0.01285 | 0.012788 | 0.01285 | 0.98834 | -0.12455 | 0.98845 | -0.12555 | 5.8411
98 | -1.0321 | -0.48607 | 1.0322 | 0.48415 | 0.00012385 | -0.0019145 | 0.033317 | 0.033293 | 0.033317 | 0.98845 | -0.12555 | 0.98856 | -0.12653 | 15.144
99 | 0.070107 | 0.033086 | -0.070107 | -0.033954 | 2.5592e-07 | -0.0008682 | 0.002264 | 0.002275 | 0.002275 | 0.98845 | -0.12555 | 0.98845 | -0.12552 | 1.0341
100 | 0.5657 | 0.26671 | -0.56562 | -0.26681 | 7.5692e-05 | -0.00010108 | 0.018265 | 0.018267 | 0.018267 | 0.98845 | -0.12555 | 0.98831 | -0.12652 | 8.6986
101 | 0.29927 | 0.14446 | -0.29927 | -0.14494 | 2.627e-06 | -0.00048648 | 0.0097041 | 0.0097103 | 0.0097103 | 0.98856 | -0.12653 | 0.98855 | -0.12645 | 4.4138
102 | -1.3315 | -0.62861 | 1.3323 | 0.62121 | 0.00080598 | -0.0074021 | 0.042996 | 0.042901 | 0.042996 | 0.98856 | -0.12653 | 0.98912 | -0.13143 | 19.5437
103 | 0.093166 | 0.044736 | -0.093166 | -0.045122 | 2.0185e-07 | -0.00038625 | 0.0030187 | 0.0030236 | 0.0030236 | 0.98831 | -0.12652 | 0.98831 | -0.1265 | 1.3744
104 | 0.47246 | 0.22208 | -0.47237 | -0.22864 | 8.825e-05 | -0.0065672 | 0.015248 | 0.015331 | 0.015331 | 0.98831 | -0.12652 | 0.98814 | -0.12495 | 6.9688
105 | -1.6076 | -0.75443 | 1.6093 | 0.74349 | 0.0017527 | -0.010941 | 0.051826 | 0.051685 | 0.051826 | 0.98912 | -0.13143 | 0.99013 | -0.1401 | 23.5574
106 | 0.27529 | 0.13322 | -0.27527 | -0.13332 | 1.2929e-05 | -9.8268e-05 | 0.0089256 | 0.0089269 | 0.0089269 | 0.98912 | -0.13143 | 0.98907 | -0.13174 | 4.2509
107 | 0.093452 | 0.045183 | -0.093451 | -0.04526 | 1.0999e-06 | -7.7534e-05 | 0.0030325 | 0.0030334 | 0.0030334 | 0.98814 | -0.12495 | 0.98813 | -0.12503 | 1.4445
108 | 0.37892 | 0.18346 | -0.3789 | -0.18351 | 1.3352e-05 | -4.9381e-05 | 0.012299 | 0.0123 | 0.0123 | 0.98814 | -0.12495 | 0.9881 | -0.12518 | 5.857
109 | -5.3621 | -2.5618 | 5.3629 | 2.5606 | 0.00074513 | -0.0012222 | 0.1724 | 0.17238 | 0.1724 | 0.99508 | -0.10898 | 0.99524 | -0.10737 | 47.6236
110 | -5.3629 | -2.5606 | 5.3635 | 2.5448 | 0.00059351 | -0.015778 | 0.17238 | 0.17217 | 0.17238 | 0.99524 | -0.10737 | 0.99535 | -0.10692 | 13.509
111 | 8.3187 | 3.8201 | -8.317 | -3.8393 | 0.0017642 | -0.019153 | 0.26549 | 0.26573 | 0.26573 | 0.99535 | -0.10692 | 0.99513 | -0.10795 | 20.8253
112 | -13.6822 | -6.3649 | 13.6841 | 6.37 | 0.001957 | 0.0051057 | 0.43765 | 0.43765 | 0.43765 | 0.99535 | -0.10692 | 0.99561 | -0.09194 | 33.9265
113 | -0.37876 | -0.18344 | 0.37878 | 0.18333 | 2.9257e-05 | -0.00011266 | 0.012192 | 0.01219 | 0.012192 | 0.99647 | -0.088258 | 0.99655 | -0.087748 | 5.8055
114 | 0.16601 | 0.071088 | -0.16599 | -0.080308 | 1.4508e-05 | -0.0092201 | 0.0052312 | 0.005342 | 0.005342 | 0.99655 | -0.087748 | 0.99647 | -0.087087 | 2.4282
115 | 15.6548 | 7.2632 | -15.6455 | -7.2881 | 0.0093511 | -0.024918 | 0.49991 | 0.50028 | 0.50028 | 0.99655 | -0.087748 | 0.99593 | -0.090513 | 39.2068
116 | -16.1996 | -7.5176 | 16.208 | 7.5397 | 0.0083857 | 0.022067 | 0.51733 | 0.51732 | 0.51733 | 0.99655 | -0.087748 | 0.99751 | -0.033501 | 40.1029
117 | 0.16599 | 0.080308 | -0.16599 | -0.080392 | 3.6923e-06 | -8.375e-05 | 0.005342 | 0.0053431 | 0.0053431 | 0.99647 | -0.087087 | 0.99645 | -0.087234 | 2.5443
118 | 14.3496 | 6.6744 | -14.3468 | -6.6837 | 0.0028344 | -0.0092655 | 0.45872 | 0.45885 | 0.45885 | 0.99593 | -0.090513 | 0.99573 | -0.091421 | 35.9602
119 | 1.2959 | 0.61368 | -1.2958 | -0.61459 | 9.1171e-05 | -0.00090899 | 0.04156 | 0.041572 | 0.041572 | 0.99593 | -0.090513 | 0.99587 | -0.089929 | 18.8964
120 | -16.3583 | -7.6124 | 16.3616 | 7.6045 | 0.0032882 | -0.0079132 | 0.52215 | 0.52203 | 0.52215 | 0.99751 | -0.033501 | 0.99771 | -0.032572 | 40.9211
121 | 14.2703 | 6.6477 | -14.2701 | -6.6486 | 0.00028176 | -0.00093207 | 0.4564 | 0.45642 | 0.45642 | 0.99573 | -0.091421 | 0.99571 | -0.091511 | 35.7693
122 | 0.076444 | 0.035958 | -0.076443 | -0.037023 | 3.6231e-07 | -0.0010652 | 0.0024491 | 0.0024624 | 0.0024624 | 0.99573 | -0.091421 | 0.99573 | -0.091381 | 1.1193
123 | 1.1364 | 0.53738 | -1.1363 | -0.53826 | 6.7324e-05 | -0.00087913 | 0.036437 | 0.036448 | 0.036448 | 0.99587 | -0.089929 | 0.99581 | -0.089439 | 16.5675
124 | 14.2701 | 6.6486 | -14.2687 | -6.6531 | 0.0013407 | -0.0044335 | 0.45642 | 0.45648 | 0.45648 | 0.99571 | -0.091511 | 0.99561 | -0.09194 | 35.7743
125 | -16.913 | -7.8625 | 16.9271 | 7.8312 | 0.01411 | -0.031352 | 0.53965 | 0.53917 | 0.53965 | 0.99771 | -0.032572 | 0.99858 | -0.028666 | 42.2921
126 | 0.55141 | 0.258 | -0.55133 | -0.25812 | 7.3588e-05 | -0.00011206 | 0.017614 | 0.017616 | 0.017616 | 0.99771 | -0.032572 | 0.99757 | -0.033566 | 8.3887
127 | 1.1363 | 0.53826 | -1.136 | -0.54219 | 0.00030159 | -0.0039302 | 0.036448 | 0.036498 | 0.036498 | 0.99581 | -0.089439 | 0.99557 | -0.08722 | 16.5902
128 | 0.27194 | 0.13165 | -0.27193 | -0.1317 | 6.9698e-06 | -5.5951e-05 | 0.0087601 | 0.0087608 | 0.0087608 | 0.99561 | -0.09194 | 0.99559 | -0.092109 | 4.1718
129 | -0.10921 | -0.052893 | 0.10921 | 0.052003 | 6.3494e-07 | -0.00088982 | 0.0035401 | 0.0035289 | 0.0035401 | 0.98949 | -0.13494 | 0.98949 | -0.13499 | 1.6091
130 | -0.10921 | -0.052003 | 0.10922 | 0.04145 | 7.2382e-06 | -0.010553 | 0.0035289 | 0.0034078 | 0.0035289 | 0.98949 | -0.13499 | 0.98956 | -0.13541 | 1.604
131 | -0.82477 | -0.38399 | 0.82527 | 0.37145 | 0.00050716 | -0.01254 | 0.02654 | 0.026386 | 0.02654 | 0.98956 | -0.13541 | 0.99013 | -0.1401 | 12.0637
132 | 0.71555 | 0.34254 | -0.71541 | -0.34262 | 0.00013583 | -8.127e-05 | 0.023143 | 0.023145 | 0.023145 | 0.98956 | -0.13541 | 0.98936 | -0.13672 | 11.0213
133 | -2.8991 | -1.3302 | 2.9 | 1.3286 | 0.00091821 | -0.0015902 | 0.092996 | 0.092974 | 0.092996 | 0.99013 | -0.1401 | 0.99042 | -0.14253 | 42.271
134 | 0.1296 | 0.061981 | -0.1296 | -0.062766 | 7.8711e-07 | -0.00078463 | 0.0041883 | 0.0041982 | 0.0041982 | 0.99013 | -0.1401 | 0.99012 | -0.14005 | 1.9083
135 | 0.3349 | 0.15327 | -0.33484 | -0.162 | 5.8138e-05 | -0.008734 | 0.010738 | 0.010847 | 0.010847 | 0.99013 | -0.1401 | 0.98997 | -0.13869 | 4.9303
136 | 0.39554 | 0.1877 | -0.39552 | -0.19049 | 2.616e-05 | -0.0027906 | 0.012775 | 0.01281 | 0.01281 | 0.98936 | -0.13672 | 0.9893 | -0.13616 | 5.8227
137 | 0.33484 | 0.162 | -0.33484 | -0.16217 | 1.1583e-06 | -0.00017218 | 0.010847 | 0.010849 | 0.010849 | 0.98997 | -0.13869 | 0.98996 | -0.13866 | 4.9313
138 | -2.9 | -1.3286 | 2.9004 | 1.3278 | 0.00045293 | -0.00078515 | 0.092974 | 0.092962 | 0.092974 | 0.99042 | -0.14253 | 0.99057 | -0.14372 | 42.2607
139 | 0.39552 | 0.19049 | -0.39551 | -0.19155 | 9.9696e-06 | -0.0010594 | 0.01281 | 0.012823 | 0.012823 | 0.9893 | -0.13616 | 0.98927 | -0.13594 | 5.8288
140 | -3.2267 | -1.4858 | 3.2273 | 1.485 | 0.0006081 | -0.00081564 | 0.10352 | 0.10351 | 0.10352 | 0.99057 | -0.14372 | 0.99074 | -0.14518 | 47.0565
141 | 8.317 | 3.8393 | -8.3167 | -3.8423 | 0.00027891 | -0.0030238 | 0.26573 | 0.26577 | 0.26577 | 0.99513 | -0.10795 | 0.9951 | -0.10811 | 20.8283
142 | 7.9879 | 3.6831 | -7.9864 | -3.6794 | 0.0015095 | 0.0037037 | 0.25517 | 0.25518 | 0.25518 | 0.9951 | -0.10811 | 0.99475 | -0.12801 | 19.7812
143 | 7.7546 | 3.5671 | -7.7545 | -3.5679 | 5.9706e-05 | -0.00074951 | 0.24771 | 0.24771 | 0.24771 | 0.99475 | -0.12801 | 0.99474 | -0.12805 | 19.4134
144 | 0.073655 | 0.035103 | -0.073655 | -0.035329 | 7.165e-08 | -0.00022587 | 0.0023678 | 0.0023706 | 0.0023706 | 0.99474 | -0.12805 | 0.99474 | -0.12804 | 1.0776
145 | 7.6809 | 3.5328 | -7.6805 | -3.5374 | 0.00036374 | -0.004657 | 0.24535 | 0.24541 | 0.24541 | 0.99474 | -0.12805 | 0.99469 | -0.12828 | 19.2325
146 | -16.9271 | -7.8312 | 16.9284 | 7.8283 | 0.0012742 | -0.002838 | 0.53917 | 0.53913 | 0.53917 | 0.99858 | -0.028666 | 0.99866 | -0.028308 | 42.2547
147 | 0.29237 | 0.13269 | -0.29236 | -0.13274 | 6.6432e-06 | -4.7148e-05 | 0.0092911 | 0.0092917 | 0.0092917 | 0.99757 | -0.033566 | 0.99755 | -0.033752 | 4.4246
148 | -17.2329 | -7.9758 | 17.2345 | 7.9801 | 0.0016021 | 0.004226 | 0.54891 | 0.54891 | 0.54891 | 0.99866 | -0.028308 | 0.99883 | -0.018544 | 42.5509
149 | -17.5991 | -8.1566 | 17.6015 | 8.163 | 0.0024123 | 0.0063682 | 0.56061 | 0.56061 | 0.56061 | 0.99883 | -0.018544 | 0.99908 | -0.0041592 | 43.4583
150 | 1.4033 | 0.6714 | -1.4033 | -0.67176 | 4.1752e-05 | -0.00035636 | 0.044953 | 0.044957 | 0.044957 | 0.99901 | 0.00031355 | 0.99898 | 0.00056591 | 20.4352
151 | 1.3342 | 0.63833 | -1.3342 | -0.63892 | 6.2903e-05 | -0.00059578 | 0.042741 | 0.042749 | 0.042749 | 0.99898 | 0.00056591 | 0.99894 | 0.00096595 | 19.4312
152 | -0.30063 | -0.14554 | 0.3007 | 0.13144 | 7.4004e-05 | -0.014101 | 0.0097057 | 0.009534 | 0.0097057 | 0.99343 | -0.14874 | 0.99366 | -0.15065 | 4.4117
153 | 0.30063 | 0.14554 | -0.30062 | -0.1456 | 8.3368e-06 | -5.3294e-05 | 0.0097057 | 0.0097064 | 0.0097064 | 0.99343 | -0.14874 | 0.9934 | -0.14893 | 4.6221
154 | -0.3007 | -0.13144 | 0.3007 | 0.13101 | 2.2334e-06 | -0.00043346 | 0.009534 | 0.009529 | 0.009534 | 0.99366 | -0.15065 | 0.99366 | -0.1507 | 4.3336
155 | 1.3342 | 0.63892 | -1.3341 | -0.63943 | 5.3319e-05 | -0.0005048 | 0.042749 | 0.042755 | 0.042755 | 0.99894 | 0.00096595 | 0.9989 | 0.0013057 | 19.4341
156 | -0.53643 | -0.24518 | 0.53653 | 0.24502 | 9.3999e-05 | -0.000153 | 0.017135 | 0.017132 | 0.017135 | 0.99366 | -0.1507 | 0.99385 | -0.14929 | 8.1594
157 | 1.2488 | 0.59811 | -1.2488 | -0.5983 | 1.8161e-05 | -0.00019699 | 0.040016 | 0.040018 | 0.040018 | 0.9989 | 0.0013057 | 0.99889 | 0.0014294 | 18.19
158 | 0.78123 | 0.37481 | -0.78116 | -0.37673 | 6.8291e-05 | -0.0019211 | 0.025041 | 0.025066 | 0.025066 | 0.99889 | 0.0014294 | 0.9988 | 0.0021794 | 11.3934
159 | 0.46757 | 0.22349 | -0.46756 | -0.22364 | 1.8248e-06 | -0.00014461 | 0.014977 | 0.014979 | 0.014979 | 0.99889 | 0.0014294 | 0.99888 | 0.0014624 | 6.8085
160 | 0.78116 | 0.37673 | -0.78115 | -0.37696 | 8.1973e-06 | -0.00023033 | 0.025066 | 0.025068 | 0.025068 | 0.9988 | 0.0021794 | 0.99879 | 0.00227 | 11.3948
161 | 0.084079 | 0.040328 | -0.084079 | -0.040721 | 1.6017e-07 | -0.00039278 | 0.0026949 | 0.0026999 | 0.0026999 | 0.99888 | 0.0014624 | 0.99888 | 0.0014788 | 1.2272
162 | 0.30001 | 0.14322 | -0.3 | -0.14527 | 1.0639e-05 | -0.002048 | 0.0096076 | 0.0096333 | 0.0096333 | 0.99888 | 0.0014624 | 0.99885 | 0.0017663 | 4.3788
163 | 0.083473 | 0.040087 | -0.083473 | -0.040428 | 1.3695e-07 | -0.00034068 | 0.0026761 | 0.0026804 | 0.0026804 | 0.99888 | 0.0014624 | 0.99888 | 0.0014766 | 1.2184
164 | 0.43793 | 0.21073 | -0.43792 | -0.21076 | 1.0353e-05 | -2.8588e-05 | 0.014046 | 0.014047 | 0.014047 | 0.99879 | 0.00227 | 0.99877 | 0.0021104 | 6.689
165 | 0.3 | 0.14527 | -0.3 | -0.1453 | 3.8091e-06 | -2.5052e-05 | 0.0096333 | 0.0096337 | 0.0096337 | 0.99885 | 0.0017663 | 0.99884 | 0.0016826 | 4.5875
166 | 0.091005 | 0.043792 | -0.091005 | -0.044076 | 1.3848e-07 | -0.00028421 | 0.0029327 | 0.0029363 | 0.0029363 | 0.99411 | -0.11251 | 0.99411 | -0.1125 | 1.3347
167 | -0.47309 | -0.22885 | 0.47311 | 0.22881 | 1.4857e-05 | -3.2939e-05 | 0.015261 | 0.01526 | 0.015261 | 0.99411 | -0.11251 | 0.99415 | -0.1123 | 7.267
168 | 0.073655 | 0.035329 | -0.073655 | -0.035673 | 1.0936e-07 | -0.00034371 | 0.0023706 | 0.002375 | 0.002375 | 0.99474 | -0.12804 | 0.99474 | -0.12803 | 1.0795
169 | 7.6805 | 3.5374 | -7.6801 | -3.5423 | 0.00038069 | -0.004871 | 0.24541 | 0.24547 | 0.24547 | 0.99469 | -0.12828 | 0.99464 | -0.12852 | 19.2373
170 | 7.5619 | 3.485 | -7.5616 | -3.4897 | 0.0003531 | -0.0046652 | 0.24166 | 0.24172 | 0.24172 | 0.99464 | -0.12852 | 0.99459 | -0.12874 | 18.9432
171 | 0.29177 | 0.13815 | -0.29176 | -0.14105 | 1.4457e-05 | -0.0028977 | 0.0093698 | 0.0094062 | 0.0094062 | 0.99459 | -0.12874 | 0.99455 | -0.12832 | 4.2755
172 | 7.2698 | 3.3515 | -7.2693 | -3.3578 | 0.00043743 | -0.0062705 | 0.23235 | 0.23242 | 0.23242 | 0.99459 | -0.12874 | 0.99453 | -0.12903 | 18.2151
173 | -0.4002 | -0.19383 | 0.40021 | 0.19381 | 4.1979e-06 | -1.4059e-05 | 0.012909 | 0.012909 | 0.012909 | 0.99435 | -0.12873 | 0.99436 | -0.12866 | 6.1473
174 | -0.40021 | -0.19381 | 0.40024 | 0.19003 | 3.5632e-05 | -0.0037848 | 0.012909 | 0.012862 | 0.012909 | 0.99436 | -0.12866 | 0.99444 | -0.12942 | 5.8678
175 | -6.8672 | -3.1721 | 6.8674 | 3.1683 | 0.00023553 | -0.0037973 | 0.21959 | 0.21954 | 0.21959 | 0.99444 | -0.12942 | 0.99448 | -0.12926 | 17.2089
176 | -7.269 | -3.3628 | 7.2693 | 3.3578 | 0.00034728 | -0.0049744 | 0.23249 | 0.23242 | 0.23249 | 0.99448 | -0.12926 | 0.99453 | -0.12903 | 18.2201
177 | 0.29176 | 0.14105 | -0.29176 | -0.1413 | 1.2802e-06 | -0.0002555 | 0.0094062 | 0.0094094 | 0.0094094 | 0.99455 | -0.12832 | 0.99454 | -0.12828 | 4.277
178 | -0.40706 | -0.19715 | 0.40706 | 0.19706 | 8.2307e-07 | -8.4546e-05 | 0.013116 | 0.013115 | 0.013116 | 0.99542 | -0.085881 | 0.99542 | -0.085899 | 5.962
179 | -0.40706 | -0.19706 | 0.40706 | 0.19687 | 1.8216e-06 | -0.00018716 | 0.013115 | 0.013113 | 0.013115 | 0.99542 | -0.085899 | 0.99543 | -0.085938 | 5.9615
180 | -0.48058 | -0.23144 | 0.48062 | 0.22859 | 3.8592e-05 | -0.0028535 | 0.015469 | 0.015433 | 0.015469 | 0.99543 | -0.085938 | 0.9955 | -0.086619 | 7.0313
181 | 0.073519 | 0.034565 | -0.073519 | -0.035607 | 3.2818e-07 | -0.001042 | 0.002356 | 0.002369 | 0.002369 | 0.99543 | -0.085938 | 0.99542 | -0.0859 | 1.0768
182 | -0.48062 | -0.22859 | 0.48063 | 0.22754 | 1.4042e-05 | -0.0010417 | 0.015433 | 0.01542 | 0.015433 | 0.9955 | -0.086619 | 0.99553 | -0.086862 | 7.015
183 | -0.85234 | -0.40757 | 0.85237 | 0.40672 | 3.6201e-05 | -0.00084459 | 0.027396 | 0.027385 | 0.027396 | 0.99553 | -0.086862 | 0.99557 | -0.08722 | 12.4526
184 | 0.28361 | 0.13546 | -0.28361 | -0.13648 | 4.7629e-06 | -0.0010137 | 0.0091136 | 0.0091263 | 0.0091263 | 0.99557 | -0.08722 | 0.99555 | -0.087077 | 4.1483
185 | 0.28361 | 0.13648 | -0.28361 | -0.13736 | 4.1513e-06 | -0.00088119 | 0.0091263 | 0.0091374 | 0.0091374 | 0.99555 | -0.087077 | 0.99554 | -0.086951 | 4.1534
186 | -0.20536 | -0.097305 | 0.20536 | 0.097133 | 4.26e-07 | -0.00017199 | 0.0066071 | 0.0066049 | 0.0066071 | 0.99287 | -0.17027 | 0.99287 | -0.17029 | 3.0032
187 | 0.084365 | 0.039014 | -0.084364 | -0.040859 | 7.6779e-07 | -0.001845 | 0.0026998 | 0.0027228 | 0.0027228 | 0.99385 | -0.14929 | 0.99384 | -0.14922 | 1.2376
188 | -0.27495 | -0.13084 | 0.275 | 0.13043 | 5.2714e-05 | -0.00041159 | 0.0088531 | 0.0088475 | 0.0088531 | 0.99287 | -0.17029 | 0.99307 | -0.16893 | 4.2157
189 | -3.2273 | -1.485 | 3.2353 | 1.4743 | 0.0079605 | -0.010732 | 0.10351 | 0.10335 | 0.10351 | 0.99074 | -0.14518 | 0.99304 | -0.164 | 47.051
190 | 0.372 | 0.16883 | -0.37197 | -0.17174 | 2.3377e-05 | -0.0029077 | 0.011876 | 0.011911 | 0.011911 | 0.99304 | -0.164 | 0.99298 | -0.16352 | 5.414
191 | 0.23383 | 0.10536 | -0.23381 | -0.1132 | 2.5056e-05 | -0.007839 | 0.0074562 | 0.0075528 | 0.0075528 | 0.99298 | -0.16352 | 0.99288 | -0.16266 | 3.4331
192 | 0.13814 | 0.066374 | -0.13814 | -0.066904 | 5.9741e-07 | -0.00052972 | 0.0044555 | 0.0044622 | 0.0044622 | 0.99298 | -0.16352 | 0.99297 | -0.16348 | 2.0283
193 | 0.23381 | 0.1132 | -0.23381 | -0.11324 | 1.1778e-07 | -3.6377e-05 | 0.0075528 | 0.0075532 | 0.0075532 | 0.99288 | -0.16266 | 0.99288 | -0.16266 | 3.4333
194 | -0.31969 | -0.15483 | 0.31969 | 0.15466 | 1.0265e-06 | -0.00017346 | 0.010267 | 0.010265 | 0.010267 | 0.99875 | 0.0023226 | 0.99875 | 0.0022947 | 4.6668
195 | -0.31969 | -0.15466 | 0.31969 | 0.15399 | 3.9374e-06 | -0.00066607 | 0.010265 | 0.010256 | 0.010265 | 0.99875 | 0.0022947 | 0.99876 | 0.0021882 | 4.6658
196 | -0.31969 | -0.15399 | 0.3197 | 0.1535 | 2.9015e-06 | -0.00049153 | 0.010256 | 0.01025 | 0.010256 | 0.99876 | 0.0021882 | 0.99877 | 0.0021104 | 4.662

## res_trafo
| p_hv_mw | q_hv_mvar | p_lv_mw | q_lv_mvar | pl_mw | ql_mvar | i_hv_ka | i_lv_ka | vm_hv_pu | va_hv_degree | vm_lv_pu | va_lv_degree | loading_percent
0 | 2.6518e-14 | 1.7507e-14 | 0.013999 | 0.0105 | 0.013999 | 0.0105 | 1.6678e-16 | 0.00050517 | 0.99997 | 149.9981 | 1 | 0 | 0.069998

## res_ext_grid
| p_mw | q_mvar
0 | 21.4861 | 9.9399

## res_load
| p_mw | q_mvar
0 | 0.23271 | 0.11271
1 | 0.11875 | 0.057512
2 | 0.064242 | 0.031114
3 | 0.351 | 0.17
4 | 0.12722 | 0.061616
5 | 0.20535 | 0.099456
6 | 0.10323 | 0.049997
7 | 0.13359 | 0.0647
8 | 0.072789 | 0.035253
9 | 0.096996 | 0.046977
10 | 0.086736 | 0.042008
11 | 0.12634 | 0.061188
12 | 0.072528 | 0.035127
13 | 0.099728 | 0.048301
14 | 0.12356 | 0.059844
15 | 0.14125 | 0.068409
16 | 0.05368 | 0.025999
17 | 0.11786 | 0.057081
18 | 0.079166 | 0.038342
19 | 0.051255 | 0.024824
20 | 0.07018 | 0.03399
21 | 0.32049 | 0.15522
22 | 0.10256 | 0.049672
23 | 0.2437 | 0.11803
24 | 0.10746 | 0.052047
25 | 0.3864 | 0.18714
26 | 0.41011 | 0.19863
27 | 0.40044 | 0.19394
28 | 0.35767 | 0.17323
29 | 0.39162 | 0.18967
30 | 0.35684 | 0.17282
31 | 0.30744 | 0.1489
32 | 0.2613 | 0.12655
33 | 0.181 | 0.087662
34 | 0.39029 | 0.18903
35 | 0.36493 | 0.17674
36 | 0.24403 | 0.11819
37 | 0.090702 | 0.043929
38 | 0.25029 | 0.12122
39 | 0.29698 | 0.14383
40 | 0.21098 | 0.10218
41 | 0.39621 | 0.19189
42 | 0.070107 | 0.033954
43 | 0.29927 | 0.14494
44 | 0.093166 | 0.045122
45 | 0.32185 | 0.15588
46 | 0.098777 | 0.04784
47 | 0.37876 | 0.18344
48 | 0.15026 | 0.072775
49 | 0.16599 | 0.080392
50 | 0.15943 | 0.077215
51 | 0.076443 | 0.037023
52 | 0.31263 | 0.15142
53 | 0.10921 | 0.052893
54 | 0.27527 | 0.13332
55 | 0.31987 | 0.15492
56 | 0.33484 | 0.16217
57 | 0.1296 | 0.062766
58 | 0.39551 | 0.19155
59 | 0.32625 | 0.15801
60 | 0.15287 | 0.07404
61 | 0.27193 | 0.1317
62 | 0.32876 | 0.15923
63 | 0.2318 | 0.11227
64 | 0.25896 | 0.12542
65 | 0.30456 | 0.14751
66 | 0.099148 | 0.048019
67 | 0.36458 | 0.17657
68 | 0.10647 | 0.051566
69 | 0.19116 | 0.092582
70 | 0.069032 | 0.033434
71 | 0.30062 | 0.1456
72 | 0.23573 | 0.11417
73 | 0.085316 | 0.04132
74 | 0.34322 | 0.16623
75 | 0.084079 | 0.040721
76 | 0.083473 | 0.040428
77 | 0.38209 | 0.18505
78 | 0.091005 | 0.044076
79 | 0.09243 | 0.044766
80 | 0.073655 | 0.035673
81 | 0.11823 | 0.057261
82 | 0.4002 | 0.19383
83 | 0.40159 | 0.1945
84 | 0.29176 | 0.1413
85 | 0.40706 | 0.19715
86 | 0.073519 | 0.035607
87 | 0.3717 | 0.18002
88 | 0.28361 | 0.13736
89 | 0.069593 | 0.033705
90 | 0.1908 | 0.09241
91 | 0.13814 | 0.066904
92 | 0.23381 | 0.11324
93 | 0.086153 | 0.041726
94 | 0.084364 | 0.040859
95 | 0.31969 | 0.15483
96 | 0.11822 | 0.057259
97 | 0.093451 | 0.04526
98 | 0.3789 | 0.18351
99 | 0.3 | 0.1453
100 | 0.22317 | 0.10809

## dtypes
| element | column | dtype
0 | bus | name | object
1 | bus | vn_kv | float64
2 | bus | type | object
3 | bus | zone | object
4 | bus | in_service | bool
5 | load | name | object
6 | load | bus | uint32
7 | load | p_mw | float64
8 | load | q_mvar | float64
9 | load | const_z_percent | float64
10 | load | const_i_percent | float64
11 | load | sn_mva | float64
12 | load | scaling | float64
13 | load | in_service | bool
14 | load | type | object
15 | ext_grid | name | object
16 | ext_grid | bus | uint32
17 | ext_grid | vm_pu | float64
18 | ext_grid | va_degree | float64
19 | ext_grid | slack_weight | float64
20 | ext_grid | in_service | bool
21 | line | name | object
22 | line | std_type | object
23 | line | from_bus | uint32
24 | line | to_bus | uint32
25 | line | length_km | float64
26 | line | r_ohm_per_km | float64
27 | line | x_ohm_per_km | float64
28 | line | c_nf_per_km | float64
29 | line | g_us_per_km | float64
30 | line | max_i_ka | float64
31 | line | df | float64
32 | line | parallel | uint32
33 | line | type | object
34 | line | in_service | bool
35 | trafo | name | object
36 | trafo | std_type | object
37 | trafo | hv_bus | uint32
38 | trafo | lv_bus | uint32
39 | trafo | sn_mva | float64
40 | trafo | vn_hv_kv | float64
41 | trafo | vn_lv_kv | float64
42 | trafo | vk_percent | float64
43 | trafo | vkr_percent | float64
44 | trafo | pfe_kw | float64
45 | trafo | i0_percent | float64
46 | trafo | shift_degree | float64
47 | trafo | tap_side | object
48 | trafo | tap_neutral | int32
49 | trafo | tap_min | int32
50 | trafo | tap_max | int32
51 | trafo | tap_step_percent | float64
52 | trafo | tap_step_degree | float64
53 | trafo | tap_pos | int32
54 | trafo | tap_phase_shifter | bool
55 | trafo | parallel | uint32
56 | trafo | df | float64
57 | trafo | in_service | bool
58 | bus_geodata | x | float64
59 | bus_geodata | y | float64
60 | bus_geodata | coords | object
61 | res_bus | vm_pu | float64
62 | res_bus | va_degree | float64
63 | res_bus | p_mw | float64
64 | res_bus | q_mvar | float64
65 | res_line | p_from_mw | float64
66 | res_line | q_from_mvar | float64
67 | res_line | p_to_mw | float64
68 | res_line | q_to_mvar | float64
69 | res_line | pl_mw | float64
70 | res_line | ql_mvar | float64
71 | res_line | i_from_ka | float64
72 | res_line | i_to_ka | float64
73 | res_line | i_ka | float64
74 | res_line | vm_from_pu | float64
75 | res_line | va_from_degree | float64
76 | res_line | vm_to_pu | float64
77 | res_line | va_to_degree | float64
78 | res_line | loading_percent | float64
79 | res_trafo | p_hv_mw | float64
80 | res_trafo | q_hv_mvar | float64
81 | res_trafo | p_lv_mw | float64
82 | res_trafo | q_lv_mvar | float64
83 | res_trafo | pl_mw | float64
84 | res_trafo | ql_mvar | float64
85 | res_trafo | i_hv_ka | float64
86 | res_trafo | i_lv_ka | float64
87 | res_trafo | vm_hv_pu | float64
88 | res_trafo | va_hv_degree | float64
89 | res_trafo | vm_lv_pu | float64
90 | res_trafo | va_lv_degree | float64
91 | res_trafo | loading_percent | float64
92 | res_ext_grid | p_mw | float64
93 | res_ext_grid | q_mvar | float64
94 | res_load | p_mw | float64
95 | res_load | q_mvar | float64

## parameters
| version | format_version | converged | OPF_converged | name | f_hz | sn_mva
0 | 2.14.6 | 2.14.0 | TRUE | FALSE |  | 50 | 1