## bus
| name | vn_kv | type | zone | in_service
0 | bus_MV_311_0_node_0 | 20 | n |  | TRUE
1 | bus_MV_311_0_node_1 | 20 | n |  | TRUE
2 | bus_MV_311_0_node_2 | 20 | n |  | TRUE
3 | bus_MV_311_0_node_33 | 20 | n |  | TRUE
4 | bus_MV_311_0_node_196 | 20 | n |  | TRUE
5 | bus_MV_311_0_node_30 | 20 | n |  | TRUE
6 | bus_MV_311_0_node_197 | 20 | n |  | TRUE
7 | bus_MV_311_0_node_195 | 20 | n |  | TRUE
8 | bus_MV_311_0_node_3 | 20 | n |  | TRUE
9 | bus_MV_311_0_node_4 | 20 | n |  | TRUE
10 | bus_MV_311_0_node_88 | 20 | n |  | TRUE
11 | bus_MV_311_0_node_16 | 20 | n |  | TRUE
12 | bus_MV_311_0_node_87 | 20 | n |  | TRUE
13 | bus_MV_311_0_node_65 | 20 | n |  | TRUE
14 | bus_MV_311_0_node_70 | 20 | n |  | TRUE
15 | bus_MV_311_0_node_55 | 20 | n |  | TRUE
16 | bus_MV_311_0_node_192 | 20 | n |  | TRUE
17 | bus_MV_311_0_node_5 | 20 | n |  | TRUE
18 | bus_MV_311_0_node_7 | 20 | n |  | TRUE
19 | bus_MV_311_0_node_8 | 20 | n |  | TRUE
20 | bus_MV_311_0_node_10 | 20 | n |  | TRUE
21 | bus_MV_311_0_node_198 | 20 | n |  | TRUE
22 | bus_MV_311_0_node_12 | 20 | n |  | TRUE
23 | bus_MV_311_0_node_14 | 20 | n |  | TRUE
24 | bus_MV_311_0_node_11 | 20 | n |  | TRUE
25 | bus_MV_311_0_node_187 | 20 | n |  | TRUE
26 | bus_MV_311_0_node_56 | 20 | n |  | TRUE
27 | bus_MV_311_0_node_186 | 20 | n |  | TRUE
28 | bus_MV_311_0_node_9 | 20 | n |  | TRUE
29 | bus_MV_311_0_node_170 | 20 | n |  | TRUE
30 | bus_MV_311_0_node_199 | 20 | n |  | TRUE
31 | bus_MV_311_0_node_168 | 20 | n |  | TRUE
32 | bus_MV_311_0_node_79 | 20 | n |  | TRUE
33 | bus_MV_311_0_node_80 | 20 | n |  | TRUE
34 | bus_MV_311_0_node_172 | 20 | n |  | TRUE
35 | bus_MV_311_0_node_13 | 20 | n |  | TRUE
36 | bus_MV_311_0_node_15 | 20 | n |  | TRUE
37 | bus_MV_311_0_node_200 | 20 | n |  | TRUE
38 | bus_MV_311_0_node_17 | 20 | n |  | TRUE
39 | bus_MV_311_0_node_18 | 20 | n |  | TRUE
40 | bus_MV_311_0_node_92 | 20 | n |  | TRUE
41 | bus_MV_311_0_node_84 | 20 | n |  | TRUE
42 | bus_MV_311_0_node_203 | 20 | n |  | TRUE
43 | bus_MV_311_0_node_116 | 20 | n |  | TRUE
44 | bus_MV_311_0_node_19 | 20 | n |  | TRUE
45 | bus_MV_311_0_node_20 | 20 | n |  | TRUE
46 | bus_MV_311_0_node_21 | 20 | n |  | TRUE
47 | bus_MV_311_0_node_202 | 20 | n |  | TRUE
48 | bus_MV_311_0_node_43 | 20 | n |  | TRUE
49 | bus_MV_311_0_node_24 | 20 | n |  | TRUE
50 | bus_MV_311_0_node_23 | 20 | n |  | TRUE
51 | bus_MV_311_0_node_25 | 20 | n |  | TRUE
52 | bus_MV_311_0_node_26 | 20 | n |  | TRUE
53 | bus_MV_311_0_node_22 | 20 | n |  | TRUE
54 | bus_MV_311_0_node_27 | 20 | n |  | TRUE
55 | bus_MV_311_0_node_34 | 20 | n |  | TRUE
56 | bus_MV_311_0_node_35 | 20 | n |  | TRUE
57 | bus_MV_311_0_node_91 | 20 | n |  | TRUE
58 | bus_MV_311_0_node_89 | 20 | n |  | TRUE
59 | bus_MV_311_0_node_110 | 20 | n |  | TRUE
60 | bus_MV_311_0_node_109 | 20 | n |  | TRUE
61 | bus_MV_311_0_node_121 | 20 | n |  | TRUE
62 | bus_MV_311_0_node_90 | 20 | n |  | TRUE
63 | bus_MV_311_0_node_194 | 20 | n |  | TRUE
64 | bus_MV_311_0_node_189 | 20 | n |  | TRUE
65 | bus_MV_311_0_node_28 | 20 | n |  | TRUE
66 | bus_MV_311_0_node_39 | 20 | n |  | TRUE
67 | bus_MV_311_0_node_41 | 20 | n |  | TRUE
68 | bus_MV_311_0_node_31 | 20 | n |  | TRUE
69 | bus_MV_311_0_node_32 | 20 | n |  | TRUE
70 | bus_MV_311_0_node_179 | 20 | n |  | TRUE
71 | bus_MV_311_0_node_180 | 20 | n |  | TRUE
72 | bus_MV_311_0_node_178 | 20 | n |  | TRUE
73 | bus_MV_311_0_node_36 | 20 | n |  | TRUE
74 | bus_MV_311_0_node_38 | 20 | n |  | TRUE
75 | bus_MV_311_0_node_193 | 20 | n |  | TRUE
76 | bus_MV_311_0_node_37 | 20 | n |  | TRUE
77 | bus_MV_311_0_node_60 | 20 | n |  | TRUE
78 | bus_MV_311_0_node_44 | 20 | n |  | TRUE
79 | bus_MV_311_0_node_45 | 20 | n |  | TRUE
80 | bus_MV_311_0_node_47 | 20 | n |  | TRUE
81 | bus_MV_311_0_node_49 | 20 | n |  | TRUE
82 | bus_MV_311_0_node_46 | 20 | n |  | TRUE
83 | bus_MV_311_0_node_71 | 20 | n |  | TRUE
84 | bus_MV_311_0_node_48 | 20 | n |  | TRUE
85 | bus_MV_311_0_node_64 | 20 | n |  | TRUE
86 | bus_MV_311_0_node_61 | 20 | n |  | TRUE
87 | bus_MV_311_0_node_176 | 20 | n |  | TRUE
88 | bus_MV_311_0_node_177 | 20 | n |  | TRUE
89 | bus_MV_311_0_node_59 | 20 | n |  | TRUE
90 | bus_MV_311_0_node_174 | 20 | n |  | TRUE
91 | bus_MV_311_0_node_50 | 20 | n |  | TRUE
92 | bus_MV_311_0_node_51 | 20 | n |  | TRUE
93 | bus_MV_311_0_node_66 | 20 | n |  | TRUE
94 | bus_MV_311_0_node_52 | 20 | n |  | TRUE
95 | bus_MV_311_0_node_67 | 20 | n |  | TRUE
96 | bus_MV_311_0_node_53 | 20 | n |  | TRUE
97 | bus_MV_311_0_node_54 | 20 | n |  | TRUE
98 | bus_MV_311_0_node_68 | 20 | n |  | TRUE
99 | bus_MV_311_0_node_69 | 20 | n |  | TRUE
100 | bus_MV_311_0_node_57 | 20 | n |  | TRUE
101 | bus_MV_311_0_node_58 | 20 | n |  | TRUE
102 | bus_MV_311_0_node_63 | 20 | n |  | TRUE
103 | bus_MV_311_0_node_76 | 20 | n |  | TRUE
104 | bus_MV_311_0_node_78 | 20 | n |  | TRUE
105 | bus_MV_311_0_node_72 | 20 | n |  | TRUE
106 | bus_MV_311_0_node_73 | 20 | n |  | TRUE
107 | bus_MV_311_0_node_74 | 20 | n |  | TRUE
108 | bus_MV_311_0_node_75 | 20 | n |  | TRUE
109 | bus_MV_311_0_node_181 | 20 | n |  | TRUE
110 | bus_MV_311_0_node_81 | 20 | n |  | TRUE
111 | bus_MV_311_0_node_191 | 20 | n |  | TRUE
112 | bus_MV_311_0_node_190 | 20 | n |  | TRUE
113 | bus_MV_311_0_node_77 | 20 | n |  | TRUE
114 | bus_MV_311_0_node_166 | 20 | n |  | TRUE
115 | bus_MV_311_0_node_167 | 20 | n |  | TRUE
116 | bus_MV_311_0_node_169 | 20 | n |  | TRUE
117 | bus_MV_311_0_node_171 | 20 | n |  | TRUE
118 | bus_MV_311_0_node_82 | 20 | n |  | TRUE
119 | bus_MV_311_0_node_83 | 20 | n |  | TRUE
120 | bus_MV_311_0_node_85 | 20 | n |  | TRUE
121 | bus_MV_311_0_node_93 | 20 | n |  | TRUE
122 | bus_MV_311_0_node_86 | 20 | n |  | TRUE
123 | bus_MV_311_0_node_182 | 20 | n |  | TRUE
124 | bus_MV_311_0_node_185 | 20 | n |  | TRUE
125 | bus_MV_311_0_node_112 | 20 | n |  | TRUE
126 | bus_MV_311_0_node_114 | 20 | n |  | TRUE
127 | bus_MV_311_0_node_111 | 20 | n |  | TRUE
128 | bus_MV_311_0_node_113 | 20 | n |  | TRUE
129 | bus_MV_311_0_node_96 | 20 | n |  | TRUE
130 | bus_MV_311_0_node_146 | 20 | n |  | TRUE
131 | bus_MV_311_0_node_94 | 20 | n |  | TRUE
132 | bus_MV_311_0_node_149 | 20 | n |  | TRUE
133 | bus_MV_311_0_node_95 | 20 | n |  | TRUE
134 | bus_MV_311_0_node_97 | 20 | n |  | TRUE
135 | bus_MV_311_0_node_152 | 20 | n |  | TRUE
136 | bus_MV_311_0_node_150 | 20 | n |  | TRUE
137 | bus_MV_311_0_node_98 | 20 | n |  | TRUE
138 | bus_MV_311_0_node_136 | 20 | n |  | TRUE
139 | bus_MV_311_0_node_143 | 20 | n |  | TRUE
140 | bus_MV_311_0_node_135 | 20 | n |  | TRUE
141 | bus_MV_311_0_node_99 | 20 | n |  | TRUE
142 | bus_MV_311_0_node_141 | 20 | n |  | TRUE
143 | bus_MV_311_0_node_100 | 20 | n |  | TRUE
144 | bus_MV_311_0_node_140 | 20 | n |  | TRUE
145 | bus_MV_311_0_node_133 | 20 | n |  | TRUE
146 | bus_MV_311_0_node_122 | 20 | n |  | TRUE
147 | bus_MV_311_0_node_123 | 20 | n |  | TRUE
148 | bus_MV_311_0_node_106 | 20 | n |  | TRUE
149 | bus_MV_311_0_node_188 | 20 | n |  | TRUE
150 | bus_MV_311_0_node_124 | 20 | n |  | TRUE
151 | bus_MV_311_0_node_142 | 20 | n |  | TRUE
152 | bus_MV_311_0_node_137 | 20 | n |  | TRUE
153 | bus_MV_311_0_node_101 | 20 | n |  | TRUE
154 | bus_MV_311_0_node_102 | 20 | n |  | TRUE
155 | bus_MV_311_0_node_103 | 20 | n |  | TRUE
156 | bus_MV_311_0_node_108 | 20 | n |  | TRUE
157 | bus_MV_311_0_node_128 | 20 | n |  | TRUE
158 | bus_MV_311_0_node_129 | 20 | n |  | TRUE
159 | bus_MV_311_0_node_118 | 20 | n |  | TRUE
160 | bus_MV_311_0_node_127 | 20 | n |  | TRUE
161 | bus_MV_311_0_node_104 | 20 | n |  | TRUE
162 | bus_MV_311_0_node_105 | 20 | n |  | TRUE
163 | bus_MV_311_0_node_132 | 20 | n |  | TRUE
164 | bus_MV_311_0_node_144 | 20 | n |  | TRUE
165 | bus_MV_311_0_node_107 | 20 | n |  | TRUE
166 | bus_MV_311_0_node_139 | 20 | n |  | TRUE
167 | bus_MV_311_0_node_138 | 20 | n |  | TRUE
168 | bus_MV_311_0_node_130 | 20 | n |  | TRUE
169 | bus_MV_311_0_node_201 | 20 | n |  | TRUE
170 | bus_MV_311_0_node_119 | 20 | n |  | TRUE
171 | bus_MV_311_0_node_120 | 20 | n |  | TRUE
172 | bus_MV_311_0_node_117 | 20 | n |  | TRUE
173 | bus_MV_311_0_node_126 | 20 | n |  | TRUE
174 | bus_MV_311_0_node_147 | 20 | n |  | TRUE
175 | bus_MV_311_0_node_115 | 20 | n |  | TRUE
176 | bus_MV_311_0_node_162 | 20 | n |  | TRUE
177 | bus_MV_311_0_node_164 | 20 | n |  | TRUE
178 | bus_MV_311_0_node_159 | 20 | n |  | TRUE
179 | bus_MV_311_0_node_156 | 20 | n |  | TRUE
180 | bus_MV_311_0_node_160 | 20 | n |  | TRUE
181 | bus_MV_311_0_node_145 | 20 | n |  | TRUE
182 | bus_MV_311_0_node_148 | 20 | n |  | TRUE
183 | bus_MV_311_0_node_151 | 20 | n |  | TRUE
184 | bus_MV_311_0_node_125 | 20 | n |  | TRUE
185 | bus_MV_311_0_node_134 | 20 | n |  | TRUE
186 | bus_MV_311_0_node_206 | 20 | n |  | TRUE
187 | bus_MV_311_0_node_204 | 20 | n |  | TRUE
188 | bus_MV_311_0_node_205 | 20 | n |  | TRUE
189 | bus_MV_311_0_node_207 | 20 | n |  | TRUE
190 | bus_MV_311_0_node_208 | 20 | n |  | TRUE
191 | bus_MV_311_0_node_153 | 20 | n |  | TRUE
192 | bus_MV_311_0_node_155 | 20 | n |  | TRUE
193 | bus_MV_311_0_node_157 | 20 | n |  | TRUE
194 | bus_MV_311_0_node_184 | 20 | n |  | TRUE
195 | bus_MV_311_0_node_158 | 20 | n |  | TRUE
196 | bus_MV_311_0_node_183 | 20 | n |  | TRUE
197 | bus_MV_311_0_node_163 | 20 | n |  | TRUE
198 | bus_MV_311_0_node_165 | 20 | n |  | TRUE
199 | bus_MV_311_0_node_173 | 20 | n |  | TRUE
200 | bus_MV_311_0_node_175 | 20 | n |  | TRUE
201 | bus_HV_311_0_node_27 | 110 | n |  | TRUE

## load
| name | bus | p_mw | q_mvar | const_z_percent | const_i_percent | sn_mva | scaling | in_service | type
0 | MV_311_0_load_0 | 0 | 0.39554 | 0.19157 | 0 | 0 |  | 1 | TRUE | wye
1 | MV_311_0_load_33 | 3 | 0.148 | 0.071681 | 0 | 0 |  | 1 | TRUE | wye
2 | MV_311_0_load_196 | 4 | 0.27515 | 0.13326 | 0 | 0 |  | 1 | TRUE | wye
3 | MV_311_0_load_197 | 6 | 0.34152 | 0.1654 | 0 | 0 |  | 1 | TRUE | wye
4 | MV_311_0_load_3 | 8 | 0.15582 | 0.075468 | 0 | 0 |  | 1 | TRUE | wye
5 | MV_311_0_load_16 | 11 | 0.14225 | 0.068893 | 0 | 0 |  | 1 | TRUE | wye
6 | MV_311_0_load_87 | 12 | 0.16449 | 0.079666 | 0 | 0 |  | 1 | TRUE | wye
7 | MV_311_0_load_70 | 14 | 0.14765 | 0.07151 | 0 | 0 |  | 1 | TRUE | wye
8 | MV_311_0_load_192 | 16 | 0.090235 | 0.043703 | 0 | 0 |  | 1 | TRUE | wye
9 | MV_311_0_load_5 | 17 | 0.11137 | 0.053937 | 0 | 0 |  | 1 | TRUE | wye
10 | MV_311_0_load_198 | 21 | 0.054227 | 0.026263 | 0 | 0 |  | 1 | TRUE | wye
11 | MV_311_0_load_11 | 24 | 0.15875 | 0.076887 | 0 | 0 |  | 1 | TRUE | wye
12 | MV_311_0_load_186 | 27 | 0.14431 | 0.069894 | 0 | 0 |  | 1 | TRUE | wye
13 | MV_311_0_load_170 | 29 | 0.080982 | 0.039221 | 0 | 0 |  | 1 | TRUE | wye
14 | MV_311_0_load_199 | 30 | 0.12879 | 0.062375 | 0 | 0 |  | 1 | TRUE | wye
15 | MV_311_0_load_79 | 32 | 0.10806 | 0.052335 | 0 | 0 |  | 1 | TRUE | wye
16 | MV_311_0_load_172 | 34 | 0.24031 | 0.11639 | 0 | 0 |  | 1 | TRUE | wye
17 | MV_311_0_load_15 | 36 | 0.13471 | 0.065245 | 0 | 0 |  | 1 | TRUE | wye
18 | MV_311_0_load_200 | 37 | 0.14768 | 0.071523 | 0 | 0 |  | 1 | TRUE | wye
19 | MV_311_0_load_17 | 38 | 0.094711 | 0.04587 | 0 | 0 |  | 1 | TRUE | wye
20 | MV_311_0_load_92 | 40 | 0.054751 | 0.026517 | 0 | 0 |  | 1 | TRUE | wye
21 | MV_311_0_load_203 | 42 | 0.1608 | 0.07788 | 0 | 0 |  | 1 | TRUE | wye
22 | MV_311_0_load_19 | 44 | 0.10743 | 0.05203 | 0 | 0 |  | 1 | TRUE | wye
23 | MV_311_0_load_202 | 47 | 0.14299 | 0.069252 | 0 | 0 |  | 1 | TRUE | wye
24 | MV_311_0_load_26 | 52 | 0.080658 | 0.039064 | 0 | 0 |  | 1 | TRUE | wye
25 | MV_311_0_load_22 | 53 | 0.12515 | 0.060611 | 0 | 0 |  | 1 | TRUE | wye
26 | MV_311_0_load_27 | 54 | 0.1068 | 0.051724 | 0 | 0 |  | 1 | TRUE | wye
27 | MV_311_0_load_34 | 55 | 0.067451 | 0.032668 | 0 | 0 |  | 1 | TRUE | wye
28 | MV_311_0_load_91 | 57 | 0.077164 | 0.037372 | 0 | 0 |  | 1 | TRUE | wye
29 | MV_311_0_load_89 | 58 | 0.067219 | 0.032556 | 0 | 0 |  | 1 | TRUE | wye
30 | MV_311_0_load_109 | 60 | 0.15083 | 0.073049 | 0 | 0 |  | 1 | TRUE | wye
31 | MV_311_0_load_121 | 61 | 0.43466 | 0.21051 | 0 | 0 |  | 1 | TRUE | wye
32 | MV_311_0_load_194 | 63 | 0.088466 | 0.042846 | 0 | 0 |  | 1 | TRUE | wye
33 | MV_311_0_load_28 | 65 | 0.096582 | 0.046777 | 0 | 0 |  | 1 | TRUE | wye
34 | MV_311_0_load_39 | 66 | 0.12009 | 0.05816 | 0 | 0 |  | 1 | TRUE | wye
35 | MV_311_0_load_31 | 68 | 0.12831 | 0.062144 | 0 | 0 |  | 1 | TRUE | wye
36 | MV_311_0_load_32 | 69 | 0.67746 | 0.32811 | 0 | 0 |  | 1 | TRUE | wye
37 | MV_311_0_load_180 | 71 | 0.156 | 0.075554 | 0 | 0 |  | 1 | TRUE | wye
38 | MV_311_0_load_178 | 72 | 0.20269 | 0.098166 | 0 | 0 |  | 1 | TRUE | wye
39 | MV_311_0_load_193 | 75 | 0.10066 | 0.048753 | 0 | 0 |  | 1 | TRUE | wye
40 | MV_311_0_load_37 | 76 | 0.10348 | 0.050116 | 0 | 0 |  | 1 | TRUE | wye
41 | MV_311_0_load_45 | 79 | 0.96584 | 0.46778 | 0 | 0 |  | 1 | TRUE | wye
42 | MV_311_0_load_71 | 83 | 0.14503 | 0.070239 | 0 | 0 |  | 1 | TRUE | wye
43 | MV_311_0_load_64 | 85 | 0.10238 | 0.049584 | 0 | 0 |  | 1 | TRUE | wye
44 | MV_311_0_load_61 | 86 | 0.092458 | 0.04478 | 0 | 0 |  | 1 | TRUE | wye
45 | MV_311_0_load_177 | 88 | 0.91775 | 0.44449 | 0 | 0 |  | 1 | TRUE | wye
46 | MV_311_0_load_174 | 90 | 0.14236 | 0.068946 | 0 | 0 |  | 1 | TRUE | wye
47 | MV_311_0_load_50 | 91 | 0.1207 | 0.058457 | 0 | 0 |  | 1 | TRUE | wye
48 | MV_311_0_load_66 | 93 | 0.14982 | 0.07256 | 0 | 0 |  | 1 | TRUE | wye
49 | MV_311_0_load_53 | 96 | 0.12257 | 0.059365 | 0 | 0 |  | 1 | TRUE | wye
50 | MV_311_0_load_69 | 99 | 0.063703 | 0.030853 | 0 | 0 |  | 1 | TRUE | wye
51 | MV_311_0_load_57 | 100 | 0.15917 | 0.077091 | 0 | 0 |  | 1 | TRUE | wye
52 | MV_311_0_load_76 | 103 | 0.12426 | 0.06018 | 0 | 0 |  | 1 | TRUE | wye
53 | MV_311_0_load_72 | 105 | 0.1211 | 0.05865 | 0 | 0 |  | 1 | TRUE | wye
54 | MV_311_0_load_74 | 107 | 0.12931 | 0.062626 | 0 | 0 |  | 1 | TRUE | wye
55 | MV_311_0_load_181 | 109 | 0.077148 | 0.037364 | 0 | 0 |  | 1 | TRUE | wye
56 | MV_311_0_load_190 | 112 | 0.081736 | 0.039586 | 0 | 0 |  | 1 | TRUE | wye
57 | MV_311_0_load_77 | 113 | 0.11966 | 0.057952 | 0 | 0 |  | 1 | TRUE | wye
58 | MV_311_0_load_166 | 114 | 0.14715 | 0.071267 | 0 | 0 |  | 1 | TRUE | wye
59 | MV_311_0_load_169 | 116 | 0.13056 | 0.063233 | 0 | 0 |  | 1 | TRUE | wye
60 | MV_311_0_load_82 | 118 | 0.15946 | 0.077228 | 0 | 0 |  | 1 | TRUE | wye
61 | MV_311_0_load_86 | 122 | 0.06002 | 0.029069 | 0 | 0 |  | 1 | TRUE | wye
62 | MV_311_0_load_182 | 123 | 0.069947 | 0.033877 | 0 | 0 |  | 1 | TRUE | wye
63 | MV_311_0_load_185 | 124 | 0.2144 | 0.10384 | 0 | 0 |  | 1 | TRUE | wye
64 | MV_311_0_load_111 | 127 | 0.147 | 0.071196 | 0 | 0 |  | 1 | TRUE | wye
65 | MV_311_0_load_94 | 131 | 0.10462 | 0.05067 | 0 | 0 |  | 1 | TRUE | wye
66 | MV_311_0_load_152 | 135 | 0.10193 | 0.049368 | 0 | 0 |  | 1 | TRUE | wye
67 | MV_311_0_load_98 | 137 | 0.10694 | 0.051794 | 0 | 0 |  | 1 | TRUE | wye
68 | MV_311_0_load_143 | 139 | 0.073353 | 0.035526 | 0 | 0 |  | 1 | TRUE | wye
69 | MV_311_0_load_99 | 141 | 0.099241 | 0.048065 | 0 | 0 |  | 1 | TRUE | wye
70 | MV_311_0_load_141 | 142 | 0.076332 | 0.036969 | 0 | 0 |  | 1 | TRUE | wye
71 | MV_311_0_load_140 | 144 | 0.13982 | 0.06772 | 0 | 0 |  | 1 | TRUE | wye
72 | MV_311_0_load_106 | 148 | 0.16389 | 0.079374 | 0 | 0 |  | 1 | TRUE | wye
73 | MV_311_0_load_188 | 149 | 0.14385 | 0.069669 | 0 | 0 |  | 1 | TRUE | wye
74 | MV_311_0_load_137 | 152 | 0.15661 | 0.07585 | 0 | 0 |  | 1 | TRUE | wye
75 | MV_311_0_load_101 | 153 | 0.14917 | 0.072247 | 0 | 0 |  | 1 | TRUE | wye
76 | MV_311_0_load_102 | 154 | 0.071443 | 0.034601 | 0 | 0 |  | 1 | TRUE | wye
77 | MV_311_0_load_103 | 155 | 0.087852 | 0.042549 | 0 | 0 |  | 1 | TRUE | wye
78 | MV_311_0_load_129 | 158 | 0.13216 | 0.064008 | 0 | 0 |  | 1 | TRUE | wye
79 | MV_311_0_load_127 | 160 | 0.20769 | 0.10059 | 0 | 0 |  | 1 | TRUE | wye
80 | MV_311_0_load_144 | 164 | 0.092093 | 0.044603 | 0 | 0 |  | 1 | TRUE | wye
81 | MV_311_0_load_138 | 167 | 0.14419 | 0.069836 | 0 | 0 |  | 1 | TRUE | wye
82 | MV_311_0_load_130 | 168 | 0.16256 | 0.07873 | 0 | 0 |  | 1 | TRUE | wye
83 | MV_311_0_load_201 | 169 | 0.14063 | 0.06811 | 0 | 0 |  | 1 | TRUE | wye
84 | MV_311_0_load_117 | 172 | 0.10134 | 0.049083 | 0 | 0 |  | 1 | TRUE | wye
85 | MV_311_0_load_164 | 177 | 0.15742 | 0.076244 | 0 | 0 |  | 1 | TRUE | wye
86 | MV_311_0_load_159 | 178 | 0.1642 | 0.079527 | 0 | 0 |  | 1 | TRUE | wye
87 | MV_311_0_load_160 | 180 | 0.1604 | 0.077683 | 0 | 0 |  | 1 | TRUE | wye
88 | MV_311_0_load_145 | 181 | 0.13129 | 0.063585 | 0 | 0 |  | 1 | TRUE | wye
89 | MV_311_0_load_125 | 184 | 0.14278 | 0.06915 | 0 | 0 |  | 1 | TRUE | wye
90 | MV_311_0_load_134 | 185 | 0.070949 | 0.034362 | 0 | 0 |  | 1 | TRUE | wye
91 | MV_311_0_load_205 | 188 | 0.099324 | 0.048105 | 0 | 0 |  | 1 | TRUE | wye
92 | MV_311_0_load_208 | 190 | 0.089311 | 0.043256 | 0 | 0 |  | 1 | TRUE | wye
93 | MV_311_0_load_153 | 191 | 0.14 | 0.067805 | 0 | 0 |  | 1 | TRUE | wye
94 | MV_311_0_load_158 | 195 | 0.054839 | 0.02656 | 0 | 0 |  | 1 | TRUE | wye
95 | MV_311_0_load_183 | 196 | 0.19734 | 0.095578 | 0 | 0 |  | 1 | TRUE | wye
96 | MV_311_0_load_165 | 198 | 0.14672 | 0.07106 | 0 | 0 |  | 1 | TRUE | wye
97 | MV_311_0_load_173 | 199 | 0.21667 | 0.10494 | 0 | 0 |  | 1 | TRUE | wye
98 | MV_311_0_load_175 | 200 | 0.18058 | 0.087459 | 0 | 0 |  | 1 | TRUE | wye

## ext_grid
| name | bus | vm_pu | va_degree | slack_weight | in_service
0 |  | 54 | 1 | 0 | 1 | TRUE

## line
| name | std_type | from_bus | to_bus | length_km | r_ohm_per_km | x_ohm_per_km | c_nf_per_km | g_us_per_km | max_i_ka | df | parallel | type | in_service
0 | MV_311_0_line_0 |  | 0 | 1 | 0.051305 | 0.445 | 0.132 | 190 | 0 | 0.22 | 1 | 1 | cs | TRUE
1 | MV_311_0_line_1 |  | 1 | 2 | 0.9374 | 0.445 | 0.132 | 190 | 0 | 0.22 | 1 | 1 | cs | TRUE
2 | MV_311_0_line_2 |  | 2 | 6 | 0.036984 | 0.445 | 0.132 | 190 | 0 | 0.22 | 1 | 1 | cs | TRUE
3 | MV_311_0_line_3 |  | 2 | 7 | 0.2454 | 0.445 | 0.132 | 190 | 0 | 0.22 | 1 | 1 | cs | TRUE
4 | MV_311_0_line_4 |  | 3 | 4 | 4.6133 | 0.5939 | 0.372 | 9.5 | 0 | 0.21 | 1 | 1 | ol | TRUE
5 | MV_311_0_line_5 |  | 3 | 5 | 0.10238 | 0.445 | 0.132 | 190 | 0 | 0.22 | 1 | 1 | cs | TRUE
6 | MV_311_0_line_6 |  | 4 | 7 | 0.070739 | 0.5939 | 0.372 | 9.5 | 0 | 0.21 | 1 | 1 | ol | TRUE
7 | MV_311_0_line_7 |  | 5 | 67 | 0.1018 | 0.5939 | 0.372 | 9.5 | 0 | 0.21 | 1 | 1 | ol | TRUE
8 | MV_311_0_line_8 |  | 8 | 9 | 0.050196 | 0.061 | 0.056 | 608 | 0 | 0.842 | 1 | 1 | cs | TRUE
9 | MV_311_0_line_9 |  | 8 | 10 | 2.5339 | 0.1188 | 0.172 | 20.6 | 0 | 0.82 | 1 | 1 | ol | TRUE
10 | MV_311_0_line_10 |  | 9 | 11 | 3.1925 | 0.1188 | 0.172 | 20.6 | 0 | 0.82 | 1 | 1 | ol | TRUE
11 | MV_311_0_line_11 |  | 10 | 12 | 0.20094 | 0.061 | 0.056 | 608 | 0 | 0.842 | 1 | 1 | cs | TRUE
12 | MV_311_0_line_12 |  | 11 | 16 | 3.3069 | 0.1188 | 0.172 | 20.6 | 0 | 0.82 | 1 | 1 | ol | TRUE
13 | MV_311_0_line_13 |  | 12 | 111 | 1.96 | 0.1188 | 0.172 | 20.6 | 0 | 0.82 | 1 | 1 | ol | TRUE
14 | MV_311_0_line_14 |  | 12 | 108 | 1.7987 | 0.1188 | 0.172 | 20.6 | 0 | 0.82 | 1 | 1 | ol | TRUE
15 | MV_311_0_line_15 |  | 13 | 14 | 0.10301 | 0.5939 | 0.372 | 9.5 | 0 | 0.21 | 1 | 1 | ol | TRUE
16 | MV_311_0_line_16 |  | 13 | 15 | 0.48381 | 0.103 | 0.058 | 500 | 0 | 0.638 | 1 | 1 | cs | TRUE
17 | MV_311_0_line_17 |  | 15 | 85 | 0.037548 | 0.103 | 0.058 | 500 | 0 | 0.638 | 1 | 1 | cs | TRUE
18 | MV_311_0_line_18 |  | 15 | 97 | 0.32325 | 0.103 | 0.058 | 500 | 0 | 0.638 | 1 | 1 | cs | TRUE
19 | MV_311_0_line_19 |  | 17 | 18 | 0.010037 | 0.061 | 0.056 | 608 | 0 | 0.842 | 1 | 1 | cs | TRUE
20 | MV_311_0_line_20 |  | 17 | 19 | 0.33097 | 0.1188 | 0.172 | 20.6 | 0 | 0.82 | 1 | 1 | ol | TRUE
21 | MV_311_0_line_21 |  | 18 | 20 | 0.29434 | 0.061 | 0.056 | 608 | 0 | 0.842 | 1 | 1 | cs | TRUE
22 | MV_311_0_line_22 |  | 19 | 21 | 0.075149 | 0.061 | 0.056 | 608 | 0 | 0.842 | 1 | 1 | cs | TRUE
23 | MV_311_0_line_23 |  | 20 | 30 | 0.048893 | 0.5939 | 0.372 | 9.5 | 0 | 0.21 | 1 | 1 | ol | TRUE
24 | MV_311_0_line_24 |  | 20 | 28 | 0.20633 | 0.061 | 0.056 | 608 | 0 | 0.842 | 1 | 1 | cs | TRUE
25 | MV_311_0_line_25 |  | 21 | 22 | 2.0049 | 0.1188 | 0.172 | 20.6 | 0 | 0.82 | 1 | 1 | ol | TRUE
26 | MV_311_0_line_26 |  | 22 | 23 | 0.54321 | 0.061 | 0.056 | 608 | 0 | 0.842 | 1 | 1 | cs | TRUE
27 | MV_311_0_line_27 |  | 22 | 24 | 0.087968 | 0.445 | 0.132 | 190 | 0 | 0.22 | 1 | 1 | cs | TRUE
28 | MV_311_0_line_28 |  | 23 | 37 | 0.047549 | 0.1188 | 0.172 | 20.6 | 0 | 0.82 | 1 | 1 | ol | TRUE
29 | MV_311_0_line_29 |  | 23 | 35 | 0.30277 | 0.445 | 0.132 | 190 | 0 | 0.22 | 1 | 1 | cs | TRUE
30 | MV_311_0_line_30 |  | 25 | 26 | 0.54161 | 0.5939 | 0.372 | 9.5 | 0 | 0.21 | 1 | 1 | ol | TRUE
31 | MV_311_0_line_31 |  | 25 | 27 | 0.027268 | 0.445 | 0.132 | 190 | 0 | 0.22 | 1 | 1 | cs | TRUE
32 | MV_311_0_line_32 |  | 26 | 98 | 0.17389 | 0.5939 | 0.372 | 9.5 | 0 | 0.21 | 1 | 1 | ol | TRUE
33 | MV_311_0_line_33 |  | 28 | 29 | 0.026771 | 0.061 | 0.056 | 608 | 0 | 0.842 | 1 | 1 | cs | TRUE
34 | MV_311_0_line_34 |  | 29 | 31 | 0.072817 | 0.061 | 0.056 | 608 | 0 | 0.842 | 1 | 1 | cs | TRUE
35 | MV_311_0_line_35 |  | 31 | 116 | 0.047345 | 0.061 | 0.056 | 608 | 0 | 0.842 | 1 | 1 | cs | TRUE
36 | MV_311_0_line_36 |  | 31 | 115 | 0.003367 | 0.445 | 0.132 | 190 | 0 | 0.22 | 1 | 1 | cs | TRUE
37 | MV_311_0_line_37 |  | 32 | 33 | 0.049398 | 0.061 | 0.056 | 608 | 0 | 0.842 | 1 | 1 | cs | TRUE
38 | MV_311_0_line_38 |  | 32 | 34 | 2.3002 | 0.1188 | 0.172 | 20.6 | 0 | 0.82 | 1 | 1 | ol | TRUE
39 | MV_311_0_line_39 |  | 33 | 110 | 0.43063 | 0.061 | 0.056 | 608 | 0 | 0.842 | 1 | 1 | cs | TRUE
40 | MV_311_0_line_40 |  | 34 | 117 | 0.034357 | 0.061 | 0.056 | 608 | 0 | 0.842 | 1 | 1 | cs | TRUE
41 | MV_311_0_line_41 |  | 35 | 36 | 0.043151 | 0.445 | 0.132 | 190 | 0 | 0.22 | 1 | 1 | cs | TRUE
42 | MV_311_0_line_42 |  | 38 | 39 | 0.029722 | 0.445 | 0.132 | 190 | 0 | 0.22 | 1 | 1 | cs | TRUE
43 | MV_311_0_line_43 |  | 39 | 40 | 1.6898 | 0.5939 | 0.372 | 9.5 | 0 | 0.21 | 1 | 1 | ol | TRUE
44 | MV_311_0_line_44 |  | 40 | 41 | 0.085263 | 0.445 | 0.132 | 190 | 0 | 0.22 | 1 | 1 | cs | TRUE
45 | MV_311_0_line_45 |  | 41 | 121 | 0.092596 | 0.445 | 0.132 | 190 | 0 | 0.22 | 1 | 1 | cs | TRUE
46 | MV_311_0_line_46 |  | 41 | 119 | 1.1163 | 0.445 | 0.132 | 190 | 0 | 0.22 | 1 | 1 | cs | TRUE
47 | MV_311_0_line_47 |  | 42 | 43 | 0.055714 | 0.445 | 0.132 | 190 | 0 | 0.22 | 1 | 1 | cs | TRUE
48 | MV_311_0_line_48 |  | 43 | 128 | 0.21158 | 0.445 | 0.132 | 190 | 0 | 0.22 | 1 | 1 | cs | TRUE
49 | MV_311_0_line_49 |  | 44 | 45 | 0.12921 | 0.445 | 0.132 | 190 | 0 | 0.22 | 1 | 1 | cs | TRUE
50 | MV_311_0_line_50 |  | 45 | 46 | 0.93819 | 0.445 | 0.132 | 190 | 0 | 0.22 | 1 | 1 | cs | TRUE
51 | MV_311_0_line_51 |  | 45 | 47 | 0.53387 | 0.5939 | 0.372 | 9.5 | 0 | 0.21 | 1 | 1 | ol | TRUE
52 | MV_311_0_line_52 |  | 46 | 49 | 0.023508 | 0.061 | 0.056 | 608 | 0 | 0.842 | 1 | 1 | cs | TRUE
53 | MV_311_0_line_53 |  | 46 | 50 | 0.068614 | 0.5939 | 0.372 | 9.5 | 0 | 0.21 | 1 | 1 | ol | TRUE
54 | MV_311_0_line_54 |  | 46 | 51 | 0.26572 | 0.1188 | 0.172 | 20.6 | 0 | 0.82 | 1 | 1 | ol | TRUE
55 | MV_311_0_line_55 |  | 47 | 48 | 0.049238 | 0.445 | 0.132 | 190 | 0 | 0.22 | 1 | 1 | cs | TRUE
56 | MV_311_0_line_56 |  | 48 | 67 | 0.30249 | 0.445 | 0.132 | 190 | 0 | 0.22 | 1 | 1 | cs | TRUE
57 | MV_311_0_line_57 |  | 49 | 52 | 0.074988 | 0.061 | 0.056 | 608 | 0 | 0.842 | 1 | 1 | cs | TRUE
58 | MV_311_0_line_58 |  | 50 | 53 | 0.019367 | 0.445 | 0.132 | 190 | 0 | 0.22 | 1 | 1 | cs | TRUE
59 | MV_311_0_line_59 |  | 51 | 54 | 0.020155 | 0.061 | 0.056 | 608 | 0 | 0.842 | 1 | 1 | cs | TRUE
60 | MV_311_0_line_60 |  | 52 | 59 | 1.1795 | 0.1188 | 0.172 | 20.6 | 0 | 0.82 | 1 | 1 | ol | TRUE
61 | MV_311_0_line_61 |  | 54 | 55 | 0.70821 | 0.1188 | 0.172 | 20.6 | 0 | 0.82 | 1 | 1 | ol | TRUE
62 | MV_311_0_line_62 |  | 55 | 56 | 0.090432 | 0.061 | 0.056 | 608 | 0 | 0.842 | 1 | 1 | cs | TRUE
63 | MV_311_0_line_63 |  | 56 | 73 | 0.10006 | 0.061 | 0.056 | 608 | 0 | 0.842 | 1 | 1 | cs | TRUE
64 | MV_311_0_line_64 |  | 57 | 58 | 1.9557 | 0.1188 | 0.172 | 20.6 | 0 | 0.82 | 1 | 1 | ol | TRUE
65 | MV_311_0_line_65 |  | 58 | 62 | 0.036615 | 0.061 | 0.056 | 608 | 0 | 0.842 | 1 | 1 | cs | TRUE
66 | MV_311_0_line_66 |  | 58 | 63 | 3.0549 | 0.1188 | 0.172 | 20.6 | 0 | 0.82 | 1 | 1 | ol | TRUE
67 | MV_311_0_line_67 |  | 59 | 60 | 0.034231 | 0.061 | 0.056 | 608 | 0 | 0.842 | 1 | 1 | cs | TRUE
68 | MV_311_0_line_68 |  | 60 | 61 | 0.78724 | 0.1188 | 0.172 | 20.6 | 0 | 0.82 | 1 | 1 | ol | TRUE
69 | MV_311_0_line_69 |  | 61 | 170 | 0.030718 | 0.103 | 0.058 | 500 | 0 | 0.638 | 1 | 1 | cs | TRUE
70 | MV_311_0_line_70 |  | 62 | 64 | 1.4709 | 0.1188 | 0.172 | 20.6 | 0 | 0.82 | 1 | 1 | ol | TRUE
71 | MV_311_0_line_71 |  | 63 | 102 | 0.096615 | 0.1188 | 0.172 | 20.6 | 0 | 0.82 | 1 | 1 | ol | TRUE
72 | MV_311_0_line_72 |  | 64 | 112 | 0.089843 | 0.061 | 0.056 | 608 | 0 | 0.842 | 1 | 1 | cs | TRUE
73 | MV_311_0_line_73 |  | 65 | 66 | 0.11473 | 0.5939 | 0.372 | 9.5 | 0 | 0.21 | 1 | 1 | ol | TRUE
74 | MV_311_0_line_74 |  | 66 | 67 | 0.060036 | 0.445 | 0.132 | 190 | 0 | 0.22 | 1 | 1 | cs | TRUE
75 | MV_311_0_line_75 |  | 68 | 69 | 0.012141 | 0.445 | 0.132 | 190 | 0 | 0.22 | 1 | 1 | cs | TRUE
76 | MV_311_0_line_76 |  | 69 | 70 | 0.0060047 | 0.445 | 0.132 | 190 | 0 | 0.22 | 1 | 1 | cs | TRUE
77 | MV_311_0_line_77 |  | 70 | 71 | 0.037742 | 0.103 | 0.058 | 500 | 0 | 0.638 | 1 | 1 | cs | TRUE
78 | MV_311_0_line_78 |  | 70 | 72 | 0.024659 | 0.103 | 0.058 | 500 | 0 | 0.638 | 1 | 1 | cs | TRUE
79 | MV_311_0_line_79 |  | 71 | 94 | 0.13611 | 0.103 | 0.058 | 500 | 0 | 0.638 | 1 | 1 | cs | TRUE
80 | MV_311_0_line_80 |  | 72 | 88 | 0.011443 | 0.103 | 0.058 | 500 | 0 | 0.638 | 1 | 1 | cs | TRUE
81 | MV_311_0_line_81 |  | 73 | 76 | 0.044382 | 0.445 | 0.132 | 190 | 0 | 0.22 | 1 | 1 | cs | TRUE
82 | MV_311_0_line_82 |  | 73 | 74 | 0.17899 | 0.061 | 0.056 | 608 | 0 | 0.842 | 1 | 1 | cs | TRUE
83 | MV_311_0_line_83 |  | 74 | 75 | 0.066324 | 0.061 | 0.056 | 608 | 0 | 0.842 | 1 | 1 | cs | TRUE
84 | MV_311_0_line_84 |  | 75 | 77 | 0.070197 | 0.061 | 0.056 | 608 | 0 | 0.842 | 1 | 1 | cs | TRUE
85 | MV_311_0_line_85 |  | 77 | 89 | 0.12473 | 0.061 | 0.056 | 608 | 0 | 0.842 | 1 | 1 | cs | TRUE
86 | MV_311_0_line_86 |  | 78 | 79 | 0.02681 | 0.103 | 0.058 | 500 | 0 | 0.638 | 1 | 1 | cs | TRUE
87 | MV_311_0_line_87 |  | 78 | 80 | 0.28146 | 0.103 | 0.058 | 500 | 0 | 0.638 | 1 | 1 | cs | TRUE
88 | MV_311_0_line_88 |  | 79 | 81 | 0.051624 | 0.103 | 0.058 | 500 | 0 | 0.638 | 1 | 1 | cs | TRUE
89 | MV_311_0_line_89 |  | 80 | 84 | 0.099095 | 0.445 | 0.132 | 190 | 0 | 0.22 | 1 | 1 | cs | TRUE
90 | MV_311_0_line_90 |  | 80 | 85 | 0.042888 | 0.103 | 0.058 | 500 | 0 | 0.638 | 1 | 1 | cs | TRUE
91 | MV_311_0_line_91 |  | 80 | 82 | 0.18789 | 0.103 | 0.058 | 500 | 0 | 0.638 | 1 | 1 | cs | TRUE
92 | MV_311_0_line_92 |  | 81 | 87 | 0.007835 | 0.445 | 0.132 | 190 | 0 | 0.22 | 1 | 1 | cs | TRUE
93 | MV_311_0_line_93 |  | 81 | 88 | 0.021904 | 0.103 | 0.058 | 500 | 0 | 0.638 | 1 | 1 | cs | TRUE
94 | MV_311_0_line_94 |  | 82 | 83 | 0.044666 | 0.103 | 0.058 | 500 | 0 | 0.638 | 1 | 1 | cs | TRUE
95 | MV_311_0_line_95 |  | 83 | 89 | 0.054691 | 0.103 | 0.058 | 500 | 0 | 0.638 | 1 | 1 | cs | TRUE
96 | MV_311_0_line_96 |  | 84 | 86 | 0.060908 | 0.5939 | 0.372 | 9.5 | 0 | 0.21 | 1 | 1 | ol | TRUE
97 | MV_311_0_line_97 |  | 87 | 90 | 0.021684 | 0.445 | 0.132 | 190 | 0 | 0.22 | 1 | 1 | cs | TRUE
98 | MV_311_0_line_98 |  | 89 | 101 | 0.29575 | 0.061 | 0.056 | 608 | 0 | 0.842 | 1 | 1 | cs | TRUE
99 | MV_311_0_line_99 |  | 90 | 199 | 0.0035694 | 0.445 | 0.132 | 190 | 0 | 0.22 | 1 | 1 | cs | TRUE
100 | MV_311_0_line_100 |  | 91 | 92 | 0.043937 | 0.103 | 0.058 | 500 | 0 | 0.638 | 1 | 1 | cs | TRUE
101 | MV_311_0_line_101 |  | 91 | 93 | 0.25769 | 0.119 | 0.32 | 11 | 0 | 0.645 | 1 | 1 | ol | TRUE
102 | MV_311_0_line_102 |  | 92 | 94 | 0.045165 | 0.103 | 0.058 | 500 | 0 | 0.638 | 1 | 1 | cs | TRUE
103 | MV_311_0_line_103 |  | 93 | 95 | 0.13413 | 0.103 | 0.058 | 500 | 0 | 0.638 | 1 | 1 | cs | TRUE
104 | MV_311_0_line_104 |  | 95 | 98 | 0.097821 | 0.445 | 0.132 | 190 | 0 | 0.22 | 1 | 1 | cs | TRUE
105 | MV_311_0_line_105 |  | 96 | 97 | 0.092349 | 0.5939 | 0.372 | 9.5 | 0 | 0.21 | 1 | 1 | ol | TRUE
106 | MV_311_0_line_106 |  | 98 | 99 | 0.070612 | 0.445 | 0.132 | 190 | 0 | 0.22 | 1 | 1 | cs | TRUE
107 | MV_311_0_line_107 |  | 100 | 101 | 0.032875 | 0.1188 | 0.172 | 20.6 | 0 | 0.82 | 1 | 1 | ol | TRUE
108 | MV_311_0_line_108 |  | 100 | 102 | 0.9628 | 0.1188 | 0.172 | 20.6 | 0 | 0.82 | 1 | 1 | ol | TRUE
109 | MV_311_0_line_109 |  | 102 | 103 | 0.99387 | 0.119 | 0.32 | 11 | 0 | 0.645 | 1 | 1 | ol | TRUE
110 | MV_311_0_line_110 |  | 103 | 104 | 1.9396 | 0.119 | 0.32 | 11 | 0 | 0.645 | 1 | 1 | ol | TRUE
111 | MV_311_0_line_111 |  | 104 | 113 | 0.064636 | 0.103 | 0.058 | 500 | 0 | 0.638 | 1 | 1 | cs | TRUE
112 | MV_311_0_line_112 |  | 105 | 106 | 0.040213 | 0.103 | 0.058 | 500 | 0 | 0.638 | 1 | 1 | cs | TRUE
113 | MV_311_0_line_113 |  | 105 | 107 | 0.04134 | 0.103 | 0.058 | 500 | 0 | 0.638 | 1 | 1 | cs | TRUE
114 | MV_311_0_line_114 |  | 106 | 108 | 0.032548 | 0.103 | 0.058 | 500 | 0 | 0.638 | 1 | 1 | cs | TRUE
115 | MV_311_0_line_115 |  | 108 | 109 | 0.041869 | 0.061 | 0.056 | 608 | 0 | 0.842 | 1 | 1 | cs | TRUE
116 | MV_311_0_line_116 |  | 109 | 110 | 0.05477 | 0.061 | 0.056 | 608 | 0 | 0.842 | 1 | 1 | cs | TRUE
117 | MV_311_0_line_117 |  | 111 | 112 | 0.021652 | 0.061 | 0.056 | 608 | 0 | 0.842 | 1 | 1 | cs | TRUE
118 | MV_311_0_line_118 |  | 114 | 115 | 0.077184 | 0.445 | 0.132 | 190 | 0 | 0.22 | 1 | 1 | cs | TRUE
119 | MV_311_0_line_119 |  | 116 | 117 | 0.091769 | 0.061 | 0.056 | 608 | 0 | 0.842 | 1 | 1 | cs | TRUE
120 | MV_311_0_line_120 |  | 118 | 119 | 0.014661 | 0.445 | 0.132 | 190 | 0 | 0.22 | 1 | 1 | cs | TRUE
121 | MV_311_0_line_121 |  | 119 | 120 | 0.45784 | 0.445 | 0.132 | 190 | 0 | 0.22 | 1 | 1 | cs | TRUE
122 | MV_311_0_line_122 |  | 120 | 122 | 0.17943 | 0.5939 | 0.372 | 9.5 | 0 | 0.21 | 1 | 1 | ol | TRUE
123 | MV_311_0_line_123 |  | 121 | 123 | 0.045607 | 0.445 | 0.132 | 190 | 0 | 0.22 | 1 | 1 | cs | TRUE
124 | MV_311_0_line_124 |  | 121 | 124 | 0.2311 | 0.5939 | 0.372 | 9.5 | 0 | 0.21 | 1 | 1 | ol | TRUE
125 | MV_311_0_line_125 |  | 124 | 132 | 0.049119 | 0.445 | 0.132 | 190 | 0 | 0.22 | 1 | 1 | cs | TRUE
126 | MV_311_0_line_126 |  | 125 | 126 | 0.46897 | 0.445 | 0.132 | 190 | 0 | 0.22 | 1 | 1 | cs | TRUE
127 | MV_311_0_line_127 |  | 125 | 127 | 0.020942 | 0.445 | 0.132 | 190 | 0 | 0.22 | 1 | 1 | cs | TRUE
128 | MV_311_0_line_128 |  | 126 | 140 | 0.18358 | 0.445 | 0.132 | 190 | 0 | 0.22 | 1 | 1 | cs | TRUE
129 | MV_311_0_line_129 |  | 127 | 128 | 0.071758 | 0.445 | 0.132 | 190 | 0 | 0.22 | 1 | 1 | cs | TRUE
130 | MV_311_0_line_130 |  | 127 | 136 | 0.31614 | 0.5939 | 0.372 | 9.5 | 0 | 0.21 | 1 | 1 | ol | TRUE
131 | MV_311_0_line_131 |  | 129 | 130 | 0.18846 | 0.5939 | 0.372 | 9.5 | 0 | 0.21 | 1 | 1 | ol | TRUE
132 | MV_311_0_line_132 |  | 129 | 131 | 0.053196 | 0.445 | 0.132 | 190 | 0 | 0.22 | 1 | 1 | cs | TRUE
133 | MV_311_0_line_133 |  | 130 | 132 | 0.11989 | 0.445 | 0.132 | 190 | 0 | 0.22 | 1 | 1 | cs | TRUE
134 | MV_311_0_line_134 |  | 131 | 133 | 0.022508 | 0.445 | 0.132 | 190 | 0 | 0.22 | 1 | 1 | cs | TRUE
135 | MV_311_0_line_135 |  | 133 | 134 | 0.38382 | 0.445 | 0.132 | 190 | 0 | 0.22 | 1 | 1 | cs | TRUE
136 | MV_311_0_line_136 |  | 134 | 135 | 0.070052 | 0.445 | 0.132 | 190 | 0 | 0.22 | 1 | 1 | cs | TRUE
137 | MV_311_0_line_137 |  | 135 | 136 | 0.009894 | 0.445 | 0.132 | 190 | 0 | 0.22 | 1 | 1 | cs | TRUE
138 | MV_311_0_line_138 |  | 136 | 174 | 0.51858 | 0.445 | 0.132 | 190 | 0 | 0.22 | 1 | 1 | cs | TRUE
139 | MV_311_0_line_139 |  | 137 | 138 | 0.08808 | 0.5939 | 0.372 | 9.5 | 0 | 0.21 | 1 | 1 | ol | TRUE
140 | MV_311_0_line_140 |  | 138 | 139 | 0.072951 | 0.445 | 0.132 | 190 | 0 | 0.22 | 1 | 1 | cs | TRUE
141 | MV_311_0_line_141 |  | 138 | 140 | 0.40655 | 0.445 | 0.132 | 190 | 0 | 0.22 | 1 | 1 | cs | TRUE
142 | MV_311_0_line_142 |  | 139 | 151 | 0.019617 | 0.445 | 0.132 | 190 | 0 | 0.22 | 1 | 1 | cs | TRUE
143 | MV_311_0_line_143 |  | 140 | 178 | 0.04209 | 0.5939 | 0.372 | 9.5 | 0 | 0.21 | 1 | 1 | ol | TRUE
144 | MV_311_0_line_144 |  | 141 | 142 | 0.05661 | 0.5939 | 0.372 | 9.5 | 0 | 0.21 | 1 | 1 | ol | TRUE
145 | MV_311_0_line_145 |  | 141 | 143 | 0.09507 | 0.5939 | 0.372 | 9.5 | 0 | 0.21 | 1 | 1 | ol | TRUE
146 | MV_311_0_line_146 |  | 142 | 144 | 0.010529 | 0.445 | 0.132 | 190 | 0 | 0.22 | 1 | 1 | cs | TRUE
147 | MV_311_0_line_147 |  | 143 | 145 | 0.19572 | 0.5939 | 0.372 | 9.5 | 0 | 0.21 | 1 | 1 | ol | TRUE
148 | MV_311_0_line_148 |  | 144 | 150 | 0.030948 | 0.5939 | 0.372 | 9.5 | 0 | 0.21 | 1 | 1 | ol | TRUE
149 | MV_311_0_line_149 |  | 145 | 152 | 0.092866 | 0.5939 | 0.372 | 9.5 | 0 | 0.21 | 1 | 1 | ol | TRUE
150 | MV_311_0_line_150 |  | 146 | 147 | 0.18635 | 0.445 | 0.132 | 190 | 0 | 0.22 | 1 | 1 | cs | TRUE
151 | MV_311_0_line_151 |  | 146 | 148 | 0.10065 | 0.5939 | 0.372 | 9.5 | 0 | 0.21 | 1 | 1 | ol | TRUE
152 | MV_311_0_line_152 |  | 147 | 149 | 0.030393 | 0.445 | 0.132 | 190 | 0 | 0.22 | 1 | 1 | cs | TRUE
153 | MV_311_0_line_153 |  | 147 | 150 | 0.1119 | 0.445 | 0.132 | 190 | 0 | 0.22 | 1 | 1 | cs | TRUE
154 | MV_311_0_line_154 |  | 148 | 161 | 0.01221 | 0.445 | 0.132 | 190 | 0 | 0.22 | 1 | 1 | cs | TRUE
155 | MV_311_0_line_155 |  | 149 | 185 | 0.16238 | 0.5939 | 0.372 | 9.5 | 0 | 0.21 | 1 | 1 | ol | TRUE
156 | MV_311_0_line_156 |  | 149 | 167 | 0.18102 | 0.5939 | 0.372 | 9.5 | 0 | 0.21 | 1 | 1 | ol | TRUE
157 | MV_311_0_line_157 |  | 150 | 151 | 0.036143 | 0.445 | 0.132 | 190 | 0 | 0.22 | 1 | 1 | cs | TRUE
158 | MV_311_0_line_158 |  | 153 | 154 | 0.026133 | 0.445 | 0.132 | 190 | 0 | 0.22 | 1 | 1 | cs | TRUE
159 | MV_311_0_line_159 |  | 153 | 155 | 0.036383 | 0.445 | 0.132 | 190 | 0 | 0.22 | 1 | 1 | cs | TRUE
160 | MV_311_0_line_160 |  | 154 | 156 | 0.016385 | 0.445 | 0.132 | 190 | 0 | 0.22 | 1 | 1 | cs | TRUE
161 | MV_311_0_line_161 |  | 155 | 157 | 0.1439 | 0.5939 | 0.372 | 9.5 | 0 | 0.21 | 1 | 1 | ol | TRUE
162 | MV_311_0_line_162 |  | 156 | 159 | 0.18121 | 0.445 | 0.132 | 190 | 0 | 0.22 | 1 | 1 | cs | TRUE
163 | MV_311_0_line_163 |  | 156 | 160 | 0.044652 | 0.445 | 0.132 | 190 | 0 | 0.22 | 1 | 1 | cs | TRUE
164 | MV_311_0_line_164 |  | 157 | 158 | 0.083873 | 0.445 | 0.132 | 190 | 0 | 0.22 | 1 | 1 | cs | TRUE
165 | MV_311_0_line_165 |  | 159 | 170 | 0.058338 | 0.103 | 0.058 | 500 | 0 | 0.638 | 1 | 1 | cs | TRUE
166 | MV_311_0_line_166 |  | 159 | 171 | 0.2796 | 0.161 | 0.117 | 273 | 0 | 0.362 | 1 | 1 | cs | TRUE
167 | MV_311_0_line_167 |  | 159 | 172 | 0.078047 | 0.5939 | 0.372 | 9.5 | 0 | 0.21 | 1 | 1 | ol | TRUE
168 | MV_311_0_line_168 |  | 160 | 173 | 0.013238 | 0.445 | 0.132 | 190 | 0 | 0.22 | 1 | 1 | cs | TRUE
169 | MV_311_0_line_169 |  | 161 | 162 | 0.10956 | 0.445 | 0.132 | 190 | 0 | 0.22 | 1 | 1 | cs | TRUE
170 | MV_311_0_line_170 |  | 162 | 163 | 0.042224 | 0.445 | 0.132 | 190 | 0 | 0.22 | 1 | 1 | cs | TRUE
171 | MV_311_0_line_171 |  | 162 | 164 | 0.069252 | 0.5939 | 0.372 | 9.5 | 0 | 0.21 | 1 | 1 | ol | TRUE
172 | MV_311_0_line_172 |  | 163 | 168 | 0.11656 | 0.445 | 0.132 | 190 | 0 | 0.22 | 1 | 1 | cs | TRUE
173 | MV_311_0_line_173 |  | 165 | 166 | 0.18685 | 0.445 | 0.132 | 190 | 0 | 0.22 | 1 | 1 | cs | TRUE
174 | MV_311_0_line_174 |  | 165 | 167 | 0.0868 | 0.5939 | 0.372 | 9.5 | 0 | 0.21 | 1 | 1 | ol | TRUE
175 | MV_311_0_line_175 |  | 166 | 169 | 0.064348 | 0.445 | 0.132 | 190 | 0 | 0.22 | 1 | 1 | cs | TRUE
176 | MV_311_0_line_176 |  | 168 | 171 | 0.14086 | 0.306 | 0.35 | 10 | 0 | 0.35 | 1 | 1 | ol | TRUE
177 | MV_311_0_line_177 |  | 169 | 186 | 0.095482 | 0.445 | 0.132 | 190 | 0 | 0.22 | 1 | 1 | cs | TRUE
178 | MV_311_0_line_178 |  | 169 | 187 | 0.060758 | 0.445 | 0.132 | 190 | 0 | 0.22 | 1 | 1 | cs | TRUE
179 | MV_311_0_line_179 |  | 173 | 184 | 0.061128 | 0.445 | 0.132 | 190 | 0 | 0.22 | 1 | 1 | cs | TRUE
180 | MV_311_0_line_180 |  | 174 | 181 | 0.013678 | 0.445 | 0.132 | 190 | 0 | 0.22 | 1 | 1 | cs | TRUE
181 | MV_311_0_line_181 |  | 175 | 176 | 0.021027 | 0.445 | 0.132 | 190 | 0 | 0.22 | 1 | 1 | cs | TRUE
182 | MV_311_0_line_182 |  | 175 | 177 | 0.15377 | 0.5939 | 0.372 | 9.5 | 0 | 0.21 | 1 | 1 | ol | TRUE
183 | MV_311_0_line_183 |  | 176 | 179 | 0.052559 | 0.445 | 0.132 | 190 | 0 | 0.22 | 1 | 1 | cs | TRUE
184 | MV_311_0_line_184 |  | 176 | 180 | 0.049149 | 0.445 | 0.132 | 190 | 0 | 0.22 | 1 | 1 | cs | TRUE
185 | MV_311_0_line_185 |  | 177 | 183 | 0.075472 | 0.445 | 0.132 | 190 | 0 | 0.22 | 1 | 1 | cs | TRUE
186 | MV_311_0_line_186 |  | 179 | 191 | 0.059661 | 0.445 | 0.132 | 190 | 0 | 0.22 | 1 | 1 | cs | TRUE
187 | MV_311_0_line_187 |  | 180 | 197 | 0.12861 | 0.5939 | 0.372 | 9.5 | 0 | 0.21 | 1 | 1 | ol | TRUE
188 | MV_311_0_line_188 |  | 181 | 182 | 0.016389 | 0.445 | 0.132 | 190 | 0 | 0.22 | 1 | 1 | cs | TRUE
189 | MV_311_0_line_189 |  | 182 | 183 | 0.02886 | 0.445 | 0.132 | 190 | 0 | 0.22 | 1 | 1 | cs | TRUE
190 | MV_311_0_line_190 |  | 186 | 189 | 0.064967 | 0.445 | 0.132 | 190 | 0 | 0.22 | 1 | 1 | cs | TRUE
191 | MV_311_0_line_191 |  | 187 | 188 | 0.060742 | 0.445 | 0.132 | 190 | 0 | 0.22 | 1 | 1 | cs | TRUE
192 | MV_311_0_line_192 |  | 189 | 190 | 0.12425 | 0.445 | 0.132 | 190 | 0 | 0.22 | 1 | 1 | cs | TRUE
193 | MV_311_0_line_193 |  | 191 | 192 | 0.032904 | 0.445 | 0.132 | 190 | 0 | 0.22 | 1 | 1 | cs | TRUE
194 | MV_311_0_line_194 |  | 191 | 193 | 0.17151 | 0.5939 | 0.372 | 9.5 | 0 | 0.21 | 1 | 1 | ol | TRUE
195 | MV_311_0_line_195 |  | 192 | 194 | 0.019325 | 0.445 | 0.132 | 190 | 0 | 0.22 | 1 | 1 | cs | TRUE
196 | MV_311_0_line_196 |  | 193 | 195 | 0.010308 | 0.445 | 0.132 | 190 | 0 | 0.22 | 1 | 1 | cs | TRUE
197 | MV_311_0_line_197 |  | 194 | 196 | 0.0049249 | 0.445 | 0.132 | 190 | 0 | 0.22 | 1 | 1 | cs | TRUE
198 | MV_311_0_line_198 |  | 197 | 198 | 0.063717 | 0.445 | 0.132 | 190 | 0 | 0.22 | 1 | 1 | cs | TRUE
199 | MV_311_0_line_199 |  | 199 | 200 | 0.011587 | 0.445 | 0.132 | 190 | 0 | 0.22 | 1 | 1 | cs | TRUE

## trafo
| name | std_type | hv_bus | lv_bus | sn_mva | vn_hv_kv | vn_lv_kv | vk_percent | vkr_percent | pfe_kw | i0_percent | shift_degree | tap_side | tap_neutral | tap_min | tap_max | tap_step_percent | tap_step_degree | tap_pos | tap_phase_shifter | parallel | df | in_service
0 | MV_311_0_trafo_27 | 25 MVA 110/20 kV | 201 | 54 | 25 | 110 | 20 | 12 | 0.41 | 14 | 0.07 | 150 | hv | 0 | -9 | 9 | 1.5 | 0 | 0 | FALSE | 1 | 1 | TRUE

## bus_geodata
| x | y | coords
0 | 2585224.4253 | 1226852.71
1 | 2585257.5815 | 1226813.4819
2 | 2585769.2561 | 1226939.7368
3 | 2584050.4296 | 1231425.8555
4 | 2585621.1966 | 1227088.227
5 | 2583959.5195 | 1231470.1804
6 | 2585777.695 | 1226903.7285
7 | 2585657.6669 | 1227027.6138
8 | 2578594.9212 | 1239074.9551
9 | 2578546.5896 | 1239061.0883
10 | 2579765.4061 | 1236827.5628
11 | 2575370.3263 | 1239382.4303
12 | 2579843.0822 | 1236643.1171
13 | 2583313.5619 | 1231846.0163
14 | 2583399.4813 | 1231789.1958
15 | 2583449.8599 | 1231592.2359
16 | 2575527.4161 | 1242685.549
17 | 2576604.9357 | 1234141.3531
18 | 2576599.9132 | 1234132.6565
19 | 2576804.0273 | 1234405.7426
20 | 2576607.8784 | 1233888.231
21 | 2576874.6666 | 1234428.8137
22 | 2576939.2474 | 1236432.7168
23 | 2577401.1593 | 1236547.6388
24 | 2576871.9584 | 1236461.1414
25 | 2582472.6538 | 1230859.1317
26 | 2582943.3276 | 1231127.0949
27 | 2582470.81 | 1230832.4211
28 | 2576762.4411 | 1233788.3501
29 | 2576788.9891 | 1233784.8977
30 | 2576588.308 | 1233843.4254
31 | 2576861.1505 | 1233790.6759
32 | 2579159.1535 | 1234619.6667
33 | 2579207.3448 | 1234631.1264
34 | 2576990.4257 | 1233853.2992
35 | 2577618.2458 | 1236513.7149
36 | 2577661.2326 | 1236514.653
37 | 2577357.2814 | 1236529.3175
38 | 2589381.7882 | 1233868.5595
39 | 2589402.9456 | 1233847.9979
40 | 2588925.3426 | 1232227.0857
41 | 2588972.0092 | 1232156
42 | 2588213.2688 | 1232407.7625
43 | 2588244.6433 | 1232361.7277
44 | 2584915.5278 | 1231702.1038
45 | 2584786.0018 | 1231697.8776
46 | 2584830.867 | 1232367.2435
47 | 2584264.4194 | 1231584.0186
48 | 2584249.2026 | 1231630.854
49 | 2584854.4169 | 1232368.3727
50 | 2584764.9086 | 1232386.1468
51 | 2584565.6233 | 1232383.2175
52 | 2584900.9859 | 1232314.0665
53 | 2584753.8588 | 1232370.2212
54 | 2584545.7043 | 1232386.5938
55 | 2584152.0133 | 1231797.892
56 | 2584069.9868 | 1231759.3114
57 | 2585102.5054 | 1235913.9747
58 | 2583147.3929 | 1235962.2235
59 | 2586080.4951 | 1232305.2642
60 | 2586099.9409 | 1232277.3016
61 | 2586785.7419 | 1231890.7425
62 | 2583131.5205 | 1235994.9889
63 | 2583457.2655 | 1232923.0745
64 | 2581682.4229 | 1235742.4354
65 | 2583834.8591 | 1231461.27
66 | 2583893.5423 | 1231559.8581
67 | 2583952.5635 | 1231571.7382
68 | 2583690.2436 | 1231412.2139
69 | 2583678.8322 | 1231416.36
70 | 2583673.1884 | 1231418.4105
71 | 2583639.5167 | 1231401.3625
72 | 2583655.1752 | 1231435.2513
73 | 2584034.0442 | 1231852.6868
74 | 2583928.7509 | 1231806.5665
75 | 2583867.8741 | 1231779.8384
76 | 2584018.0808 | 1231894.1105
77 | 2583800.2695 | 1231760.2447
78 | 2583704.0208 | 1231494.16
79 | 2583679.8096 | 1231482.6451
80 | 2583526.7618 | 1231615.6353
81 | 2583633.2607 | 1231460.3239
82 | 2583704.9557 | 1231638.2553
83 | 2583749.5677 | 1231642.3128
84 | 2583534.2605 | 1231676.162
85 | 2583486.6984 | 1231600.0265
86 | 2583591.0604 | 1231698.1507
87 | 2583626.8418 | 1231455.8056
88 | 2583647.2108 | 1231443.4371
89 | 2583735.6061 | 1231695.1941
90 | 2583612.3426 | 1231439.6825
91 | 2583531.0084 | 1231278.0981
92 | 2583533.5079 | 1231321.7507
93 | 2583278.1273 | 1231228.5556
94 | 2583514.2258 | 1231353.6236
95 | 2583165.4793 | 1231161.2902
96 | 2583176.3625 | 1231605.9825
97 | 2583188.5208 | 1231514.4372
98 | 2583094.4271 | 1231213.1574
99 | 2583140.4052 | 1231259.4985
100 | 2583737.7254 | 1231942.5485
101 | 2583742.2244 | 1231909.9831
102 | 2583400.9917 | 1232844.5402
103 | 2582471.1764 | 1232493.4994
104 | 2580532.4568 | 1232553.075
105 | 2579625.2116 | 1234799.5327
106 | 2579610.0105 | 1234836.7619
107 | 2579586.9387 | 1234783.9054
108 | 2579589.8082 | 1234862.325
109 | 2579551.7723 | 1234853.4496
110 | 2579528.1772 | 1234813.3858
111 | 2581573.1283 | 1235721.9735
112 | 2581594.0839 | 1235727.5561
113 | 2580485.8688 | 1232508.6794
114 | 2576933.7138 | 1233757.0315
115 | 2576864.4096 | 1233789.796
116 | 2576907.2335 | 1233802.0918
117 | 2576997.4785 | 1233819.6734
118 | 2589809.1412 | 1231980.7114
119 | 2589819.5776 | 1231990.855
120 | 2590001.6276 | 1232076.1615
121 | 2588896.0716 | 1232102.7103
122 | 2590180.5241 | 1232062.397
123 | 2588869.1102 | 1232139.4944
124 | 2588894.7308 | 1231871.6144
125 | 2588234.1879 | 1232096.2443
126 | 2587990.6494 | 1232042.8692
127 | 2588228.8675 | 1232116.5004
128 | 2588218.4089 | 1232187.4751
129 | 2588703.636 | 1232086.1434
130 | 2588783.3517 | 1231915.3775
131 | 2588727.4976 | 1232130.5246
132 | 2588853.0934 | 1231845.559
133 | 2588744.9454 | 1232144.7441
134 | 2588584.3844 | 1232247.9702
135 | 2588542.662 | 1232191.6171
136 | 2588534.5184 | 1232197.2697
137 | 2587759.552 | 1231813.0611
138 | 2587767.0637 | 1231900.8206
139 | 2587695.1055 | 1231912.7393
140 | 2587915.554 | 1232121.1585
141 | 2587617.5368 | 1231826.8544
142 | 2587624.8868 | 1231882.9851
143 | 2587524.3726 | 1231845.7952
144 | 2587626.2922 | 1231893.4195
145 | 2587486.2343 | 1231653.8272
146 | 2587431.1072 | 1231952.0235
147 | 2587576.7255 | 1231975.2738
148 | 2587330.6177 | 1231957.6416
149 | 2587579.023 | 1232005.5761
150 | 2587639.8902 | 1231921.2199
151 | 2587675.6936 | 1231915.5639
152 | 2587450.9694 | 1231567.917
153 | 2586972.51 | 1231990.3514
154 | 2586946.5336 | 1231993.2105
155 | 2586978.018 | 1232026.3151
156 | 2586930.2468 | 1231995.0031
157 | 2587092.8146 | 1232113.0834
158 | 2587176.7544 | 1232116.6471
159 | 2586874.7265 | 1231884.3596
160 | 2586885.9961 | 1232000.9754
161 | 2587322.0758 | 1231950.1888
162 | 2587296.5111 | 1231843.7241
163 | 2587283.3784 | 1231803.7172
164 | 2587364.334 | 1231829.7258
165 | 2587384.5104 | 1232186.0859
166 | 2587393.3804 | 1232361.4949
167 | 2587458.4183 | 1232140.5678
168 | 2587196.9819 | 1231727.2801
169 | 2587374.97 | 1232423.1603
170 | 2586816.4258 | 1231889.2924
171 | 2587105.8355 | 1231834.6763
172 | 2586875.8932 | 1231806.3212
173 | 2586872.8771 | 1232002.7461
174 | 2588495.0842 | 1231827.6686
175 | 2588274.0541 | 1231727.321
176 | 2588273.3157 | 1231706.3098
177 | 2588426.2147 | 1231749.5118
178 | 2587944.2179 | 1232090.3369
179 | 2588263.6576 | 1231655.0315
180 | 2588229.2572 | 1231715.9366
181 | 2588503.2123 | 1231817.7134
182 | 2588493.4753 | 1231806.3923
183 | 2588491.1453 | 1231788.108
184 | 2586870.4158 | 1232063.8105
185 | 2587680.9989 | 1232131.9385
186 | 2587468.9908 | 1232441.2932
187 | 2587350.5887 | 1232478.8349
188 | 2587340.4561 | 1232537.7254
189 | 2587506.0555 | 1232389.2499
190 | 2587605.6361 | 1232314.773
191 | 2588259.4729 | 1231595.5263
192 | 2588227.1033 | 1231600.416
193 | 2588298.6844 | 1231428.5594
194 | 2588212.7657 | 1231587.4145
195 | 2588289.0071 | 1231424.932
196 | 2588209.1139 | 1231584.1101
197 | 2588100.965 | 1231725.0215
198 | 2588040.665 | 1231745.6081
199 | 2583609.8063 | 1231437.2336
200 | 2583599.2334 | 1231432.4927
201 | 2584545.7043 | 1232386.5938

## line_std_types
| c_nf_per_km | r_ohm_per_km | x_ohm_per_km | max_i_ka | type | q_mm2 | alpha | voltage_rating
NAYY 4x50 SE | 210 | 0.642 | 0.083 | 0.142 | cs | 50 | 0.00403 | LV
NAYY 4x120 SE | 264 | 0.225 | 0.08 | 0.242 | cs | 120 | 0.00403 | LV
NAYY 4x150 SE | 261 | 0.208 | 0.08 | 0.27 | cs | 150 | 0.00403 | LV
NA2XS2Y 1x95 RM/25 12/20 kV | 216 | 0.313 | 0.132 | 0.252 | cs | 95 | 0.00403 | MV
NA2XS2Y 1x185 RM/25 12/20 kV | 273 | 0.161 | 0.117 | 0.362 | cs | 185 | 0.00403 | MV
NA2XS2Y 1x240 RM/25 12/20 kV | 304 | 0.122 | 0.112 | 0.421 | cs | 240 | 0.00403 | MV
NA2XS2Y 1x95 RM/25 6/10 kV | 315 | 0.313 | 0.123 | 0.249 | cs | 95 | 0.00403 | MV
NA2XS2Y 1x185 RM/25 6/10 kV | 406 | 0.161 | 0.11 | 0.358 | cs | 185 | 0.00403 | MV
NA2XS2Y 1x240 RM/25 6/10 kV | 456 | 0.122 | 0.105 | 0.416 | cs | 240 | 0.00403 | MV
NA2XS2Y 1x150 RM/25 12/20 kV | 250 | 0.206 | 0.116 | 0.319 | cs | 150 | 0.00403 | MV
NA2XS2Y 1x120 RM/25 12/20 kV | 230 | 0.253 | 0.119 | 0.283 | cs | 120 | 0.00403 | MV
NA2XS2Y 1x70 RM/25 12/20 kV | 190 | 0.443 | 0.132 | 0.22 | cs | 70 | 0.00403 | MV
NA2XS2Y 1x150 RM/25 6/10 kV | 360 | 0.206 | 0.11 | 0.315 | cs | 150 | 0.00403 | MV
NA2XS2Y 1x120 RM/25 6/10 kV | 340 | 0.253 | 0.113 | 0.28 | cs | 120 | 0.00403 | MV
NA2XS2Y 1x70 RM/25 6/10 kV | 280 | 0.443 | 0.123 | 0.217 | cs | 70 | 0.00403 | MV
N2XS(FL)2Y 1x120 RM/35 64/110 kV | 112 | 0.153 | 0.166 | 0.366 | cs | 120 | 0.00393 | HV
N2XS(FL)2Y 1x185 RM/35 64/110 kV | 125 | 0.099 | 0.156 | 0.457 | cs | 185 | 0.00393 | HV
N2XS(FL)2Y 1x240 RM/35 64/110 kV | 135 | 0.075 | 0.149 | 0.526 | cs | 240 | 0.00393 | HV
N2XS(FL)2Y 1x300 RM/35 64/110 kV | 144 | 0.06 | 0.144 | 0.588 | cs | 300 | 0.00393 | HV
15-AL1/3-ST1A 0.4 | 11 | 1.8769 | 0.35 | 0.105 | ol | 16 | 0.00403 | LV
24-AL1/4-ST1A 0.4 | 11.25 | 1.2012 | 0.335 | 0.14 | ol | 24 | 0.00403 | LV
48-AL1/8-ST1A 0.4 | 12.2 | 0.5939 | 0.3 | 0.21 | ol | 48 | 0.00403 | LV
94-AL1/15-ST1A 0.4 | 13.2 | 0.306 | 0.29 | 0.35 | ol | 94 | 0.00403 | LV
34-AL1/6-ST1A 10.0 | 9.7 | 0.8342 | 0.36 | 0.17 | ol | 34 | 0.00403 | MV
48-AL1/8-ST1A 10.0 | 10.1 | 0.5939 | 0.35 | 0.21 | ol | 48 | 0.00403 | MV
70-AL1/11-ST1A 10.0 | 10.4 | 0.4132 | 0.339 | 0.29 | ol | 70 | 0.00403 | MV
94-AL1/15-ST1A 10.0 | 10.75 | 0.306 | 0.33 | 0.35 | ol | 94 | 0.00403 | MV
122-AL1/20-ST1A 10.0 | 11.1 | 0.2376 | 0.323 | 0.41 | ol | 122 | 0.00403 | MV
149-AL1/24-ST1A 10.0 | 11.25 | 0.194 | 0.315 | 0.47 | ol | 149 | 0.00403 | MV
34-AL1/6-ST1A 20.0 | 9.15 | 0.8342 | 0.382 | 0.17 | ol | 34 | 0.00403 | MV
48-AL1/8-ST1A 20.0 | 9.5 | 0.5939 | 0.372 | 0.21 | ol | 48 | 0.00403 | MV
70-AL1/11-ST1A 20.0 | 9.7 | 0.4132 | 0.36 | 0.29 | ol | 70 | 0.00403 | MV
94-AL1/15-ST1A 20.0 | 10 | 0.306 | 0.35 | 0.35 | ol | 94 | 0.00403 | MV
122-AL1/20-ST1A 20.0 | 10.3 | 0.2376 | 0.344 | 0.41 | ol | 122 | 0.00403 | MV
149-AL1/24-ST1A 20.0 | 10.5 | 0.194 | 0.337 | 0.47 | ol | 149 | 0.00403 | MV
184-AL1/30-ST1A 20.0 | 10.75 | 0.1571 | 0.33 | 0.535 | ol | 184 | 0.00403 | MV
243-AL1/39-ST1A 20.0 | 11 | 0.1188 | 0.32 | 0.645 | ol | 243 | 0.00403 | MV
48-AL1/8-ST1A 110.0 | 8 | 0.5939 | 0.46 | 0.21 | ol | 48 | 0.00403 | HV
70-AL1/11-ST1A 110.0 | 8.4 | 0.4132 | 0.45 | 0.29 | ol | 70 | 0.00403 | HV
94-AL1/15-ST1A 110.0 | 8.65 | 0.306 | 0.44 | 0.35 | ol | 94 | 0.00403 | HV
122-AL1/20-ST1A 110.0 | 8.5 | 0.2376 | 0.43 | 0.41 | ol | 122 | 0.00403 | HV
149-AL1/24-ST1A 110.0 | 8.75 | 0.194 | 0.41 | 0.47 | ol | 149 | 0.00403 | HV
184-AL1/30-ST1A 110.0 | 8.8 | 0.1571 | 0.4 | 0.535 | ol | 184 | 0.00403 | HV
243-AL1/39-ST1A 110.0 | 9 | 0.1188 | 0.39 | 0.645 | ol | 243 | 0.00403 | HV
305-AL1/39-ST1A 110.0 | 9.2 | 0.0949 | 0.38 | 0.74 | ol | 305 | 0.00403 | HV
490-AL1/64-ST1A 110.0 | 9.75 | 0.059 | 0.37 | 0.96 | ol | 490 | 0.00403 | HV
679-AL1/86-ST1A 110.0 | 9.95 | 0.042 | 0.36 | 1.15 | ol | 679 | 0.00403 | HV
490-AL1/64-ST1A 220.0 | 10 | 0.059 | 0.285 | 0.96 | ol | 490 | 0.00403 | HV
679-AL1/86-ST1A 220.0 | 11.7 | 0.042 | 0.275 | 1.15 | ol | 679 | 0.00403 | HV
490-AL1/64-ST1A 380.0 | 11 | 0.059 | 0.253 | 0.96 | ol | 490 | 0.00403 | HV
679-AL1/86-ST1A 380.0 | 14.6 | 0.042 | 0.25 | 1.15 | ol | 679 | 0.00403 | HV

## trafo_std_types
| i0_percent | pfe_kw | vkr_percent | sn_mva | vn_lv_kv | vn_hv_kv | vk_percent | shift_degree | vector_group | tap_side | tap_neutral | tap_min | tap_max | tap_step_degree | tap_step_percent | tap_phase_shifter
160 MVA 380/110 kV | 0.06 | 60 | 0.25 | 160 | 110 | 380 | 12.2 | 0 | Yy0 | hv | 0 | -9 | 9 | 0 | 1.5 | FALSE
100 MVA 220/110 kV | 0.06 | 55 | 0.26 | 100 | 110 | 220 | 12 | 0 | Yy0 | hv | 0 | -9 | 9 | 0 | 1.5 | FALSE
63 MVA 110/20 kV | 0.04 | 22 | 0.32 | 63 | 20 | 110 | 18 | 150 | YNd5 | hv | 0 | -9 | 9 | 0 | 1.5 | FALSE
40 MVA 110/20 kV | 0.05 | 18 | 0.34 | 40 | 20 | 110 | 16.2 | 150 | YNd5 | hv | 0 | -9 | 9 | 0 | 1.5 | FALSE
25 MVA 110/20 kV | 0.07 | 14 | 0.41 | 25 | 20 | 110 | 12 | 150 | YNd5 | hv | 0 | -9 | 9 | 0 | 1.5 | FALSE
63 MVA 110/10 kV | 0.04 | 22 | 0.32 | 63 | 10 | 110 | 18 | 150 | YNd5 | hv | 0 | -9 | 9 | 0 | 1.5 | FALSE
40 MVA 110/10 kV | 0.05 | 18 | 0.34 | 40 | 10 | 110 | 16.2 | 150 | YNd5 | hv | 0 | -9 | 9 | 0 | 1.5 | FALSE
25 MVA 110/10 kV | 0.07 | 14 | 0.41 | 25 | 10 | 110 | 12 | 150 | YNd5 | hv | 0 | -9 | 9 | 0 | 1.5 | FALSE
0.25 MVA 20/0.4 kV | 0.32 | 0.8 | 1.44 | 0.25 | 0.4 | 20 | 6 | 150 | Yzn5 | hv | 0 | -2 | 2 | 0 | 2.5 | FALSE
0.4 MVA 20/0.4 kV | 0.3375 | 1.35 | 1.425 | 0.4 | 0.4 | 20 | 6 | 150 | Dyn5 | hv | 0 | -2 | 2 | 0 | 2.5 | FALSE
0.63 MVA 20/0.4 kV | 0.2619 | 1.65 | 1.206 | 0.63 | 0.4 | 20 | 6 | 150 | Dyn5 | hv | 0 | -2 | 2 | 0 | 2.5 | FALSE
0.25 MVA 10/0.4 kV | 0.24 | 0.6 | 1.2 | 0.25 | 0.4 | 10 | 4 | 150 | Dyn5 | hv | 0 | -2 | 2 | 0 | 2.5 | FALSE
0.4 MVA 10/0.4 kV | 0.2375 | 0.95 | 1.325 | 0.4 | 0.4 | 10 | 4 | 150 | Dyn5 | hv | 0 | -2 | 2 | 0 | 2.5 | FALSE
0.63 MVA 10/0.4 kV | 0.1873 | 1.18 | 1.0794 | 0.63 | 0.4 | 10 | 4 | 150 | Dyn5 | hv | 0 | -2 | 2 | 0 | 2.5 | FALSE

## trafo3w_std_types
| sn_hv_mva | sn_mv_mva | sn_lv_mva | vn_hv_kv | vn_mv_kv | vn_lv_kv | vk_hv_percent | vk_mv_percent | vk_lv_percent | vkr_hv_percent | vkr_mv_percent | vkr_lv_percent | pfe_kw | i0_percent | shift_mv_degree | shift_lv_degree | vector_group | tap_side | tap_neutral | tap_min | tap_max | tap_step_percent
63/25/38 MVA 110/20/10 kV | 63 | 25 | 38 | 110 | 20 | 10 | 10.4 | 10.4 | 10.4 | 0.28 | 0.32 | 0.35 | 35 | 0.89 | 0 | 0 | YN0yn0yn0 | hv | 0 | -10 | 10 | 1.2
63/25/38 MVA 110/10/10 kV | 63 | 25 | 38 | 110 | 10 | 10 | 10.4 | 10.4 | 10.4 | 0.28 | 0.32 | 0.35 | 35 | 0.89 | 0 | 0 | YN0yn0yn0 | hv | 0 | -10 | 10 | 1.2

## fuse_std_types
| fuse_type | i_rated_a | t_avg | t_min | t_total | x_avg | x_min | x_total
HV 100A | HV 100A | 100 | 0 | [10.0, 3.64, 0.854, 0.281, 0.1, 0.0531, 0.022, 0.01] | [10.0, 4.267, 1.21, 0.403, 0.1, 0.058, 0.022, 0.01] | 0 | [300.0, 350.0, 450.0, 550.0, 700.0, 850.0, 1200.0, 1752.0] | [600.0, 700.0, 900.0, 1150.0, 1665.0, 2000.0, 3000.0, 4313.0]
HV 10A | HV 10A | 10 | 0 | [10.0, 1675.0, 0.344, 0.156, 0.1, 0.0417, 0.0171, 0.01] | [10.0, 1.3, 0.3, 0.155, 0.1, 0.0555, 0.023, 0.01] | 0 | [30.0, 32.0, 35.0, 37.0, 39.0, 50.0, 70.0, 88.0] | [60.0, 70.0, 80.0, 87.0, 94.0, 110.0, 150.0, 216.0]
HV 125A | HV 125A | 125 | 0 | [10.0, 1.82, 0.344, 0.1, 0.0467, 0.0269, 0.01] | [10.0, 2.478, 0.426, 0.1, 0.0427, 0.0211, 0.01] | 0 | [375.0, 500.0, 700.0, 925.0, 1200.0, 1500.0, 2341.0] | [750.0, 1000.0, 1500.0, 2200.0, 3000.0, 4000.0, 5765.0]
HV 160A | HV 160A | 160 | 0 | [10.0, 4.15, 1.03, 0.198, 0.1, 0.051, 0.0172, 0.01] | [10.0, 2.3, 0.734, 0.274, 0.1, 0.046, 0.0177, 0.01] | 0 | [480.0, 550.0, 700.0, 1000.0, 1260.0, 1600.0, 2500.0, 3227.0] | [960.0, 1300.0, 1700.0, 2200.0, 2996.0, 4000.0, 6000.0, 7946.0]
HV 16A | HV 16A | 16 | 0 | [10.0, 0.352, 0.164, 0.1, 0.0649, 0.0342, 0.01] | [10.0, 2.34, 0.722, 0.181, 0.1, 0.055, 0.0296, 0.01] | 0 | [48.0, 60.0, 65.0, 71.0, 80.0, 100.0, 162.0] | [96.0, 110.0, 125.0, 150.0, 168.0, 200.0, 250.0, 398.0]
HV 200A | HV 200A | 200 | 0 | [10.0, 4.267, 1.21, 0.403, 0.1, 0.058, 0.022, 0.01] | [10.0, 3.73, 1.654, 0.328, 0.1, 0.0531, 0.019, 0.01] | 0 | [600.0, 700.0, 900.0, 1150.0, 1665.0, 2000.0, 3000.0, 4313.0] | [1200.0, 1500.0, 1800.0, 2700.0, 3960.0, 5000.0, 7500.0, 10620.0]
HV 20A | HV 20A | 20 | 0 | [10.0, 1.3, 0.3, 0.155, 0.1, 0.0555, 0.023, 0.01] | [10.0, 1.3, 0.161, 0.1, 0.0611, 0.0399, 0.0141, 0.01] | 0 | [60.0, 70.0, 80.0, 87.0, 94.0, 110.0, 150.0, 216.0] | [120.0, 150.0, 200.0, 223.0, 260.0, 300.0, 450.0, 532.0]
HV 25A | HV 25A | 25 | 0 | [10.0, 2.512, 0.833, 0.299, 0.1, 0.0372, 0.0223, 0.01] | [10.0, 3.125, 0.597, 0.198, 0.1, 0.0378, 0.022, 0.01] | 0 | [75.0, 82.0, 90.0, 100.0, 124.0, 170.0, 200.0, 289.0] | [150.0, 170.0, 210.0, 250.0, 294.0, 400.0, 500.0, 711.0]
HV 31.5A | HV 31.5A | 31.5 | 0 | [10.0, 2.34, 0.722, 0.181, 0.1, 0.055, 0.0296, 0.01] | [10.0, 2.84, 0.368, 0.164, 0.1, 0.0621, 0.0378, 0.0195, 0.01] | 0 | [95.0, 110.0, 125.0, 150.0, 165.0, 200.0, 250.0, 390.0] | [189.0, 220.0, 300.0, 350.0, 393.0, 450.0, 530.0, 700.0, 960.0]
HV 40A | HV 40A | 40 | 0 | [10.0, 1.3, 0.161, 0.1, 0.0611, 0.0399, 0.0141, 0.01] | [10.0, 2.05, 0.369, 0.198, 0.1, 0.051, 0.0298, 0.01] | 0 | [120.0, 150.0, 200.0, 223.0, 260.0, 300.0, 450.0, 532.0] | [240.0, 300.0, 400.0, 450.0, 530.0, 650.0, 800.0, 1311.0]
HV 50A | HV 50A | 50 | 0 | [10.0, 3.215, 0.597, 0.198, 0.1, 0.0378, 0.022, 0.01] | [10.0, 3.64, 0.854, 0.281, 0.1, 0.0531, 0.022, 0.01] | 0 | [150.0, 170.0, 210.0, 250.0, 294.0, 400.0, 500.0, 711.0] | [300.0, 350.0, 450.0, 550.0, 700.0, 850.0, 1200.0, 1752.0]
HV 6.3A | HV 6.3A | 6.3 | 0 | [10.0, 1.39, 0.344, 0.168, 0.1, 0.056, 0.0263, 0.01] | [10.0, 1.711, 0.516, 0.198, 0.1, 0.0634, 0.0303, 0.01] | 0 | [19.0, 19.5, 20.4, 20.8, 22.0, 25.0, 32.0, 48.0] | [38.0, 40.0, 43.0, 48.0, 53.0, 60.0, 75.0, 118.0]
HV 63A | HV 63A | 63 | 0 | [10.0, 2.84, 0.368, 0.164, 0.1, 0.0621, 0.0378, 0.0195, 0.01] | [10.0, 1.82, 0.344, 0.1, 0.0467, 0.0269, 0.01] | 0 | [189.0, 220.0, 300.0, 350.0, 393.0, 450.0, 530.0, 700.0, 961.0] | [378.0, 500.0, 700.0, 934.0, 1200.0, 1500.0, 2366.0]
HV 80A | HV 80A | 80 | 0 | [10.0, 2.05, 0.369, 0.198, 0.1, 0.051, 0.0298, 0.01] | [10.0, 4.15, 1.03, 0.198, 0.1, 0.051, 0.0172, 0.01] | 0 | [240.0, 300.0, 400.0, 450.0, 530.0, 650.0, 800.0, 1311.0] | [480.0, 550.0, 700.0, 1000.0, 1260.0, 1600.0, 2500.0, 3227.0]
Siemens NH-1-100 | Siemens NH-1-100 | 100 | [5400.0, 2000.0, 400.0, 20.0, 1.0, 0.2, 0.012, 0.004] | 0 | 0 | [150.0, 190.0, 250.0, 430.0, 900.0, 1250.0, 2700.0, 3600.0] | 0 | 0
Siemens NH-1-125 | Siemens NH-1-125 | 125 | [4800.0, 120.0, 7.0, 0.1, 0.004] | 0 | 0 | [180.0, 400.0, 740.0, 2000.0, 4250.0] | 0 | 0
Siemens NH-1-16 | Siemens NH-1-16 | 16 | [4000.0, 400.0, 2.0, 0.1, 0.04, 0.01] | 0 | 0 | [26.0, 35.0, 75.0, 150.0, 200.0, 300.0] | 0 | 0
Siemens NH-1-160 | Siemens NH-1-160 | 160 | [4800.0, 120.0, 7.0, 0.1, 0.004] | 0 | 0 | [210.0, 500.0, 900.0, 2300.0, 5000.0] | 0 | 0
Siemens NH-1-25 | Siemens NH-1-25 | 25 | [4000.0, 1000.0, 10.0, 0.2, 0.02, 0.01] | 0 | 0 | [40.0, 50.0, 100.0, 210.0, 400.0, 500.0] | 0 | 0
Siemens NH-1-50 | Siemens NH-1-50 | 50 | [4000.0, 40.0, 4.0, 1.0, 0.02, 0.01] | 0 | 0 | [86.0, 200.0, 300.0, 400.0, 1000.0, 1280.0] | 0 | 0
Siemens NH-1-63 | Siemens NH-1-63 | 63 | [4000.0, 100.0, 10.0, 2.0, 0.04, 0.01] | 0 | 0 | [100.0, 200.0, 300.0, 400.0, 1000.0, 1500.0] | 0 | 0
Siemens NH-1-80 | Siemens NH-1-80 | 80 | [4800.0, 120.0, 7.0, 0.1, 0.01] | 0 | 0 | [150.58, 250.0, 450.0, 1150.0, 2470.0] | 0 | 0
Siemens NH-2-1000 | Siemens NH-2-1000 | 1000 | [4800.0, 120.0, 7.0, 0.1, 0.004] | 0 | 0 | [1900.0, 3500.0, 8400.0, 24000.0, 52000.0] | 0 | 0
Siemens NH-2-200 | Siemens NH-2-200 | 200 | [4800.0, 120.0, 7.0, 0.1, 0.004] | 0 | 0 | [280.0, 650.0, 1200.0, 3000.0, 7000.0] | 0 | 0
Siemens NH-2-224 | Siemens NH-2-224 | 224 | [4800.0, 120.0, 7.0, 0.2, 0.04, 0.004] | 0 | 0 | [400.0, 750.0, 1453.0, 3025.0, 4315.0, 7600.0] | 0 | 0
Siemens NH-2-250 | Siemens NH-2-250 | 250 | [4800.0, 120.0, 7.0, 0.1, 0.004] | 0 | 0 | [450.0, 800.0, 1650.0, 4000.0, 8500.0] | 0 | 0
Siemens NH-2-315 | Siemens NH-2-315 | 315 | [4800.0, 120.0, 7.0, 0.1, 0.004] | 0 | 0 | [550.0, 920.0, 1900.0, 5000.0, 11000.0] | 0 | 0
Siemens NH-2-355 | Siemens NH-2-355 | 355 | [4800.0, 120.0, 6.0, 0.1, 0.004] | 0 | 0 | [650.0, 1116.27, 2350.0, 5840.0, 12790.0] | 0 | 0
Siemens NH-2-400 | Siemens NH-2-400 | 400 | [4800.0, 120.0, 7.0, 0.1, 0.004] | 0 | 0 | [720.0, 1350.0, 2800.0, 6500.0, 15000.0] | 0 | 0
Siemens NH-2-425 | Siemens NH-2-425 | 425 | [4800.0, 120.0, 7.0, 0.1, 0.004] | 0 | 0 | [850.0, 1500.0, 3050.0, 7500.0, 16500.0] | 0 | 0
Siemens NH-2-630 | Siemens NH-2-630 | 630 | [4800.0, 120.0, 7.0, 0.1, 0.004] | 0 | 0 | [1200.0, 2000.0, 4800.0, 12000.0, 26000.0] | 0 | 0

## res_bus
| vm_pu | va_degree | p_mw | q_mvar
0 | 0.98462 | -0.092604 | 0.39554 | 0.19157
1 | 0.98464 | -0.092853 | 0 | 0
2 | 0.98512 | -0.096684 | 0 | 0
3 | 0.99448 | -0.027128 | 0.148 | 0.071681
4 | 0.98545 | -0.097653 | 0.27515 | 0.13326
5 | 0.99464 | -0.028346 | 0 | 0
6 | 0.9851 | -0.09653 | 0.34152 | 0.1654
7 | 0.98535 | -0.098485 | 0 | 0
8 | 0.98648 | -0.49286 | 0.15582 | 0.075468
9 | 0.98647 | -0.49291 | 0 | 0
10 | 0.98695 | -0.47526 | 0 | 0
11 | 0.98611 | -0.50611 | 0.14225 | 0.068893
12 | 0.98697 | -0.47489 | 0.16449 | 0.079666
13 | 0.99574 | -0.1224 | 0 | 0
14 | 0.99572 | -0.12259 | 0.14765 | 0.07151
15 | 0.99577 | -0.12221 | 0 | 0
16 | 0.98596 | -0.51138 | 0.090235 | 0.043703
17 | 0.98372 | -0.59817 | 0.11137 | 0.053937
18 | 0.98372 | -0.59814 | 0 | 0
19 | 0.98365 | -0.60131 | 0 | 0
20 | 0.98376 | -0.59725 | 0 | 0
21 | 0.98364 | -0.60149 | 0.054227 | 0.026263
22 | 0.98323 | -0.61835 | 0 | 0
23 | 0.9832 | -0.61909 | 0 | 0
24 | 0.98321 | -0.61818 | 0.15875 | 0.076887
25 | 0.99494 | -0.12915 | 0 | 0
26 | 0.99509 | -0.12815 | 0 | 0
27 | 0.99493 | -0.1291 | 0.14431 | 0.069894
28 | 0.98379 | -0.59648 | 0 | 0
29 | 0.9838 | -0.59638 | 0.080982 | 0.039221
30 | 0.98375 | -0.59733 | 0.12879 | 0.062375
31 | 0.98381 | -0.59608 | 0 | 0
32 | 0.9853 | -0.53824 | 0.10806 | 0.052335
33 | 0.98531 | -0.5379 | 0 | 0
34 | 0.98385 | -0.59518 | 0.24031 | 0.11639
35 | 0.98315 | -0.61867 | 0 | 0
36 | 0.98314 | -0.6186 | 0.13471 | 0.065245
37 | 0.9832 | -0.61921 | 0.14768 | 0.071523
38 | 0.98258 | -0.22213 | 0.094711 | 0.04587
39 | 0.98258 | -0.22217 | 0 | 0
40 | 0.9829 | -0.21992 | 0.054751 | 0.026517
41 | 0.98291 | -0.22006 | 0 | 0
42 | 0.98509 | -0.20935 | 0.1608 | 0.07788
43 | 0.9851 | -0.20946 | 0 | 0
44 | 0.99703 | -0.019279 | 0.10743 | 0.05203
45 | 0.99705 | -0.019433 | 0 | 0
46 | 0.99899 | -0.034263 | 0 | 0
47 | 0.99548 | -0.031515 | 0.14299 | 0.069252
48 | 0.9954 | -0.030835 | 0 | 0
49 | 0.99896 | -0.034806 | 0 | 0
50 | 0.99898 | -0.03437 | 0 | 0
51 | 0.99997 | -0.00061293 | 0 | 0
52 | 0.99887 | -0.036538 | 0.080658 | 0.039064
53 | 0.99897 | -0.034341 | 0.12515 | 0.060611
54 | 1 | 0 | -15.5163 | -6.8411
55 | 0.99726 | -0.098815 | 0.067451 | 0.032668
56 | 0.9971 | -0.10191 | 0 | 0
57 | 0.99078 | -0.32639 | 0.077164 | 0.037372
58 | 0.99086 | -0.32378 | 0.067219 | 0.032556
59 | 0.99561 | -0.14894 | 0 | 0
60 | 0.99557 | -0.14973 | 0.15083 | 0.073049
61 | 0.99345 | -0.22313 | 0.43466 | 0.21051
62 | 0.99084 | -0.3242 | 0 | 0
63 | 0.99453 | -0.18093 | 0.088466 | 0.042846
64 | 0.98917 | -0.38946 | 0 | 0
65 | 0.99483 | -0.026557 | 0.096582 | 0.046777
66 | 0.99485 | -0.026421 | 0.12009 | 0.05816
67 | 0.99486 | -0.026575 | 0 | 0
68 | 0.99527 | -0.12411 | 0.12831 | 0.062144
69 | 0.99527 | -0.12413 | 0.67746 | 0.32811
70 | 0.99528 | -0.12418 | 0 | 0
71 | 0.99527 | -0.12423 | 0.156 | 0.075554
72 | 0.99529 | -0.12413 | 0.20269 | 0.098166
73 | 0.99693 | -0.10533 | 0 | 0
74 | 0.99663 | -0.11136 | 0 | 0
75 | 0.99652 | -0.11359 | 0.10066 | 0.048753
76 | 0.99693 | -0.10527 | 0.10348 | 0.050116
77 | 0.99641 | -0.11592 | 0 | 0
78 | 0.9954 | -0.12367 | 0 | 0
79 | 0.99536 | -0.12381 | 0.96584 | 0.46778
80 | 0.99578 | -0.12212 | 0 | 0
81 | 0.99531 | -0.12403 | 0 | 0
82 | 0.99605 | -0.12078 | 0 | 0
83 | 0.99612 | -0.12046 | 0.14503 | 0.070239
84 | 0.99576 | -0.12201 | 0 | 0
85 | 0.99577 | -0.12217 | 0.10238 | 0.049584
86 | 0.99575 | -0.12208 | 0.092458 | 0.04478
87 | 0.99531 | -0.12398 | 0 | 0
88 | 0.99529 | -0.1241 | 0.91775 | 0.44449
89 | 0.9962 | -0.12005 | 0 | 0
90 | 0.99529 | -0.12384 | 0.14236 | 0.068946
91 | 0.99523 | -0.12443 | 0.1207 | 0.058457
92 | 0.99524 | -0.12439 | 0 | 0
93 | 0.99517 | -0.12799 | 0.14982 | 0.07256
94 | 0.99525 | -0.12435 | 0 | 0
95 | 0.99516 | -0.12804 | 0 | 0
96 | 0.99573 | -0.12245 | 0.12257 | 0.059365
97 | 0.99575 | -0.12231 | 0 | 0
98 | 0.99514 | -0.12782 | 0 | 0
99 | 0.99513 | -0.12777 | 0.063703 | 0.030853
100 | 0.99596 | -0.12598 | 0.15917 | 0.077091
101 | 0.99601 | -0.12418 | 0 | 0
102 | 0.99465 | -0.17628 | 0 | 0
103 | 0.99449 | -0.18562 | 0.12426 | 0.06018
104 | 0.99434 | -0.19462 | 0 | 0
105 | 0.98547 | -0.53424 | 0.1211 | 0.05865
106 | 0.98547 | -0.53422 | 0 | 0
107 | 0.98547 | -0.53425 | 0.12931 | 0.062626
108 | 0.98547 | -0.53421 | 0 | 0
109 | 0.98546 | -0.53452 | 0.077148 | 0.037364
110 | 0.98545 | -0.53491 | 0 | 0
111 | 0.98912 | -0.39072 | 0 | 0
112 | 0.98913 | -0.39048 | 0.081736 | 0.039586
113 | 0.99433 | -0.19463 | 0.11966 | 0.057952
114 | 0.98379 | -0.59594 | 0.14715 | 0.071267
115 | 0.98381 | -0.59607 | 0 | 0
116 | 0.98382 | -0.59585 | 0.13056 | 0.063233
117 | 0.98384 | -0.59537 | 0 | 0
118 | 0.9826 | -0.21876 | 0.15946 | 0.077228
119 | 0.9826 | -0.21879 | 0 | 0
120 | 0.98257 | -0.21861 | 0 | 0
121 | 0.98295 | -0.22022 | 0 | 0
122 | 0.98255 | -0.21875 | 0.06002 | 0.029069
123 | 0.98295 | -0.22018 | 0.069947 | 0.033877
124 | 0.98314 | -0.21804 | 0.2144 | 0.10384
125 | 0.98521 | -0.21036 | 0 | 0
126 | 0.98651 | -0.2198 | 0 | 0
127 | 0.98516 | -0.20993 | 0.147 | 0.071196
128 | 0.98514 | -0.20982 | 0 | 0
129 | 0.98352 | -0.21653 | 0 | 0
130 | 0.98329 | -0.21888 | 0 | 0
131 | 0.98356 | -0.21679 | 0.10462 | 0.05067
132 | 0.98319 | -0.21829 | 0 | 0
133 | 0.98358 | -0.21693 | 0 | 0
134 | 0.98395 | -0.21913 | 0 | 0
135 | 0.98402 | -0.21951 | 0.10193 | 0.049368
136 | 0.98403 | -0.21957 | 0 | 0
137 | 0.9882 | -0.2321 | 0.10694 | 0.051794
138 | 0.98822 | -0.23199 | 0 | 0
139 | 0.98844 | -0.23359 | 0.073353 | 0.035526
140 | 0.98701 | -0.2234 | 0 | 0
141 | 0.98856 | -0.23519 | 0.099241 | 0.048065
142 | 0.98859 | -0.23501 | 0.076332 | 0.036969
143 | 0.98853 | -0.23538 | 0 | 0
144 | 0.98859 | -0.23505 | 0.13982 | 0.06772
145 | 0.98847 | -0.23576 | 0 | 0
146 | 0.98992 | -0.24466 | 0 | 0
147 | 0.98905 | -0.23805 | 0 | 0
148 | 0.99063 | -0.23881 | 0.16389 | 0.079374
149 | 0.98902 | -0.23782 | 0.14385 | 0.069669
150 | 0.98862 | -0.23487 | 0 | 0
151 | 0.98851 | -0.23404 | 0 | 0
152 | 0.98844 | -0.23594 | 0.15661 | 0.07585
153 | 0.9931 | -0.22206 | 0.14917 | 0.072247
154 | 0.99312 | -0.22217 | 0.071443 | 0.034601
155 | 0.99309 | -0.22196 | 0.087852 | 0.042549
156 | 0.99312 | -0.22225 | 0 | 0
157 | 0.99306 | -0.22222 | 0 | 0
158 | 0.99304 | -0.22209 | 0.13216 | 0.064008
159 | 0.99331 | -0.22388 | 0 | 0
160 | 0.9931 | -0.22207 | 0.20769 | 0.10059
161 | 0.99069 | -0.23926 | 0 | 0
162 | 0.99122 | -0.24333 | 0 | 0
163 | 0.99143 | -0.24495 | 0 | 0
164 | 0.99121 | -0.24341 | 0.092093 | 0.044603
165 | 0.9888 | -0.2396 | 0 | 0
166 | 0.98872 | -0.239 | 0 | 0
167 | 0.98885 | -0.23913 | 0.14419 | 0.069836
168 | 0.99202 | -0.24937 | 0.16256 | 0.07873
169 | 0.98869 | -0.23879 | 0.14063 | 0.06811
170 | 0.9934 | -0.22339 | 0 | 0
171 | 0.99269 | -0.23143 | 0 | 0
172 | 0.99329 | -0.22398 | 0.10134 | 0.049083
173 | 0.9931 | -0.22205 | 0 | 0
174 | 0.98337 | -0.21381 | 0 | 0
175 | 0.98301 | -0.21389 | 0 | 0
176 | 0.98299 | -0.21372 | 0 | 0
177 | 0.98322 | -0.21245 | 0.15742 | 0.076244
178 | 0.987 | -0.22349 | 0.1642 | 0.079527
179 | 0.98296 | -0.21348 | 0 | 0
180 | 0.98297 | -0.21354 | 0.1604 | 0.077683
181 | 0.98335 | -0.21365 | 0.13129 | 0.063585
182 | 0.98334 | -0.21349 | 0 | 0
183 | 0.9833 | -0.2132 | 0 | 0
184 | 0.99309 | -0.22194 | 0.14278 | 0.06915
185 | 0.989 | -0.23797 | 0.070949 | 0.034362
186 | 0.98868 | -0.23872 | 0 | 0
187 | 0.98869 | -0.23872 | 0 | 0
188 | 0.98868 | -0.23865 | 0.099324 | 0.048105
189 | 0.98868 | -0.23866 | 0 | 0
190 | 0.98866 | -0.23854 | 0.089311 | 0.043256
191 | 0.98293 | -0.2132 | 0.14 | 0.067805
192 | 0.98293 | -0.21312 | 0 | 0
193 | 0.98292 | -0.21332 | 0 | 0
194 | 0.98292 | -0.21308 | 0 | 0
195 | 0.98292 | -0.21332 | 0.054839 | 0.02656
196 | 0.98292 | -0.21306 | 0.19734 | 0.095578
197 | 0.98293 | -0.2138 | 0 | 0
198 | 0.98292 | -0.21368 | 0.14672 | 0.07106
199 | 0.99529 | -0.12382 | 0.21667 | 0.10494
200 | 0.99529 | -0.12379 | 0.18058 | 0.087459
201 | 0.99997 | 149.9981 | 0 | 0

## res_line
| p_from_mw | q_from_mvar | p_to_mw | q_to_mvar | pl_mw | ql_mvar | i_from_ka | i_to_ka | i_ka | vm_from_pu | va_from_degree | vm_to_pu | va_to_degree | loading_percent
0 | -0.39554 | -0.19157 | 0.39555 | 0.19038 | 1.1358e-05 | -0.0011842 | 0.012885 | 0.01287 | 0.012885 | 0.98462 | -0.092604 | 0.98464 | -0.092853 | 5.8568
1 | -0.39555 | -0.19038 | 0.39575 | 0.16873 | 0.00020296 | -0.02165 | 0.01287 | 0.012607 | 0.01287 | 0.98464 | -0.092853 | 0.98512 | -0.096684 | 5.85
2 | 0.34152 | 0.16455 | -0.34152 | -0.1654 | 6.0991e-06 | -0.00085512 | 0.011109 | 0.01112 | 0.01112 | 0.98512 | -0.096684 | 0.9851 | -0.09653 | 5.0545
3 | -0.73727 | -0.33328 | 0.73746 | 0.32765 | 0.00018363 | -0.0056329 | 0.02371 | 0.023642 | 0.02371 | 0.98512 | -0.096684 | 0.98535 | -0.098485 | 10.7771
4 | 1.0214 | 0.46093 | -1.0127 | -0.46087 | 0.0087142 | 6.0754e-05 | 0.032528 | 0.032593 | 0.032593 | 0.99448 | -0.027128 | 0.98545 | -0.097653 | 15.5204
5 | -1.1694 | -0.53262 | 1.1696 | 0.53025 | 0.00019001 | -0.0023616 | 0.0373 | 0.037271 | 0.0373 | 0.99448 | -0.027128 | 0.99464 | -0.028346 | 16.9545
6 | 0.73753 | 0.32761 | -0.73746 | -0.32765 | 7.0442e-05 | -3.7879e-05 | 0.023641 | 0.023642 | 0.023642 | 0.98545 | -0.097653 | 0.98535 | -0.098485 | 11.2579
7 | -1.1696 | -0.53025 | 1.1698 | 0.53029 | 0.00025193 | 3.7551e-05 | 0.037271 | 0.037269 | 0.037271 | 0.99464 | -0.028346 | 0.99486 | -0.026575 | 17.748
8 | 0.23255 | 0.092607 | -0.23255 | -0.096339 | 4.9562e-07 | -0.0037316 | 0.007325 | 0.0073662 | 0.0073662 | 0.98648 | -0.49286 | 0.98647 | -0.49291 | 0.87484
9 | -0.38838 | -0.16808 | 0.38851 | 0.16189 | 0.00013768 | -0.0061871 | 0.012384 | 0.012311 | 0.012384 | 0.98648 | -0.49286 | 0.98695 | -0.47526 | 1.5102
10 | 0.23255 | 0.096339 | -0.23249 | -0.10429 | 6.2508e-05 | -0.0079487 | 0.0073662 | 0.0074594 | 0.0074594 | 0.98647 | -0.49291 | 0.98611 | -0.50611 | 0.90968
11 | -0.38851 | -0.16189 | 0.38852 | 0.14694 | 5.4987e-06 | -0.01495 | 0.012311 | 0.012149 | 0.012311 | 0.98695 | -0.47526 | 0.98697 | -0.47489 | 1.4621
12 | 0.090244 | 0.035394 | -0.090235 | -0.043703 | 9.8058e-06 | -0.0083088 | 0.0028377 | 0.0029355 | 0.0029355 | 0.98611 | -0.50611 | 0.98596 | -0.51138 | 0.35799
13 | -2.3271 | -0.90785 | 2.3308 | 0.90829 | 0.003726 | 0.0004413 | 0.07306 | 0.073007 | 0.07306 | 0.98697 | -0.47489 | 0.98912 | -0.39072 | 8.9097
14 | 1.7741 | 0.68124 | -1.7721 | -0.6829 | 0.0019822 | -0.0016589 | 0.055583 | 0.055631 | 0.055631 | 0.98697 | -0.47489 | 0.98547 | -0.53421 | 6.7842
15 | 0.14765 | 0.071391 | -0.14765 | -0.07151 | 4.1504e-06 | -0.00011932 | 0.0047547 | 0.0047562 | 0.0047562 | 0.99574 | -0.1224 | 0.99572 | -0.12259 | 2.2649
16 | -0.14765 | -0.071391 | 0.14766 | 0.041251 | 3.1379e-06 | -0.03014 | 0.0047547 | 0.0044445 | 0.0047547 | 0.99574 | -0.1224 | 0.99577 | -0.12221 | 0.74525
17 | -0.27024 | -0.080371 | 0.27024 | 0.078032 | 7.7326e-07 | -0.0023389 | 0.0081733 | 0.0081542 | 0.0081733 | 0.99577 | -0.12221 | 0.99577 | -0.12217 | 1.2811
18 | 0.12258 | 0.03912 | -0.12258 | -0.059258 | 1.4644e-06 | -0.020138 | 0.0037302 | 0.003947 | 0.003947 | 0.99577 | -0.12221 | 0.99575 | -0.12231 | 0.61866
19 | -0.60692 | -0.23245 | 0.60692 | 0.23171 | 6.6787e-07 | -0.00074149 | 0.019072 | 0.019064 | 0.019072 | 0.98372 | -0.59817 | 0.98372 | -0.59814 | 2.2651
20 | 0.49556 | 0.17851 | -0.49553 | -0.1793 | 2.8197e-05 | -0.00078821 | 0.015457 | 0.015465 | 0.015465 | 0.98372 | -0.59817 | 0.98365 | -0.60131 | 1.886
21 | -0.60692 | -0.23171 | 0.60694 | 0.20996 | 1.9348e-05 | -0.021745 | 0.019064 | 0.018846 | 0.019064 | 0.98372 | -0.59814 | 0.98376 | -0.59725 | 2.2641
22 | 0.49553 | 0.1793 | -0.49553 | -0.18485 | 3.301e-06 | -0.0055523 | 0.015465 | 0.015521 | 0.015521 | 0.98365 | -0.60131 | 0.98364 | -0.60149 | 1.8434
23 | 0.12879 | 0.06232 | -0.12879 | -0.062375 | 1.5358e-06 | -5.5526e-05 | 0.0041984 | 0.0041992 | 0.0041992 | 0.98376 | -0.59725 | 0.98375 | -0.59733 | 1.9996
24 | -0.73573 | -0.27228 | 0.73575 | 0.25704 | 1.9876e-05 | -0.015239 | 0.02302 | 0.022869 | 0.02302 | 0.98376 | -0.59725 | 0.98379 | -0.59648 | 2.734
25 | 0.4413 | 0.15859 | -0.44116 | -0.16341 | 0.00013583 | -0.004823 | 0.013762 | 0.013812 | 0.013812 | 0.98364 | -0.60149 | 0.98323 | -0.61835 | 1.6844
26 | 0.28241 | 0.088555 | -0.2824 | -0.12867 | 7.8449e-06 | -0.040114 | 0.0086895 | 0.0091116 | 0.0091116 | 0.98323 | -0.61835 | 0.9832 | -0.61909 | 1.0821
27 | 0.15875 | 0.074857 | -0.15875 | -0.076887 | 3.1341e-06 | -0.0020295 | 0.0051532 | 0.0051789 | 0.0051789 | 0.98323 | -0.61835 | 0.98321 | -0.61818 | 2.354
28 | 0.14768 | 0.071405 | -0.14768 | -0.071523 | 3.9321e-07 | -0.00011842 | 0.0048162 | 0.0048177 | 0.0048177 | 0.9832 | -0.61909 | 0.9832 | -0.61921 | 0.58752
29 | 0.13472 | 0.057264 | -0.13471 | -0.064249 | 7.6106e-06 | -0.0069855 | 0.0042981 | 0.0043824 | 0.0043824 | 0.9832 | -0.61909 | 0.98315 | -0.61867 | 1.992
30 | -0.14431 | -0.06925 | 0.14433 | 0.068623 | 2.0778e-05 | -0.00062713 | 0.0046443 | 0.0046363 | 0.0046443 | 0.99494 | -0.12915 | 0.99509 | -0.12815 | 2.2116
31 | 0.14431 | 0.06925 | -0.14431 | -0.069894 | 7.8656e-07 | -0.00064424 | 0.0046443 | 0.0046524 | 0.0046524 | 0.99494 | -0.12915 | 0.99493 | -0.1291 | 2.1147
32 | -0.14433 | -0.068623 | 0.14434 | 0.068421 | 6.656e-06 | -0.0002014 | 0.0046363 | 0.0046337 | 0.0046363 | 0.99509 | -0.12815 | 0.99514 | -0.12782 | 2.2078
33 | -0.73575 | -0.25704 | 0.73576 | 0.25507 | 2.5601e-06 | -0.0019773 | 0.022869 | 0.02285 | 0.022869 | 0.98379 | -0.59648 | 0.9838 | -0.59638 | 2.716
34 | -0.81674 | -0.29429 | 0.81675 | 0.28891 | 8.629e-06 | -0.0053768 | 0.025474 | 0.025421 | 0.025474 | 0.9838 | -0.59638 | 0.98381 | -0.59608 | 3.0254
35 | -0.9639 | -0.35832 | 0.9639 | 0.35482 | 7.8792e-06 | -0.0034939 | 0.030174 | 0.030139 | 0.030174 | 0.98381 | -0.59608 | 0.98382 | -0.59585 | 3.5836
36 | 0.14715 | 0.069406 | -0.14715 | -0.069484 | 1.0247e-07 | -7.7778e-05 | 0.0047739 | 0.0047749 | 0.0047749 | 0.98381 | -0.59608 | 0.98381 | -0.59607 | 2.1704
37 | -1.4443 | -0.5738 | 1.4443 | 0.57016 | 1.8725e-05 | -0.0036469 | 0.045533 | 0.045493 | 0.045533 | 0.9853 | -0.53824 | 0.98531 | -0.5379 | 5.4077
38 | 1.3363 | 0.52147 | -1.3348 | -0.52514 | 0.0014499 | -0.0036728 | 0.042025 | 0.042087 | 0.042087 | 0.9853 | -0.53824 | 0.98385 | -0.59518 | 5.1326
39 | -1.4443 | -0.57016 | 1.4445 | 0.53836 | 0.00016188 | -0.031798 | 0.045493 | 0.045158 | 0.045493 | 0.98531 | -0.5379 | 0.98545 | -0.53491 | 5.403
40 | 1.0945 | 0.40875 | -1.0945 | -0.41129 | 7.3943e-06 | -0.0025341 | 0.03428 | 0.034307 | 0.034307 | 0.98385 | -0.59518 | 0.98384 | -0.59537 | 4.0744
41 | 0.13471 | 0.064249 | -0.13471 | -0.065245 | 1.1095e-06 | -0.00099551 | 0.0043824 | 0.0043951 | 0.0043951 | 0.98315 | -0.61867 | 0.98314 | -0.6186 | 1.9978
42 | -0.094711 | -0.04587 | 0.094711 | 0.045185 | 3.7821e-07 | -0.00068503 | 0.0030917 | 0.003083 | 0.0030917 | 0.98258 | -0.22213 | 0.98258 | -0.22217 | 1.4053
43 | -0.094711 | -0.045185 | 0.094739 | 0.043255 | 2.839e-05 | -0.0019305 | 0.003083 | 0.0030588 | 0.003083 | 0.98258 | -0.22217 | 0.9829 | -0.21992 | 1.4681
44 | -0.14949 | -0.069772 | 0.14949 | 0.067806 | 2.6588e-06 | -0.0019659 | 0.0048452 | 0.004821 | 0.0048452 | 0.9829 | -0.21992 | 0.98291 | -0.22006 | 2.2024
45 | -0.36904 | -0.13728 | 0.36906 | 0.13515 | 1.65e-05 | -0.0021311 | 0.011564 | 0.011543 | 0.011564 | 0.98291 | -0.22006 | 0.98295 | -0.22022 | 5.2565
46 | 0.21955 | 0.069479 | -0.21948 | -0.0952 | 7.0681e-05 | -0.025721 | 0.0067633 | 0.0070285 | 0.0070285 | 0.98291 | -0.22006 | 0.9826 | -0.21879 | 3.1948
47 | -0.1608 | -0.07788 | 0.1608 | 0.07659 | 2.0326e-06 | -0.0012903 | 0.0052358 | 0.0052194 | 0.0052358 | 0.98509 | -0.20935 | 0.9851 | -0.20946 | 2.3799
48 | -0.1608 | -0.07659 | 0.16081 | 0.07169 | 7.6052e-06 | -0.0049002 | 0.0052194 | 0.0051593 | 0.0052194 | 0.9851 | -0.20946 | 0.98514 | -0.20982 | 2.3725
49 | -0.10743 | -0.05203 | 0.10743 | 0.048963 | 2.0376e-06 | -0.0030663 | 0.003456 | 0.0034182 | 0.003456 | 0.99703 | -0.019279 | 0.99705 | -0.019433 | 1.5709
50 | -1.6401 | -0.74463 | 1.6435 | 0.72332 | 0.0033891 | -0.021306 | 0.052151 | 0.051887 | 0.052151 | 0.99705 | -0.019433 | 0.99899 | -0.034263 | 23.7049
51 | 1.5327 | 0.69567 | -1.5304 | -0.69488 | 0.0022593 | 0.00078257 | 0.048733 | 0.04874 | 0.04874 | 0.99705 | -0.019433 | 0.99548 | -0.031515 | 23.2096
52 | 5.691 | 2.5831 | -5.6908 | -2.5848 | 0.00014033 | -0.0016636 | 0.1806 | 0.18062 | 0.18062 | 0.99899 | -0.034263 | 0.99896 | -0.034806 | 21.4511
53 | 0.12515 | 0.060069 | -0.12515 | -0.060149 | 1.9676e-06 | -8.0513e-05 | 0.0040113 | 0.0040124 | 0.0040124 | 0.99899 | -0.034263 | 0.99898 | -0.03437 | 1.9107
54 | -7.4596 | -3.3665 | 7.4649 | 3.3735 | 0.0052965 | 0.0069811 | 0.23649 | 0.23648 | 0.23649 | 0.99899 | -0.034263 | 0.99997 | -0.00061293 | 28.8405
55 | 1.3874 | 0.62563 | -1.3873 | -0.62676 | 0.00012808 | -0.0011269 | 0.044135 | 0.044149 | 0.044149 | 0.99548 | -0.031515 | 0.9954 | -0.030835 | 20.0675
56 | 1.3873 | 0.62676 | -1.3865 | -0.63368 | 0.00078861 | -0.0069181 | 0.044149 | 0.044234 | 0.044234 | 0.9954 | -0.030835 | 0.99486 | -0.026575 | 20.1065
57 | 5.6908 | 2.5848 | -5.6904 | -2.5901 | 0.00044785 | -0.0053058 | 0.18062 | 0.18069 | 0.18069 | 0.99896 | -0.034806 | 0.99887 | -0.036538 | 21.4592
58 | 0.12515 | 0.060149 | -0.12515 | -0.060611 | 4.1685e-07 | -0.00046134 | 0.0040124 | 0.0040182 | 0.0040182 | 0.99898 | -0.03437 | 0.99897 | -0.034341 | 1.8264
59 | -7.4649 | -3.3735 | 7.4651 | 3.3721 | 0.00020625 | -0.0013505 | 0.23648 | 0.23647 | 0.23648 | 0.99997 | -0.00061293 | 1 | 0 | 28.086
60 | 5.6097 | 2.551 | -5.5964 | -2.5347 | 0.013337 | 0.016273 | 0.1781 | 0.17813 | 0.17813 | 0.99887 | -0.036538 | 0.99561 | -0.14894 | 21.7236
61 | 8.0371 | 3.4584 | -8.021 | -3.4369 | 0.016104 | 0.021487 | 0.25258 | 0.2526 | 0.2526 | 1 | 0 | 0.99726 | -0.098815 | 30.8051
62 | 7.9536 | 3.4043 | -7.9526 | -3.4102 | 0.0010382 | -0.0059173 | 0.25043 | 0.25051 | 0.25051 | 0.99726 | -0.098815 | 0.9971 | -0.10191 | 29.7521
63 | 7.9526 | 3.4102 | -7.9514 | -3.4167 | 0.0011495 | -0.0065438 | 0.25051 | 0.2506 | 0.2506 | 0.9971 | -0.10191 | 0.99693 | -0.10533 | 29.7624
64 | -0.077164 | -0.037372 | 0.077169 | 0.032408 | 4.2434e-06 | -0.004964 | 0.0024981 | 0.0024384 | 0.0024981 | 0.99078 | -0.32639 | 0.99086 | -0.32378 | 0.30464
65 | 2.4157 | 0.93753 | -2.4156 | -0.94024 | 3.8202e-05 | -0.0027115 | 0.075493 | 0.075522 | 0.075522 | 0.99086 | -0.32378 | 0.99084 | -0.3242 | 8.9693
66 | -2.5601 | -1.0025 | 2.567 | 1.0048 | 0.0069783 | 0.0023102 | 0.080099 | 0.080017 | 0.080099 | 0.99086 | -0.32378 | 0.99453 | -0.18093 | 9.7682
67 | 5.5964 | 2.5347 | -5.5962 | -2.5371 | 0.00019881 | -0.0024098 | 0.17813 | 0.17816 | 0.17816 | 0.99561 | -0.14894 | 0.99557 | -0.14973 | 21.1597
68 | 5.4454 | 2.4641 | -5.4369 | -2.4539 | 0.0084283 | 0.010187 | 0.17331 | 0.17333 | 0.17333 | 0.99557 | -0.14973 | 0.99345 | -0.22313 | 21.1379
69 | 5.0023 | 2.2434 | -5.002 | -2.2452 | 0.00024091 | -0.0017691 | 0.1593 | 0.15933 | 0.15933 | 0.99345 | -0.22313 | 0.9934 | -0.22339 | 24.9727
70 | 2.4156 | 0.94024 | -2.4126 | -0.93964 | 0.0029916 | 0.00059921 | 0.075522 | 0.075561 | 0.075561 | 0.99084 | -0.3242 | 0.98917 | -0.38946 | 9.2148
71 | -2.6555 | -1.0477 | 2.6557 | 1.0477 | 0.00023641 | 9.4878e-05 | 0.082862 | 0.082859 | 0.082862 | 0.99453 | -0.18093 | 0.99465 | -0.17628 | 10.1051
72 | 2.4126 | 0.93964 | -2.4126 | -0.94627 | 9.396e-05 | -0.0066299 | 0.075561 | 0.075632 | 0.075632 | 0.98917 | -0.38946 | 0.98913 | -0.39048 | 8.9825
73 | -0.096582 | -0.046777 | 0.096584 | 0.046643 | 1.9811e-06 | -0.00013432 | 0.003114 | 0.0031123 | 0.003114 | 0.99483 | -0.026557 | 0.99485 | -0.026421 | 1.4829
74 | -0.21667 | -0.1048 | 0.21667 | 0.10339 | 3.8993e-06 | -0.0014176 | 0.006984 | 0.0069662 | 0.006984 | 0.99485 | -0.026421 | 0.99486 | -0.026575 | 3.1745
75 | -0.12831 | -0.062144 | 0.12831 | 0.061857 | 2.7692e-07 | -0.00028707 | 0.0041352 | 0.0041315 | 0.0041352 | 0.99527 | -0.12411 | 0.99527 | -0.12413 | 1.8796
76 | -0.80577 | -0.38996 | 0.80577 | 0.38982 | 5.4038e-06 | -0.00014041 | 0.025964 | 0.025962 | 0.025964 | 0.99527 | -0.12413 | 0.99528 | -0.12418 | 11.8019
77 | 0.6346 | 0.27684 | -0.63459 | -0.27919 | 4.7093e-06 | -0.0023463 | 0.020082 | 0.020109 | 0.020109 | 0.99528 | -0.12418 | 0.99527 | -0.12423 | 3.1519
78 | -1.4404 | -0.66667 | 1.4404 | 0.66514 | 1.6142e-05 | -0.0015257 | 0.046035 | 0.046017 | 0.046035 | 0.99528 | -0.12418 | 0.99529 | -0.12413 | 7.2156
79 | 0.4786 | 0.20364 | -0.47859 | -0.2121 | 9.6333e-06 | -0.0084656 | 0.015086 | 0.015184 | 0.015184 | 0.99527 | -0.12423 | 0.99525 | -0.12435 | 2.3799
80 | -1.6431 | -0.76331 | 1.6431 | 0.7626 | 9.7618e-06 | -0.00070673 | 0.052548 | 0.052539 | 0.052548 | 0.99529 | -0.12413 | 0.99529 | -0.1241 | 8.2363
81 | 0.10348 | 0.049063 | -0.10348 | -0.050116 | 6.541e-07 | -0.001053 | 0.003316 | 0.0033292 | 0.0033292 | 0.99693 | -0.10533 | 0.99693 | -0.10527 | 1.5133
82 | 7.8479 | 3.3677 | -7.8459 | -3.3794 | 0.0020042 | -0.011748 | 0.24729 | 0.24744 | 0.24744 | 0.99693 | -0.10533 | 0.99663 | -0.11136 | 29.3873
83 | 7.8459 | 3.3794 | -7.8452 | -3.3838 | 0.00074331 | -0.0043504 | 0.24744 | 0.2475 | 0.2475 | 0.99663 | -0.11136 | 0.99652 | -0.11359 | 29.3942
84 | 7.7445 | 3.335 | -7.7438 | -3.3396 | 0.00076664 | -0.0046217 | 0.24426 | 0.24432 | 0.24432 | 0.99652 | -0.11359 | 0.99641 | -0.11592 | 29.017
85 | 7.7438 | 3.3396 | -7.7424 | -3.3479 | 0.0013632 | -0.0082081 | 0.24432 | 0.24443 | 0.24443 | 0.99641 | -0.11592 | 0.9962 | -0.12005 | 29.0299
86 | 4.0666 | 1.9291 | -4.0665 | -1.9307 | 0.00014118 | -0.0015895 | 0.13053 | 0.13055 | 0.13055 | 0.9954 | -0.12367 | 0.99536 | -0.12381 | 20.463
87 | -4.0666 | -1.9291 | 4.0681 | 1.9124 | 0.0014794 | -0.016696 | 0.13053 | 0.13032 | 0.13053 | 0.9954 | -0.12367 | 0.99578 | -0.12212 | 20.4597
88 | 3.1007 | 1.4629 | -3.1005 | -1.466 | 0.00015777 | -0.0031246 | 0.099432 | 0.099471 | 0.099471 | 0.99536 | -0.12381 | 0.99531 | -0.12403 | 15.5911
89 | 0.092461 | 0.042363 | -0.092459 | -0.044708 | 1.1612e-06 | -0.0023457 | 0.0029484 | 0.0029773 | 0.0029773 | 0.99578 | -0.12212 | 0.99576 | -0.12201 | 1.3533
90 | 0.37262 | 0.12495 | -0.37261 | -0.12762 | 1.724e-06 | -0.002671 | 0.011393 | 0.011418 | 0.011418 | 0.99578 | -0.12212 | 0.99577 | -0.12217 | 1.7897
91 | -4.5332 | -2.0797 | 4.5344 | 2.0687 | 0.0012125 | -0.011026 | 0.14459 | 0.14445 | 0.14459 | 0.99578 | -0.12212 | 0.99605 | -0.12078 | 22.6626
92 | 0.53962 | 0.26029 | -0.53962 | -0.26048 | 3.1587e-06 | -0.00018438 | 0.017376 | 0.017379 | 0.017379 | 0.99531 | -0.12403 | 0.99531 | -0.12398 | 7.8995
93 | 2.5609 | 1.2058 | -2.5608 | -1.2071 | 4.5625e-05 | -0.0013377 | 0.082096 | 0.082112 | 0.082112 | 0.99531 | -0.12403 | 0.99529 | -0.1241 | 12.8703
94 | -4.5344 | -2.0687 | 4.5347 | 2.0661 | 0.0002879 | -0.0026224 | 0.14445 | 0.14441 | 0.14445 | 0.99605 | -0.12078 | 0.99612 | -0.12046 | 22.6405
95 | -4.6797 | -2.1363 | 4.6801 | 2.1331 | 0.00037549 | -0.0031986 | 0.14908 | 0.14904 | 0.14908 | 0.99612 | -0.12046 | 0.9962 | -0.12005 | 23.367
96 | 0.092459 | 0.044708 | -0.092458 | -0.04478 | 9.6227e-07 | -7.1494e-05 | 0.0029773 | 0.0029783 | 0.0029783 | 0.99576 | -0.12201 | 0.99575 | -0.12208 | 1.4182
97 | 0.53962 | 0.26048 | -0.53961 | -0.26099 | 8.7461e-06 | -0.00051027 | 0.017379 | 0.017385 | 0.017385 | 0.99531 | -0.12398 | 0.99529 | -0.12384 | 7.9024
98 | 3.0623 | 1.2147 | -3.0618 | -1.2367 | 0.00049448 | -0.021967 | 0.095464 | 0.095706 | 0.095706 | 0.9962 | -0.12005 | 0.99601 | -0.12418 | 11.3665
99 | 0.39725 | 0.19204 | -0.39725 | -0.19212 | 7.805e-07 | -8.419e-05 | 0.012798 | 0.012799 | 0.012799 | 0.99529 | -0.12384 | 0.99529 | -0.12382 | 5.8176
100 | -0.47858 | -0.21764 | 0.47858 | 0.21491 | 3.1505e-06 | -0.0027326 | 0.01525 | 0.015217 | 0.01525 | 0.99523 | -0.12443 | 0.99524 | -0.12439 | 2.3902
101 | 0.35788 | 0.15919 | -0.35787 | -0.15951 | 1.1879e-05 | -0.00032085 | 0.011361 | 0.011365 | 0.011365 | 0.99523 | -0.12443 | 0.99517 | -0.12799 | 1.7621
102 | -0.47858 | -0.21491 | 0.47859 | 0.2121 | 3.2245e-06 | -0.0028091 | 0.015217 | 0.015184 | 0.015217 | 0.99524 | -0.12439 | 0.99525 | -0.12435 | 2.3851
103 | 0.20805 | 0.086948 | -0.20805 | -0.095293 | 1.7991e-06 | -0.0083455 | 0.0065409 | 0.006638 | 0.006638 | 0.99517 | -0.12799 | 0.99516 | -0.12804 | 1.0404
104 | 0.20805 | 0.095293 | -0.20804 | -0.097604 | 5.7786e-06 | -0.0023113 | 0.006638 | 0.0066662 | 0.0066662 | 0.99516 | -0.12804 | 0.99514 | -0.12782 | 3.0301
105 | -0.12257 | -0.059365 | 0.12258 | 0.059258 | 2.5643e-06 | -0.0001077 | 0.0039484 | 0.003947 | 0.0039484 | 0.99573 | -0.12245 | 0.99575 | -0.12231 | 1.8802
106 | 0.063703 | 0.029183 | -0.063703 | -0.030853 | 3.9339e-07 | -0.0016695 | 0.0020326 | 0.0020533 | 0.0020533 | 0.99514 | -0.12782 | 0.99513 | -0.12777 | 0.9333
107 | -3.0617 | -1.2366 | 3.0618 | 1.2367 | 0.00010732 | 7.0959e-05 | 0.095707 | 0.095706 | 0.095707 | 0.99596 | -0.12598 | 0.99601 | -0.12418 | 11.6716
108 | 2.9025 | 1.1595 | -2.8997 | -1.1579 | 0.002817 | 0.0016095 | 0.090593 | 0.090619 | 0.090619 | 0.99596 | -0.12598 | 0.99465 | -0.17628 | 11.0511
109 | 0.24395 | 0.11019 | -0.24392 | -0.11149 | 2.1459e-05 | -0.0013012 | 0.0077688 | 0.0077851 | 0.0077851 | 0.99465 | -0.17628 | 0.99449 | -0.18562 | 1.207
110 | 0.11967 | 0.051313 | -0.11966 | -0.053937 | 9.9718e-06 | -0.0026245 | 0.0037795 | 0.0038105 | 0.0038105 | 0.99449 | -0.18562 | 0.99434 | -0.19462 | 0.59077
111 | 0.11966 | 0.053937 | -0.11966 | -0.057952 | 2.9371e-07 | -0.0040151 | 0.0038105 | 0.0038599 | 0.0038599 | 0.99434 | -0.19462 | 0.99433 | -0.19463 | 0.60499
112 | -0.2504 | -0.11875 | 0.2504 | 0.1163 | 8.1584e-07 | -0.0024533 | 0.0081182 | 0.0080877 | 0.0081182 | 0.98547 | -0.53424 | 0.98547 | -0.53422 | 1.2724
113 | 0.12931 | 0.060103 | -0.12931 | -0.062626 | 2.2455e-07 | -0.0025224 | 0.004177 | 0.0042087 | 0.0042087 | 0.98547 | -0.53424 | 0.98547 | -0.53425 | 0.65966
114 | -0.2504 | -0.1163 | 0.25041 | 0.11431 | 6.5588e-07 | -0.0019857 | 0.0080877 | 0.0080633 | 0.0080877 | 0.98547 | -0.53422 | 0.98547 | -0.53421 | 1.2677
115 | 1.5217 | 0.56859 | -1.5217 | -0.57168 | 1.7361e-05 | -0.0030907 | 0.047585 | 0.047616 | 0.047616 | 0.98547 | -0.53421 | 0.98546 | -0.53452 | 5.6552
116 | 1.4445 | 0.53431 | -1.4445 | -0.53836 | 2.042e-05 | -0.004045 | 0.045117 | 0.045158 | 0.045158 | 0.98546 | -0.53452 | 0.98545 | -0.53491 | 5.3632
117 | -2.3308 | -0.90829 | 2.3308 | 0.90669 | 2.1114e-05 | -0.0015991 | 0.073007 | 0.07299 | 0.073007 | 0.98912 | -0.39072 | 0.98913 | -0.39048 | 8.6707
118 | -0.14715 | -0.071267 | 0.14715 | 0.069484 | 2.3604e-06 | -0.0017829 | 0.0047975 | 0.0047749 | 0.0047975 | 0.98379 | -0.59594 | 0.98381 | -0.59607 | 2.1807
119 | -1.0945 | -0.41805 | 1.0945 | 0.41129 | 1.9806e-05 | -0.0067684 | 0.034377 | 0.034307 | 0.034377 | 0.98382 | -0.59585 | 0.98384 | -0.59537 | 4.0828
120 | -0.15946 | -0.077228 | 0.15946 | 0.07689 | 5.2984e-07 | -0.00033782 | 0.0052051 | 0.0052008 | 0.0052051 | 0.9826 | -0.21876 | 0.9826 | -0.21879 | 2.366
121 | 0.060024 | 0.01831 | -0.060021 | -0.028863 | 2.1942e-06 | -0.010553 | 0.0018436 | 0.0019567 | 0.0019567 | 0.9826 | -0.21879 | 0.98257 | -0.21861 | 0.88941
122 | 0.060021 | 0.028863 | -0.06002 | -0.029069 | 1.2256e-06 | -0.00020602 | 0.0019567 | 0.0019593 | 0.0019593 | 0.98257 | -0.21861 | 0.98255 | -0.21875 | 0.93302
123 | 0.069947 | 0.032825 | -0.069947 | -0.033877 | 3.1533e-07 | -0.001052 | 0.0022692 | 0.0022825 | 0.0022825 | 0.98295 | -0.22022 | 0.98295 | -0.22018 | 1.0375
124 | -0.43901 | -0.16798 | 0.43909 | 0.16776 | 7.8448e-05 | -0.00021748 | 0.013804 | 0.013802 | 0.013804 | 0.98295 | -0.22022 | 0.98314 | -0.21804 | 6.5735
125 | -0.65349 | -0.2716 | 0.65352 | 0.27048 | 2.8296e-05 | -0.0011252 | 0.020779 | 0.020767 | 0.020779 | 0.98314 | -0.21804 | 0.98319 | -0.21829 | 9.4452
126 | -2.1597 | -0.95298 | 2.1627 | 0.94299 | 0.0029897 | -0.009996 | 0.069167 | 0.069039 | 0.069167 | 0.98521 | -0.21036 | 0.98651 | -0.2198 | 31.4396
127 | 2.1597 | 0.95298 | -2.1595 | -0.95343 | 0.00013376 | -0.00044563 | 0.069167 | 0.069173 | 0.069173 | 0.98521 | -0.21036 | 0.98516 | -0.20993 | 31.4422
128 | -2.1627 | -0.94299 | 2.1638 | 0.93906 | 0.0011673 | -0.0039215 | 0.069039 | 0.068989 | 0.069039 | 0.98651 | -0.2198 | 0.98701 | -0.2234 | 31.3814
129 | 0.16081 | 0.070028 | -0.16081 | -0.07169 | 2.5402e-06 | -0.001662 | 0.0051396 | 0.0051593 | 0.0051593 | 0.98516 | -0.20993 | 0.98514 | -0.20982 | 2.3451
130 | 1.8517 | 0.8122 | -1.8498 | -0.81133 | 0.0019776 | 0.00087281 | 0.05925 | 0.059255 | 0.059255 | 0.98516 | -0.20993 | 0.98403 | -0.21957 | 28.2165
131 | 0.65373 | 0.2676 | -0.65359 | -0.26773 | 0.00014435 | -0.00012715 | 0.020733 | 0.020736 | 0.020736 | 0.98352 | -0.21653 | 0.98329 | -0.21888 | 9.8741
132 | -0.65373 | -0.2676 | 0.65376 | 0.26638 | 3.0508e-05 | -0.0012196 | 0.020733 | 0.02072 | 0.020733 | 0.98352 | -0.21653 | 0.98356 | -0.21679 | 9.4242
133 | 0.65359 | 0.26773 | -0.65352 | -0.27048 | 6.8923e-05 | -0.002747 | 0.020736 | 0.020767 | 0.020767 | 0.98329 | -0.21888 | 0.98319 | -0.21829 | 9.4394
134 | -0.75838 | -0.31705 | 0.7584 | 0.31654 | 1.7485e-05 | -0.00051471 | 0.024125 | 0.024119 | 0.024125 | 0.98356 | -0.21679 | 0.98358 | -0.21693 | 10.9661
135 | -0.7584 | -0.31654 | 0.7587 | 0.30776 | 0.00029686 | -0.008781 | 0.024119 | 0.02402 | 0.024119 | 0.98358 | -0.21693 | 0.98395 | -0.21913 | 10.9634
136 | -0.7587 | -0.30776 | 0.75875 | 0.30615 | 5.3919e-05 | -0.0016034 | 0.02402 | 0.024003 | 0.02402 | 0.98395 | -0.21913 | 0.98402 | -0.21951 | 10.9184
137 | -0.86068 | -0.35552 | 0.86069 | 0.3553 | 9.8566e-06 | -0.00022582 | 0.027319 | 0.027316 | 0.027319 | 0.98402 | -0.21951 | 0.98403 | -0.21957 | 12.4175
138 | 0.98906 | 0.45603 | -0.98835 | -0.46781 | 0.00071002 | -0.011771 | 0.031951 | 0.0321 | 0.0321 | 0.98403 | -0.21957 | 0.98337 | -0.21381 | 14.5907
139 | -0.10694 | -0.051794 | 0.10694 | 0.051693 | 1.8901e-06 | -0.0001015 | 0.0034711 | 0.0034698 | 0.0034711 | 0.9882 | -0.2321 | 0.98822 | -0.23199 | 1.6529
140 | -2.438 | -1.0617 | 2.4386 | 1.0601 | 0.00058747 | -0.0015271 | 0.077677 | 0.077657 | 0.077677 | 0.98822 | -0.23199 | 0.98844 | -0.23359 | 35.3078
141 | 2.331 | 1.01 | -2.328 | -1.0185 | 0.0029934 | -0.00858 | 0.07421 | 0.074321 | 0.074321 | 0.98822 | -0.23199 | 0.98701 | -0.2234 | 33.7821
142 | -2.5119 | -1.0957 | 2.5121 | 1.0952 | 0.00016774 | -0.00040788 | 0.080036 | 0.08003 | 0.080036 | 0.98844 | -0.23359 | 0.98851 | -0.23404 | 36.3798
143 | 0.1642 | 0.079479 | -0.1642 | -0.079527 | 2.1351e-06 | -4.7613e-05 | 0.0053355 | 0.0053362 | 0.0053362 | 0.98701 | -0.2234 | 0.987 | -0.22349 | 2.541
144 | -0.25587 | -0.12348 | 0.25588 | 0.12342 | 6.9416e-06 | -6.1698e-05 | 0.0082963 | 0.0082955 | 0.0082963 | 0.98856 | -0.23519 | 0.98859 | -0.23501 | 3.9506
145 | 0.15663 | 0.075414 | -0.15662 | -0.075522 | 4.3662e-06 | -0.00010818 | 0.0050763 | 0.0050778 | 0.0050778 | 0.98856 | -0.23519 | 0.98853 | -0.23538 | 2.418
146 | -0.33221 | -0.16039 | 0.33221 | 0.16014 | 1.6305e-06 | -0.0002452 | 0.010772 | 0.010769 | 0.010772 | 0.98859 | -0.23501 | 0.98859 | -0.23505 | 4.8964
147 | 0.15662 | 0.075522 | -0.15662 | -0.075744 | 8.9962e-06 | -0.00022267 | 0.0050778 | 0.0050806 | 0.0050806 | 0.98853 | -0.23538 | 0.98847 | -0.23576 | 2.4194
148 | -0.47203 | -0.22786 | 0.47205 | 0.22783 | 1.2917e-05 | -2.8018e-05 | 0.015306 | 0.015305 | 0.015306 | 0.98859 | -0.23505 | 0.98862 | -0.23487 | 7.2884
149 | 0.15662 | 0.075744 | -0.15661 | -0.07585 | 4.2722e-06 | -0.00010564 | 0.0050806 | 0.005082 | 0.005082 | 0.98847 | -0.23576 | 0.98844 | -0.23594 | 2.42
150 | 3.6776 | 1.6336 | -3.6742 | -1.637 | 0.0034274 | -0.0033395 | 0.11735 | 0.1174 | 0.1174 | 0.98992 | -0.24466 | 0.98905 | -0.23805 | 53.3645
151 | -3.6776 | -1.6336 | 3.6801 | 1.6351 | 0.0024694 | 0.0014289 | 0.11735 | 0.11735 | 0.11735 | 0.98992 | -0.24466 | 0.99063 | -0.23881 | 55.8811
152 | 0.68841 | 0.31686 | -0.68839 | -0.31756 | 1.9859e-05 | -0.00070395 | 0.022119 | 0.022128 | 0.022128 | 0.98905 | -0.23805 | 0.98902 | -0.23782 | 10.058
153 | 2.9858 | 1.3201 | -2.9844 | -1.3223 | 0.0013567 | -0.0022099 | 0.095285 | 0.095316 | 0.095316 | 0.98905 | -0.23805 | 0.98862 | -0.23487 | 43.3254
154 | -3.844 | -1.7144 | 3.8442 | 1.7142 | 0.00024521 | -0.00021337 | 0.12265 | 0.12265 | 0.12265 | 0.99063 | -0.23881 | 0.99069 | -0.23926 | 55.7512
155 | 0.07095 | 0.034173 | -0.070949 | -0.034362 | 1.5302e-06 | -0.00018865 | 0.0022986 | 0.002301 | 0.002301 | 0.98902 | -0.23782 | 0.989 | -0.23797 | 1.0957
156 | 0.47359 | 0.21372 | -0.47352 | -0.21389 | 7.4191e-05 | -0.00016488 | 0.015166 | 0.015168 | 0.015168 | 0.98902 | -0.23782 | 0.98885 | -0.23913 | 7.2229
157 | 2.5124 | 1.0945 | -2.5121 | -1.0952 | 0.000309 | -0.00075167 | 0.08002 | 0.08003 | 0.08003 | 0.98862 | -0.23487 | 0.98851 | -0.23404 | 36.3774
158 | -0.36919 | -0.17581 | 0.3692 | 0.17519 | 4.926e-06 | -0.00061393 | 0.011886 | 0.011879 | 0.011886 | 0.9931 | -0.22206 | 0.99312 | -0.22217 | 5.4029
159 | 0.22002 | 0.10356 | -0.22002 | -0.10442 | 2.4305e-06 | -0.00085601 | 0.0070686 | 0.0070793 | 0.0070793 | 0.9931 | -0.22206 | 0.99309 | -0.22196 | 3.2178
160 | -0.44064 | -0.20979 | 0.44065 | 0.20941 | 4.4006e-06 | -0.00038454 | 0.014186 | 0.014181 | 0.014186 | 0.99312 | -0.22217 | 0.99312 | -0.22225 | 6.4482
161 | 0.13217 | 0.061867 | -0.13216 | -0.062034 | 4.6157e-06 | -0.00016653 | 0.0042419 | 0.004244 | 0.004244 | 0.99309 | -0.22196 | 0.99306 | -0.22222 | 2.021
162 | -0.79112 | -0.37635 | 0.79128 | 0.37213 | 0.00015655 | -0.0042216 | 0.025465 | 0.025412 | 0.025465 | 0.99312 | -0.22225 | 0.99331 | -0.22388 | 11.5751
163 | 0.35047 | 0.16694 | -0.35047 | -0.16799 | 7.5989e-06 | -0.0010492 | 0.011284 | 0.011297 | 0.011297 | 0.99312 | -0.22225 | 0.9931 | -0.22207 | 5.1351
164 | 0.13216 | 0.062034 | -0.13216 | -0.064008 | 2.0285e-06 | -0.0019742 | 0.004244 | 0.0042687 | 0.0042687 | 0.99306 | -0.22222 | 0.99304 | -0.22209 | 1.9403
165 | -5.0016 | -2.2485 | 5.002 | 2.2452 | 0.00045772 | -0.0033592 | 0.15937 | 0.15933 | 0.15937 | 0.99331 | -0.22388 | 0.9934 | -0.22339 | 24.9795
166 | 4.109 | 1.8274 | -4.1066 | -1.8352 | 0.0023086 | -0.0077804 | 0.13069 | 0.1308 | 0.1308 | 0.99331 | -0.22388 | 0.99269 | -0.23143 | 36.1335
167 | 0.10135 | 0.048992 | -0.10134 | -0.049083 | 1.4887e-06 | -9.0996e-05 | 0.0032714 | 0.0032726 | 0.0032726 | 0.99331 | -0.22388 | 0.99329 | -0.22398 | 1.5584
168 | 0.14278 | 0.0674 | -0.14278 | -0.067711 | 3.7255e-07 | -0.00031161 | 0.0045895 | 0.0045934 | 0.0045934 | 0.9931 | -0.22207 | 0.9931 | -0.22205 | 2.0879
169 | -3.8442 | -1.7142 | 3.8464 | 1.7123 | 0.0021996 | -0.0019162 | 0.12265 | 0.12262 | 0.12265 | 0.99069 | -0.23926 | 0.99122 | -0.24333 | 55.7496
170 | -3.9385 | -1.7568 | 3.9394 | 1.7561 | 0.00088911 | -0.000727 | 0.1256 | 0.12558 | 0.1256 | 0.99122 | -0.24333 | 0.99143 | -0.24495 | 57.0893
171 | 0.092094 | 0.044522 | -0.092093 | -0.044603 | 1.0954e-06 | -8.0542e-05 | 0.002979 | 0.0029801 | 0.0029801 | 0.99122 | -0.24333 | 0.99121 | -0.24341 | 1.4191
172 | -3.9394 | -1.7561 | 3.9419 | 1.7541 | 0.0024534 | -0.0020093 | 0.12558 | 0.12555 | 0.12558 | 0.99143 | -0.24495 | 0.99202 | -0.24937 | 57.0839
173 | 0.32931 | 0.14414 | -0.32928 | -0.14849 | 2.7607e-05 | -0.0043533 | 0.010495 | 0.010546 | 0.010546 | 0.9888 | -0.2396 | 0.98872 | -0.239 | 4.7938
174 | -0.32931 | -0.14414 | 0.32932 | 0.14405 | 1.7031e-05 | -9.0652e-05 | 0.010495 | 0.010493 | 0.010495 | 0.9888 | -0.2396 | 0.98885 | -0.23913 | 4.9974
175 | 0.32928 | 0.14849 | -0.32927 | -0.14999 | 9.571e-06 | -0.001499 | 0.010546 | 0.010564 | 0.010564 | 0.98872 | -0.239 | 0.98869 | -0.23879 | 4.802
176 | -4.1044 | -1.8328 | 4.1066 | 1.8352 | 0.0022125 | 0.0023563 | 0.13081 | 0.1308 | 0.13081 | 0.99202 | -0.24937 | 0.99269 | -0.23143 | 37.373
177 | 0.089315 | 0.036612 | -0.089314 | -0.03884 | 1.0215e-06 | -0.0022282 | 0.0028184 | 0.0028437 | 0.0028437 | 0.98869 | -0.23879 | 0.98868 | -0.23872 | 1.2926
178 | 0.099326 | 0.04527 | -0.099325 | -0.046687 | 8.2836e-07 | -0.0014178 | 0.0031871 | 0.0032045 | 0.0032045 | 0.98869 | -0.23879 | 0.98869 | -0.23872 | 1.4566
179 | 0.14278 | 0.067711 | -0.14278 | -0.06915 | 1.7286e-06 | -0.0014389 | 0.0045934 | 0.0046115 | 0.0046115 | 0.9931 | -0.22205 | 0.99309 | -0.22194 | 2.0961
180 | 0.98835 | 0.46781 | -0.98833 | -0.46812 | 1.8817e-05 | -0.00031022 | 0.0321 | 0.032104 | 0.032104 | 0.98337 | -0.21381 | 0.98335 | -0.21365 | 14.5925
181 | 0.69936 | 0.33113 | -0.69934 | -0.33161 | 1.4498e-05 | -0.00048082 | 0.022723 | 0.022729 | 0.022729 | 0.98301 | -0.21389 | 0.98299 | -0.21372 | 10.3316
182 | -0.69936 | -0.33113 | 0.6995 | 0.33104 | 0.00014145 | -8.8824e-05 | 0.022723 | 0.022721 | 0.022723 | 0.98301 | -0.21389 | 0.98322 | -0.21245 | 10.8207
183 | 0.39221 | 0.18561 | -0.3922 | -0.18682 | 1.1407e-05 | -0.0012092 | 0.012743 | 0.012758 | 0.012758 | 0.98299 | -0.21372 | 0.98296 | -0.21348 | 5.7991
184 | 0.30713 | 0.146 | -0.30712 | -0.14713 | 6.5534e-06 | -0.0011319 | 0.0099867 | 0.010001 | 0.010001 | 0.98299 | -0.21372 | 0.98297 | -0.21354 | 4.5459
185 | -0.85692 | -0.40728 | 0.857 | 0.40556 | 7.8123e-05 | -0.001719 | 0.027856 | 0.027835 | 0.027856 | 0.98322 | -0.21245 | 0.9833 | -0.2132 | 12.662
186 | 0.3922 | 0.18682 | -0.39219 | -0.18819 | 1.2982e-05 | -0.0013725 | 0.012758 | 0.012775 | 0.012775 | 0.98296 | -0.21348 | 0.98293 | -0.2132 | 5.807
187 | 0.14673 | 0.069446 | -0.14672 | -0.069591 | 5.21e-06 | -0.00014509 | 0.0047673 | 0.0047692 | 0.0047692 | 0.98297 | -0.21354 | 0.98293 | -0.2138 | 2.271
188 | 0.85705 | 0.40453 | -0.85703 | -0.4049 | 1.6938e-05 | -0.00037336 | 0.027821 | 0.027826 | 0.027826 | 0.98335 | -0.21365 | 0.98334 | -0.21349 | 12.6483
189 | 0.85703 | 0.4049 | -0.857 | -0.40556 | 2.9842e-05 | -0.00065743 | 0.027826 | 0.027835 | 0.027835 | 0.98334 | -0.21349 | 0.9833 | -0.2132 | 12.6521
190 | 0.089314 | 0.03884 | -0.089313 | -0.040356 | 7.0575e-07 | -0.001516 | 0.0028437 | 0.0028616 | 0.0028616 | 0.98868 | -0.23872 | 0.98868 | -0.23866 | 1.3007
191 | 0.099325 | 0.046687 | -0.099324 | -0.048105 | 8.373e-07 | -0.0014174 | 0.0032045 | 0.0032223 | 0.0032223 | 0.98869 | -0.23872 | 0.98868 | -0.23865 | 1.4647
192 | 0.089313 | 0.040356 | -0.089311 | -0.043256 | 1.3752e-06 | -0.0028994 | 0.0028616 | 0.0028975 | 0.0028975 | 0.98868 | -0.23866 | 0.98866 | -0.23854 | 1.3171
193 | 0.19735 | 0.094261 | -0.19735 | -0.095019 | 1.8149e-06 | -0.00075849 | 0.006423 | 0.0064327 | 0.0064327 | 0.98293 | -0.2132 | 0.98293 | -0.21312 | 2.9239
194 | 0.05484 | 0.026125 | -0.054839 | -0.026322 | 9.739e-07 | -0.00019721 | 0.001784 | 0.0017865 | 0.0017865 | 0.98293 | -0.2132 | 0.98292 | -0.21332 | 0.85071
195 | 0.19735 | 0.095019 | -0.19734 | -0.095465 | 1.0685e-06 | -0.00044547 | 0.0064327 | 0.0064384 | 0.0064384 | 0.98293 | -0.21312 | 0.98292 | -0.21308 | 2.9265
196 | 0.054839 | 0.026322 | -0.054839 | -0.02656 | 4.3995e-08 | -0.00023776 | 0.0017865 | 0.0017895 | 0.0017895 | 0.98292 | -0.21332 | 0.98292 | -0.21332 | 0.81342
197 | 0.19734 | 0.095465 | -0.19734 | -0.095578 | 2.726e-07 | -0.00011352 | 0.0064384 | 0.0064398 | 0.0064398 | 0.98292 | -0.21308 | 0.98292 | -0.21306 | 2.9272
198 | 0.14672 | 0.069591 | -0.14672 | -0.07106 | 1.9423e-06 | -0.0014692 | 0.0047692 | 0.0047879 | 0.0047879 | 0.98293 | -0.2138 | 0.98292 | -0.21368 | 2.1763
199 | 0.18058 | 0.087185 | -0.18058 | -0.087459 | 5.2359e-07 | -0.0002739 | 0.0058161 | 0.0058195 | 0.0058195 | 0.99529 | -0.12382 | 0.99529 | -0.12379 | 2.6452

## res_trafo
| p_hv_mw | q_hv_mvar | p_lv_mw | q_lv_mvar | pl_mw | ql_mvar | i_hv_ka | i_lv_ka | vm_hv_pu | va_hv_degree | vm_lv_pu | va_lv_degree | loading_percent
0 | 2.6518e-14 | 1.7507e-14 | 0.013999 | 0.0105 | 0.013999 | 0.0105 | 1.6678e-16 | 0.00050517 | 0.99997 | 149.9981 | 1 | 0 | 0.069998

## res_ext_grid
| p_mw | q_mvar
0 | 15.6231 | 6.8928

## res_load
| p_mw | q_mvar
0 | 0.39554 | 0.19157
1 | 0.148 | 0.071681
2 | 0.27515 | 0.13326
3 | 0.34152 | 0.1654
4 | 0.15582 | 0.075468
5 | 0.14225 | 0.068893
6 | 0.16449 | 0.079666
7 | 0.14765 | 0.07151
8 | 0.090235 | 0.043703
9 | 0.11137 | 0.053937
10 | 0.054227 | 0.026263
11 | 0.15875 | 0.076887
12 | 0.14431 | 0.069894
13 | 0.080982 | 0.039221
14 | 0.12879 | 0.062375
15 | 0.10806 | 0.052335
16 | 0.24031 | 0.11639
17 | 0.13471 | 0.065245
18 | 0.14768 | 0.071523
19 | 0.094711 | 0.04587
20 | 0.054751 | 0.026517
21 | 0.1608 | 0.07788
22 | 0.10743 | 0.05203
23 | 0.14299 | 0.069252
24 | 0.080658 | 0.039064
25 | 0.12515 | 0.060611
26 | 0.1068 | 0.051724
27 | 0.067451 | 0.032668
28 | 0.077164 | 0.037372
29 | 0.067219 | 0.032556
30 | 0.15083 | 0.073049
31 | 0.43466 | 0.21051
32 | 0.088466 | 0.042846
33 | 0.096582 | 0.046777
34 | 0.12009 | 0.05816
35 | 0.12831 | 0.062144
36 | 0.67746 | 0.32811
37 | 0.156 | 0.075554
38 | 0.20269 | 0.098166
39 | 0.10066 | 0.048753
40 | 0.10348 | 0.050116
41 | 0.96584 | 0.46778
42 | 0.14503 | 0.070239
43 | 0.10238 | 0.049584
44 | 0.092458 | 0.04478
45 | 0.91775 | 0.44449
46 | 0.14236 | 0.068946
47 | 0.1207 | 0.058457
48 | 0.14982 | 0.07256
49 | 0.12257 | 0.059365
50 | 0.063703 | 0.030853
51 | 0.15917 | 0.077091
52 | 0.12426 | 0.06018
53 | 0.1211 | 0.05865
54 | 0.12931 | 0.062626
55 | 0.077148 | 0.037364
56 | 0.081736 | 0.039586
57 | 0.11966 | 0.057952
58 | 0.14715 | 0.071267
59 | 0.13056 | 0.063233
60 | 0.15946 | 0.077228
61 | 0.06002 | 0.029069
62 | 0.069947 | 0.033877
63 | 0.2144 | 0.10384
64 | 0.147 | 0.071196
65 | 0.10462 | 0.05067
66 | 0.10193 | 0.049368
67 | 0.10694 | 0.051794
68 | 0.073353 | 0.035526
69 | 0.099241 | 0.048065
70 | 0.076332 | 0.036969
71 | 0.13982 | 0.06772
72 | 0.16389 | 0.079374
73 | 0.14385 | 0.069669
74 | 0.15661 | 0.07585
75 | 0.14917 | 0.072247
76 | 0.071443 | 0.034601
77 | 0.087852 | 0.042549
78 | 0.13216 | 0.064008
79 | 0.20769 | 0.10059
80 | 0.092093 | 0.044603
81 | 0.14419 | 0.069836
82 | 0.16256 | 0.07873
83 | 0.14063 | 0.06811
84 | 0.10134 | 0.049083
85 | 0.15742 | 0.076244
86 | 0.1642 | 0.079527
87 | 0.1604 | 0.077683
88 | 0.13129 | 0.063585
89 | 0.14278 | 0.06915
90 | 0.070949 | 0.034362
91 | 0.099324 | 0.048105
92 | 0.089311 | 0.043256
93 | 0.14 | 0.067805
94 | 0.054839 | 0.02656
95 | 0.19734 | 0.095578
96 | 0.14672 | 0.07106
97 | 0.21667 | 0.10494
98 | 0.18058 | 0.087459

## dtypes
| element | column | dtype
0 | bus | name | object
1 | bus | vn_kv | float64
2 | bus | type | object
3 | bus | zone | object
4 | bus | in_service | bool
5 | load | name | object
6 | load | bus | uint32
7 | load | p_mw | float64
8 | load | q_mvar | float64
9 | load | const_z_percent | float64
10 | load | const_i_percent | float64
11 | load | sn_mva | float64
12 | load | scaling | float64
13 | load | in_service | bool
14 | load | type | object
15 | ext_grid | name | object
16 | ext_grid | bus | uint32
17 | ext_grid | vm_pu | float64
18 | ext_grid | va_degree | float64
19 | ext_grid | slack_weight | float64
20 | ext_grid | in_service | bool
21 | line | name | object
22 | line | std_type | object
23 | line | from_bus | uint32
24 | line | to_bus | uint32
25 | line | length_km | float64
26 | line | r_ohm_per_km | float64
27 | line | x_ohm_per_km | float64
28 | line | c_nf_per_km | float64
29 | line | g_us_per_km | float64
30 | line | max_i_ka | float64
31 | line | df | float64
32 | line | parallel | uint32
33 | line | type | object
34 | line | in_service | bool
35 | trafo | name | object
36 | trafo | std_type | object
37 | trafo | hv_bus | uint32
38 | trafo | lv_bus | uint32
39 | trafo | sn_mva | float64
40 | trafo | vn_hv_kv | float64
41 | trafo | vn_lv_kv | float64
42 | trafo | vk_percent | float64
43 | trafo | vkr_percent | float64
44 | trafo | pfe_kw | float64
45 | trafo | i0_percent | float64
46 | trafo | shift_degree | float64
47 | trafo | tap_side | object
48 | trafo | tap_neutral | int32
49 | trafo | tap_min | int32
50 | trafo | tap_max | int32
51 | trafo | tap_step_percent | float64
52 | trafo | tap_step_degree | float64
53 | trafo | tap_pos | int32
54 | trafo | tap_phase_shifter | bool
55 | trafo | parallel | uint32
56 | trafo | df | float64
57 | trafo | in_service | bool
58 | bus_geodata | x | float64
59 | bus_geodata | y | float64
60 | bus_geodata | coords | object
61 | res_bus | vm_pu | float64
62 | res_bus | va_degree | float64
63 | res_bus | p_mw | float64
64 | res_bus | q_mvar | float64
65 | res_line | p_from_mw | float64
66 | res_line | q_from_mvar | float64
67 | res_line | p_to_mw | float64
68 | res_line | q_to_mvar | float64
69 | res_line | pl_mw | float64
70 | res_line | ql_mvar | float64
71 | res_line | i_from_ka | float64
72 | res_line | i_to_ka | float64
73 | res_line | i_ka | float64
74 | res_line | vm_from_pu | float64
75 | res_line | va_from_degree | float64
76 | res_line | vm_to_pu | float64
77 | res_line | va_to_degree | float64
78 | res_line | loading_percent | float64
79 | res_trafo | p_hv_mw | float64
80 | res_trafo | q_hv_mvar | float64
81 | res_trafo | p_lv_mw | float64
82 | res_trafo | q_lv_mvar | float64
83 | res_trafo | pl_mw | float64
84 | res_trafo | ql_mvar | float64
85 | res_trafo | i_hv_ka | float64
86 | res_trafo | i_lv_ka | float64
87 | res_trafo | vm_hv_pu | float64
88 | res_trafo | va_hv_degree | float64
89 | res_trafo | vm_lv_pu | float64
90 | res_trafo | va_lv_degree | float64
91 | res_trafo | loading_percent | float64
92 | res_ext_grid | p_mw | float64
93 | res_ext_grid | q_mvar | float64
94 | res_load | p_mw | float64
95 | res_load | q_mvar | float64

## parameters
| version | format_version | converged | OPF_converged | name | f_hz | sn_mva
0 | 2.14.6 | 2.14.0 | TRUE | FALSE |  | 50 | 1