## bus
| name | vn_kv | type | zone | in_service
0 | bus_MV_317_0_node_0 | 20 | n |  | TRUE
1 | bus_MV_317_0_node_2 | 20 | n |  | TRUE
2 | bus_MV_317_0_node_3 | 20 | n |  | TRUE
3 | bus_MV_317_0_node_6 | 20 | n |  | TRUE
4 | bus_MV_317_0_node_1 | 20 | n |  | TRUE
5 | bus_MV_317_0_node_7 | 20 | n |  | TRUE
6 | bus_MV_317_0_node_4 | 20 | n |  | TRUE
7 | bus_MV_317_0_node_10 | 20 | n |  | TRUE
8 | bus_MV_317_0_node_11 | 20 | n |  | TRUE
9 | bus_MV_317_0_node_184 | 20 | n |  | TRUE
10 | bus_MV_317_0_node_5 | 20 | n |  | TRUE
11 | bus_MV_317_0_node_182 | 20 | n |  | TRUE
12 | bus_MV_317_0_node_8 | 20 | n |  | TRUE
13 | bus_MV_317_0_node_9 | 20 | n |  | TRUE
14 | bus_MV_317_0_node_44 | 20 | n |  | TRUE
15 | bus_MV_317_0_node_12 | 20 | n |  | TRUE
16 | bus_MV_317_0_node_110 | 20 | n |  | TRUE
17 | bus_MV_317_0_node_19 | 20 | n |  | TRUE
18 | bus_MV_317_0_node_18 | 20 | n |  | TRUE
19 | bus_MV_317_0_node_14 | 20 | n |  | TRUE
20 | bus_MV_317_0_node_109 | 20 | n |  | TRUE
21 | bus_MV_317_0_node_13 | 20 | n |  | TRUE
22 | bus_MV_317_0_node_181 | 20 | n |  | TRUE
23 | bus_MV_317_0_node_194 | 20 | n |  | TRUE
24 | bus_MV_317_0_node_15 | 20 | n |  | TRUE
25 | bus_MV_317_0_node_187 | 20 | n |  | TRUE
26 | bus_MV_317_0_node_178 | 20 | n |  | TRUE
27 | bus_MV_317_0_node_16 | 20 | n |  | TRUE
28 | bus_MV_317_0_node_17 | 20 | n |  | TRUE
29 | bus_MV_317_0_node_40 | 20 | n |  | TRUE
30 | bus_MV_317_0_node_24 | 20 | n |  | TRUE
31 | bus_MV_317_0_node_20 | 20 | n |  | TRUE
32 | bus_MV_317_0_node_21 | 20 | n |  | TRUE
33 | bus_MV_317_0_node_23 | 20 | n |  | TRUE
34 | bus_MV_317_0_node_27 | 20 | n |  | TRUE
35 | bus_MV_317_0_node_25 | 20 | n |  | TRUE
36 | bus_MV_317_0_node_43 | 20 | n |  | TRUE
37 | bus_MV_317_0_node_28 | 20 | n |  | TRUE
38 | bus_MV_317_0_node_111 | 20 | n |  | TRUE
39 | bus_MV_317_0_node_183 | 20 | n |  | TRUE
40 | bus_MV_317_0_node_185 | 20 | n |  | TRUE
41 | bus_MV_317_0_node_191 | 20 | n |  | TRUE
42 | bus_MV_317_0_node_29 | 20 | n |  | TRUE
43 | bus_MV_317_0_node_46 | 20 | n |  | TRUE
44 | bus_MV_317_0_node_51 | 20 | n |  | TRUE
45 | bus_MV_317_0_node_50 | 20 | n |  | TRUE
46 | bus_MV_317_0_node_58 | 20 | n |  | TRUE
47 | bus_MV_317_0_node_47 | 20 | n |  | TRUE
48 | bus_MV_317_0_node_48 | 20 | n |  | TRUE
49 | bus_MV_317_0_node_189 | 20 | n |  | TRUE
50 | bus_MV_317_0_node_49 | 20 | n |  | TRUE
51 | bus_MV_317_0_node_56 | 20 | n |  | TRUE
52 | bus_MV_317_0_node_61 | 20 | n |  | TRUE
53 | bus_MV_317_0_node_59 | 20 | n |  | TRUE
54 | bus_MV_317_0_node_113 | 20 | n |  | TRUE
55 | bus_MV_317_0_node_112 | 20 | n |  | TRUE
56 | bus_MV_317_0_node_55 | 20 | n |  | TRUE
57 | bus_MV_317_0_node_52 | 20 | n |  | TRUE
58 | bus_MV_317_0_node_53 | 20 | n |  | TRUE
59 | bus_MV_317_0_node_54 | 20 | n |  | TRUE
60 | bus_MV_317_0_node_57 | 20 | n |  | TRUE
61 | bus_MV_317_0_node_60 | 20 | n |  | TRUE
62 | bus_MV_317_0_node_114 | 20 | n |  | TRUE
63 | bus_MV_317_0_node_115 | 20 | n |  | TRUE
64 | bus_MV_317_0_node_62 | 20 | n |  | TRUE
65 | bus_MV_317_0_node_63 | 20 | n |  | TRUE
66 | bus_MV_317_0_node_64 | 20 | n |  | TRUE
67 | bus_MV_317_0_node_65 | 20 | n |  | TRUE
68 | bus_MV_317_0_node_143 | 20 | n |  | TRUE
69 | bus_MV_317_0_node_67 | 20 | n |  | TRUE
70 | bus_MV_317_0_node_69 | 20 | n |  | TRUE
71 | bus_MV_317_0_node_162 | 20 | n |  | TRUE
72 | bus_MV_317_0_node_102 | 20 | n |  | TRUE
73 | bus_MV_317_0_node_161 | 20 | n |  | TRUE
74 | bus_MV_317_0_node_70 | 20 | n |  | TRUE
75 | bus_MV_317_0_node_99 | 20 | n |  | TRUE
76 | bus_MV_317_0_node_71 | 20 | n |  | TRUE
77 | bus_MV_317_0_node_197 | 20 | n |  | TRUE
78 | bus_MV_317_0_node_98 | 20 | n |  | TRUE
79 | bus_MV_317_0_node_155 | 20 | n |  | TRUE
80 | bus_MV_317_0_node_101 | 20 | n |  | TRUE
81 | bus_MV_317_0_node_160 | 20 | n |  | TRUE
82 | bus_MV_317_0_node_72 | 20 | n |  | TRUE
83 | bus_MV_317_0_node_73 | 20 | n |  | TRUE
84 | bus_MV_317_0_node_74 | 20 | n |  | TRUE
85 | bus_MV_317_0_node_144 | 20 | n |  | TRUE
86 | bus_MV_317_0_node_121 | 20 | n |  | TRUE
87 | bus_MV_317_0_node_97 | 20 | n |  | TRUE
88 | bus_MV_317_0_node_117 | 20 | n |  | TRUE
89 | bus_MV_317_0_node_75 | 20 | n |  | TRUE
90 | bus_MV_317_0_node_76 | 20 | n |  | TRUE
91 | bus_MV_317_0_node_77 | 20 | n |  | TRUE
92 | bus_MV_317_0_node_80 | 20 | n |  | TRUE
93 | bus_MV_317_0_node_85 | 20 | n |  | TRUE
94 | bus_MV_317_0_node_78 | 20 | n |  | TRUE
95 | bus_MV_317_0_node_84 | 20 | n |  | TRUE
96 | bus_MV_317_0_node_198 | 20 | n |  | TRUE
97 | bus_MV_317_0_node_79 | 20 | n |  | TRUE
98 | bus_MV_317_0_node_96 | 20 | n |  | TRUE
99 | bus_MV_317_0_node_139 | 20 | n |  | TRUE
100 | bus_MV_317_0_node_81 | 20 | n |  | TRUE
101 | bus_MV_317_0_node_82 | 20 | n |  | TRUE
102 | bus_MV_317_0_node_108 | 20 | n |  | TRUE
103 | bus_MV_317_0_node_94 | 20 | n |  | TRUE
104 | bus_MV_317_0_node_93 | 20 | n |  | TRUE
105 | bus_MV_317_0_node_83 | 20 | n |  | TRUE
106 | bus_MV_317_0_node_169 | 20 | n |  | TRUE
107 | bus_MV_317_0_node_199 | 20 | n |  | TRUE
108 | bus_MV_317_0_node_86 | 20 | n |  | TRUE
109 | bus_MV_317_0_node_167 | 20 | n |  | TRUE
110 | bus_MV_317_0_node_166 | 20 | n |  | TRUE
111 | bus_MV_317_0_node_133 | 20 | n |  | TRUE
112 | bus_MV_317_0_node_95 | 20 | n |  | TRUE
113 | bus_MV_317_0_node_87 | 20 | n |  | TRUE
114 | bus_MV_317_0_node_88 | 20 | n |  | TRUE
115 | bus_MV_317_0_node_90 | 20 | n |  | TRUE
116 | bus_MV_317_0_node_89 | 20 | n |  | TRUE
117 | bus_MV_317_0_node_173 | 20 | n |  | TRUE
118 | bus_MV_317_0_node_92 | 20 | n |  | TRUE
119 | bus_MV_317_0_node_200 | 20 | n |  | TRUE
120 | bus_MV_317_0_node_91 | 20 | n |  | TRUE
121 | bus_MV_317_0_node_105 | 20 | n |  | TRUE
122 | bus_MV_317_0_node_164 | 20 | n |  | TRUE
123 | bus_MV_317_0_node_163 | 20 | n |  | TRUE
124 | bus_MV_317_0_node_106 | 20 | n |  | TRUE
125 | bus_MV_317_0_node_165 | 20 | n |  | TRUE
126 | bus_MV_317_0_node_154 | 20 | n |  | TRUE
127 | bus_MV_317_0_node_100 | 20 | n |  | TRUE
128 | bus_MV_317_0_node_103 | 20 | n |  | TRUE
129 | bus_MV_317_0_node_104 | 20 | n |  | TRUE
130 | bus_MV_317_0_node_107 | 20 | n |  | TRUE
131 | bus_MV_317_0_node_153 | 20 | n |  | TRUE
132 | bus_MV_317_0_node_152 | 20 | n |  | TRUE
133 | bus_MV_317_0_node_151 | 20 | n |  | TRUE
134 | bus_MV_317_0_node_156 | 20 | n |  | TRUE
135 | bus_MV_317_0_node_157 | 20 | n |  | TRUE
136 | bus_MV_317_0_node_118 | 20 | n |  | TRUE
137 | bus_MV_317_0_node_119 | 20 | n |  | TRUE
138 | bus_MV_317_0_node_116 | 20 | n |  | TRUE
139 | bus_MV_317_0_node_120 | 20 | n |  | TRUE
140 | bus_MV_317_0_node_122 | 20 | n |  | TRUE
141 | bus_MV_317_0_node_123 | 20 | n |  | TRUE
142 | bus_MV_317_0_node_124 | 20 | n |  | TRUE
143 | bus_MV_317_0_node_125 | 20 | n |  | TRUE
144 | bus_MV_317_0_node_136 | 20 | n |  | TRUE
145 | bus_MV_317_0_node_135 | 20 | n |  | TRUE
146 | bus_MV_317_0_node_134 | 20 | n |  | TRUE
147 | bus_MV_317_0_node_168 | 20 | n |  | TRUE
148 | bus_MV_317_0_node_137 | 20 | n |  | TRUE
149 | bus_MV_317_0_node_196 | 20 | n |  | TRUE
150 | bus_MV_317_0_node_126 | 20 | n |  | TRUE
151 | bus_MV_317_0_node_127 | 20 | n |  | TRUE
152 | bus_MV_317_0_node_128 | 20 | n |  | TRUE
153 | bus_MV_317_0_node_132 | 20 | n |  | TRUE
154 | bus_MV_317_0_node_129 | 20 | n |  | TRUE
155 | bus_MV_317_0_node_131 | 20 | n |  | TRUE
156 | bus_MV_317_0_node_138 | 20 | n |  | TRUE
157 | bus_MV_317_0_node_130 | 20 | n |  | TRUE
158 | bus_MV_317_0_node_174 | 20 | n |  | TRUE
159 | bus_MV_317_0_node_175 | 20 | n |  | TRUE
160 | bus_MV_317_0_node_140 | 20 | n |  | TRUE
161 | bus_MV_317_0_node_141 | 20 | n |  | TRUE
162 | bus_MV_317_0_node_142 | 20 | n |  | TRUE
163 | bus_MV_317_0_node_149 | 20 | n |  | TRUE
164 | bus_MV_317_0_node_148 | 20 | n |  | TRUE
165 | bus_MV_317_0_node_150 | 20 | n |  | TRUE
166 | bus_MV_317_0_node_159 | 20 | n |  | TRUE
167 | bus_MV_317_0_node_158 | 20 | n |  | TRUE
168 | bus_MV_317_0_node_176 | 20 | n |  | TRUE
169 | bus_MV_317_0_node_188 | 20 | n |  | TRUE
170 | bus_MV_317_0_node_190 | 20 | n |  | TRUE
171 | bus_MV_317_0_node_177 | 20 | n |  | TRUE
172 | bus_MV_317_0_node_179 | 20 | n |  | TRUE
173 | bus_MV_317_0_node_186 | 20 | n |  | TRUE
174 | bus_HV_317_0_node_61 | 110 | n |  | TRUE

## load
| name | bus | p_mw | q_mvar | const_z_percent | const_i_percent | sn_mva | scaling | in_service | type
0 | MV_317_0_load_0 | 0 | 0.21233 | 0.10284 | 0 | 0 |  | 1 | TRUE | wye
1 | MV_317_0_load_7 | 5 | 0.089464 | 0.043329 | 0 | 0 |  | 1 | TRUE | wye
2 | MV_317_0_load_10 | 7 | 0.34603 | 0.16759 | 0 | 0 |  | 1 | TRUE | wye
3 | MV_317_0_load_184 | 9 | 0.21627 | 0.10475 | 0 | 0 |  | 1 | TRUE | wye
4 | MV_317_0_load_182 | 11 | 0.28094 | 0.13607 | 0 | 0 |  | 1 | TRUE | wye
5 | MV_317_0_load_8 | 12 | 0.1819 | 0.088097 | 0 | 0 |  | 1 | TRUE | wye
6 | MV_317_0_load_9 | 13 | 0.09507 | 0.046044 | 0 | 0 |  | 1 | TRUE | wye
7 | MV_317_0_load_44 | 14 | 0.18707 | 0.090604 | 0 | 0 |  | 1 | TRUE | wye
8 | MV_317_0_load_19 | 17 | 0.32479 | 0.15731 | 0 | 0 |  | 1 | TRUE | wye
9 | MV_317_0_load_109 | 20 | 0.090394 | 0.04378 | 0 | 0 |  | 1 | TRUE | wye
10 | MV_317_0_load_181 | 22 | 0.14101 | 0.068295 | 0 | 0 |  | 1 | TRUE | wye
11 | MV_317_0_load_194 | 23 | 0.078519 | 0.038028 | 0 | 0 |  | 1 | TRUE | wye
12 | MV_317_0_load_15 | 24 | 0.14764 | 0.071505 | 0 | 0 |  | 1 | TRUE | wye
13 | MV_317_0_load_16 | 27 | 0.3853 | 0.18661 | 0 | 0 |  | 1 | TRUE | wye
14 | MV_317_0_load_40 | 29 | 0.29285 | 0.14184 | 0 | 0 |  | 1 | TRUE | wye
15 | MV_317_0_load_20 | 31 | 0.2785 | 0.13488 | 0 | 0 |  | 1 | TRUE | wye
16 | MV_317_0_load_43 | 36 | 0.22981 | 0.1113 | 0 | 0 |  | 1 | TRUE | wye
17 | MV_317_0_load_111 | 38 | 0.10067 | 0.048754 | 0 | 0 |  | 1 | TRUE | wye
18 | MV_317_0_load_183 | 39 | 0.21537 | 0.10431 | 0 | 0 |  | 1 | TRUE | wye
19 | MV_317_0_load_185 | 40 | 0.16632 | 0.080552 | 0 | 0 |  | 1 | TRUE | wye
20 | MV_317_0_load_191 | 41 | 0.23929 | 0.11589 | 0 | 0 |  | 1 | TRUE | wye
21 | MV_317_0_load_29 | 42 | 0.1034 | 0.050077 | 0 | 0 |  | 1 | TRUE | wye
22 | MV_317_0_load_51 | 44 | 0.093027 | 0.045055 | 0 | 0 |  | 1 | TRUE | wye
23 | MV_317_0_load_47 | 47 | 0.35802 | 0.17339 | 0 | 0 |  | 1 | TRUE | wye
24 | MV_317_0_load_189 | 49 | 0.34411 | 0.16666 | 0 | 0 |  | 1 | TRUE | wye
25 | MV_317_0_load_61 | 52 | 0.17932 | 0.086846 | 0 | 0 |  | 1 | TRUE | wye
26 | MV_317_0_load_112 | 55 | 0.10694 | 0.051792 | 0 | 0 |  | 1 | TRUE | wye
27 | MV_317_0_load_55 | 56 | 0.20815 | 0.10081 | 0 | 0 |  | 1 | TRUE | wye
28 | MV_317_0_load_52 | 57 | 0.17346 | 0.084011 | 0 | 0 |  | 1 | TRUE | wye
29 | MV_317_0_load_60 | 61 | 0.18074 | 0.087538 | 0 | 0 |  | 1 | TRUE | wye
30 | MV_317_0_load_115 | 63 | 0.068629 | 0.033239 | 0 | 0 |  | 1 | TRUE | wye
31 | MV_317_0_load_62 | 64 | 0.26085 | 0.12634 | 0 | 0 |  | 1 | TRUE | wye
32 | MV_317_0_load_143 | 68 | 0.18108 | 0.087702 | 0 | 0 |  | 1 | TRUE | wye
33 | MV_317_0_load_162 | 71 | 0.1129 | 0.054682 | 0 | 0 |  | 1 | TRUE | wye
34 | MV_317_0_load_102 | 72 | 0.073551 | 0.035622 | 0 | 0 |  | 1 | TRUE | wye
35 | MV_317_0_load_161 | 73 | 0.074283 | 0.035977 | 0 | 0 |  | 1 | TRUE | wye
36 | MV_317_0_load_99 | 75 | 0.1559 | 0.075504 | 0 | 0 |  | 1 | TRUE | wye
37 | MV_317_0_load_71 | 76 | 0.38669 | 0.18728 | 0 | 0 |  | 1 | TRUE | wye
38 | MV_317_0_load_197 | 77 | 0.12283 | 0.059487 | 0 | 0 |  | 1 | TRUE | wye
39 | MV_317_0_load_98 | 78 | 0.25886 | 0.12537 | 0 | 0 |  | 1 | TRUE | wye
40 | MV_317_0_load_160 | 81 | 0.087043 | 0.042157 | 0 | 0 |  | 1 | TRUE | wye
41 | MV_317_0_load_144 | 85 | 0.083792 | 0.040582 | 0 | 0 |  | 1 | TRUE | wye
42 | MV_317_0_load_121 | 86 | 1.9708 | 0.95451 | 0 | 0 |  | 1 | TRUE | wye
43 | MV_317_0_load_75 | 89 | 0.32112 | 0.15552 | 0 | 0 |  | 1 | TRUE | wye
44 | MV_317_0_load_198 | 96 | 0.39552 | 0.19156 | 0 | 0 |  | 1 | TRUE | wye
45 | MV_317_0_load_96 | 98 | 0.27102 | 0.13126 | 0 | 0 |  | 1 | TRUE | wye
46 | MV_317_0_load_139 | 99 | 0.10818 | 0.052396 | 0 | 0 |  | 1 | TRUE | wye
47 | MV_317_0_load_108 | 102 | 0.28368 | 0.13739 | 0 | 0 |  | 1 | TRUE | wye
48 | MV_317_0_load_93 | 104 | 0.19892 | 0.096342 | 0 | 0 |  | 1 | TRUE | wye
49 | MV_317_0_load_169 | 106 | 0.0788 | 0.038165 | 0 | 0 |  | 1 | TRUE | wye
50 | MV_317_0_load_199 | 107 | 0.27205 | 0.13176 | 0 | 0 |  | 1 | TRUE | wye
51 | MV_317_0_load_86 | 108 | 0.24202 | 0.11722 | 0 | 0 |  | 1 | TRUE | wye
52 | MV_317_0_load_167 | 109 | 0.31091 | 0.15058 | 0 | 0 |  | 1 | TRUE | wye
53 | MV_317_0_load_95 | 112 | 0.27475 | 0.13307 | 0 | 0 |  | 1 | TRUE | wye
54 | MV_317_0_load_87 | 113 | 0.39004 | 0.1889 | 0 | 0 |  | 1 | TRUE | wye
55 | MV_317_0_load_173 | 117 | 0.36268 | 0.17565 | 0 | 0 |  | 1 | TRUE | wye
56 | MV_317_0_load_200 | 119 | 0.098896 | 0.047898 | 0 | 0 |  | 1 | TRUE | wye
57 | MV_317_0_load_105 | 121 | 0.25191 | 0.12201 | 0 | 0 |  | 1 | TRUE | wye
58 | MV_317_0_load_163 | 123 | 0.12051 | 0.058368 | 0 | 0 |  | 1 | TRUE | wye
59 | MV_317_0_load_165 | 125 | 0.25578 | 0.12388 | 0 | 0 |  | 1 | TRUE | wye
60 | MV_317_0_load_100 | 127 | 0.31791 | 0.15397 | 0 | 0 |  | 1 | TRUE | wye
61 | MV_317_0_load_104 | 129 | 0.068617 | 0.033233 | 0 | 0 |  | 1 | TRUE | wye
62 | MV_317_0_load_153 | 131 | 0.15177 | 0.073504 | 0 | 0 |  | 1 | TRUE | wye
63 | MV_317_0_load_151 | 133 | 0.19734 | 0.095577 | 0 | 0 |  | 1 | TRUE | wye
64 | MV_317_0_load_156 | 134 | 0.22147 | 0.10726 | 0 | 0 |  | 1 | TRUE | wye
65 | MV_317_0_load_118 | 136 | 0.14448 | 0.069974 | 0 | 0 |  | 1 | TRUE | wye
66 | MV_317_0_load_120 | 139 | 0.35081 | 0.16991 | 0 | 0 |  | 1 | TRUE | wye
67 | MV_317_0_load_122 | 140 | 0.10687 | 0.051759 | 0 | 0 |  | 1 | TRUE | wye
68 | MV_317_0_load_136 | 144 | 0.17364 | 0.084095 | 0 | 0 |  | 1 | TRUE | wye
69 | MV_317_0_load_135 | 145 | 0.096091 | 0.046539 | 0 | 0 |  | 1 | TRUE | wye
70 | MV_317_0_load_168 | 147 | 0.11857 | 0.057428 | 0 | 0 |  | 1 | TRUE | wye
71 | MV_317_0_load_196 | 149 | 0.23466 | 0.11365 | 0 | 0 |  | 1 | TRUE | wye
72 | MV_317_0_load_126 | 150 | 0.47276 | 0.22897 | 0 | 0 |  | 1 | TRUE | wye
73 | MV_317_0_load_132 | 153 | 0.26143 | 0.12662 | 0 | 0 |  | 1 | TRUE | wye
74 | MV_317_0_load_138 | 156 | 0.1948 | 0.094347 | 0 | 0 |  | 1 | TRUE | wye
75 | MV_317_0_load_130 | 157 | 0.17534 | 0.084919 | 0 | 0 |  | 1 | TRUE | wye
76 | MV_317_0_load_175 | 159 | 0.38275 | 0.18538 | 0 | 0 |  | 1 | TRUE | wye
77 | MV_317_0_load_140 | 160 | 0.13769 | 0.066685 | 0 | 0 |  | 1 | TRUE | wye
78 | MV_317_0_load_149 | 163 | 0.41512 | 0.20105 | 0 | 0 |  | 1 | TRUE | wye
79 | MV_317_0_load_148 | 164 | 0.088891 | 0.043052 | 0 | 0 |  | 1 | TRUE | wye
80 | MV_317_0_load_158 | 167 | 0.24353 | 0.11795 | 0 | 0 |  | 1 | TRUE | wye
81 | MV_317_0_load_190 | 170 | 0.14459 | 0.070026 | 0 | 0 |  | 1 | TRUE | wye
82 | MV_317_0_load_179 | 172 | 0.20417 | 0.098885 | 0 | 0 |  | 1 | TRUE | wye
83 | MV_317_0_load_186 | 173 | 0.33681 | 0.16312 | 0 | 0 |  | 1 | TRUE | wye

## ext_grid
| name | bus | vm_pu | va_degree | slack_weight | in_service
0 |  | 52 | 1 | 0 | 1 | TRUE

## line
| name | std_type | from_bus | to_bus | length_km | r_ohm_per_km | x_ohm_per_km | c_nf_per_km | g_us_per_km | max_i_ka | df | parallel | type | in_service
0 | MV_317_0_line_0 |  | 0 | 1 | 0.002126 | 0.445 | 0.132 | 190 | 0 | 0.22 | 1 | 1 | cs | TRUE
1 | MV_317_0_line_1 |  | 0 | 2 | 0.013303 | 0.445 | 0.132 | 190 | 0 | 0.22 | 1 | 1 | cs | TRUE
2 | MV_317_0_line_2 |  | 1 | 3 | 0.85933 | 0.445 | 0.132 | 190 | 0 | 0.22 | 1 | 1 | cs | TRUE
3 | MV_317_0_line_3 |  | 1 | 4 | 0.057621 | 0.5939 | 0.372 | 9.5 | 0 | 0.21 | 1 | 1 | ol | TRUE
4 | MV_317_0_line_4 |  | 2 | 5 | 1.7757 | 0.5939 | 0.372 | 9.5 | 0 | 0.21 | 1 | 1 | ol | TRUE
5 | MV_317_0_line_5 |  | 2 | 6 | 0.24314 | 0.5939 | 0.372 | 9.5 | 0 | 0.21 | 1 | 1 | ol | TRUE
6 | MV_317_0_line_6 |  | 3 | 7 | 0.074344 | 0.5939 | 0.372 | 9.5 | 0 | 0.21 | 1 | 1 | ol | TRUE
7 | MV_317_0_line_7 |  | 4 | 10 | 0.25031 | 0.445 | 0.132 | 190 | 0 | 0.22 | 1 | 1 | cs | TRUE
8 | MV_317_0_line_8 |  | 6 | 11 | 0.064491 | 0.445 | 0.132 | 190 | 0 | 0.22 | 1 | 1 | cs | TRUE
9 | MV_317_0_line_9 |  | 7 | 8 | 0.045084 | 0.445 | 0.132 | 190 | 0 | 0.22 | 1 | 1 | cs | TRUE
10 | MV_317_0_line_10 |  | 7 | 9 | 0.52989 | 0.5939 | 0.372 | 9.5 | 0 | 0.21 | 1 | 1 | ol | TRUE
11 | MV_317_0_line_11 |  | 8 | 19 | 0.47248 | 0.445 | 0.132 | 190 | 0 | 0.22 | 1 | 1 | cs | TRUE
12 | MV_317_0_line_12 |  | 9 | 15 | 0.068582 | 0.5939 | 0.372 | 9.5 | 0 | 0.21 | 1 | 1 | ol | TRUE
13 | MV_317_0_line_13 |  | 10 | 12 | 0.021619 | 0.445 | 0.132 | 190 | 0 | 0.22 | 1 | 1 | cs | TRUE
14 | MV_317_0_line_14 |  | 12 | 13 | 0.30252 | 0.5939 | 0.372 | 9.5 | 0 | 0.21 | 1 | 1 | ol | TRUE
15 | MV_317_0_line_15 |  | 13 | 14 | 1.11 | 0.5939 | 0.372 | 9.5 | 0 | 0.21 | 1 | 1 | ol | TRUE
16 | MV_317_0_line_16 |  | 14 | 44 | 0.69468 | 0.5939 | 0.372 | 9.5 | 0 | 0.21 | 1 | 1 | ol | TRUE
17 | MV_317_0_line_17 |  | 15 | 16 | 0.16831 | 0.445 | 0.132 | 190 | 0 | 0.22 | 1 | 1 | cs | TRUE
18 | MV_317_0_line_18 |  | 16 | 20 | 0.021718 | 0.445 | 0.132 | 190 | 0 | 0.22 | 1 | 1 | cs | TRUE
19 | MV_317_0_line_19 |  | 17 | 18 | 0.056197 | 0.445 | 0.132 | 190 | 0 | 0.22 | 1 | 1 | cs | TRUE
20 | MV_317_0_line_20 |  | 18 | 28 | 0.66561 | 0.445 | 0.132 | 190 | 0 | 0.22 | 1 | 1 | cs | TRUE
21 | MV_317_0_line_21 |  | 19 | 24 | 0.076952 | 0.445 | 0.132 | 190 | 0 | 0.22 | 1 | 1 | cs | TRUE
22 | MV_317_0_line_22 |  | 19 | 21 | 0.52663 | 0.445 | 0.132 | 190 | 0 | 0.22 | 1 | 1 | cs | TRUE
23 | MV_317_0_line_23 |  | 21 | 22 | 0.061583 | 0.445 | 0.132 | 190 | 0 | 0.22 | 1 | 1 | cs | TRUE
24 | MV_317_0_line_24 |  | 21 | 23 | 0.72712 | 0.5939 | 0.372 | 9.5 | 0 | 0.21 | 1 | 1 | ol | TRUE
25 | MV_317_0_line_25 |  | 23 | 25 | 0.026713 | 0.445 | 0.132 | 190 | 0 | 0.22 | 1 | 1 | cs | TRUE
26 | MV_317_0_line_26 |  | 25 | 26 | 1.0343 | 0.445 | 0.132 | 190 | 0 | 0.22 | 1 | 1 | cs | TRUE
27 | MV_317_0_line_27 |  | 26 | 173 | 0.046423 | 0.5939 | 0.372 | 9.5 | 0 | 0.21 | 1 | 1 | ol | TRUE
28 | MV_317_0_line_28 |  | 26 | 171 | 0.38503 | 0.445 | 0.132 | 190 | 0 | 0.22 | 1 | 1 | cs | TRUE
29 | MV_317_0_line_29 |  | 27 | 28 | 0.039661 | 0.5939 | 0.372 | 9.5 | 0 | 0.21 | 1 | 1 | ol | TRUE
30 | MV_317_0_line_30 |  | 27 | 29 | 1.2054 | 0.5939 | 0.372 | 9.5 | 0 | 0.21 | 1 | 1 | ol | TRUE
31 | MV_317_0_line_31 |  | 29 | 30 | 0.040906 | 0.445 | 0.132 | 190 | 0 | 0.22 | 1 | 1 | cs | TRUE
32 | MV_317_0_line_32 |  | 30 | 35 | 0.12767 | 0.445 | 0.132 | 190 | 0 | 0.22 | 1 | 1 | cs | TRUE
33 | MV_317_0_line_33 |  | 30 | 32 | 0.93713 | 0.445 | 0.132 | 190 | 0 | 0.22 | 1 | 1 | cs | TRUE
34 | MV_317_0_line_34 |  | 31 | 32 | 0.092849 | 0.445 | 0.132 | 190 | 0 | 0.22 | 1 | 1 | cs | TRUE
35 | MV_317_0_line_35 |  | 31 | 33 | 0.17322 | 0.445 | 0.132 | 190 | 0 | 0.22 | 1 | 1 | cs | TRUE
36 | MV_317_0_line_36 |  | 33 | 34 | 0.22396 | 0.445 | 0.132 | 190 | 0 | 0.22 | 1 | 1 | cs | TRUE
37 | MV_317_0_line_37 |  | 34 | 37 | 0.82496 | 0.445 | 0.132 | 190 | 0 | 0.22 | 1 | 1 | cs | TRUE
38 | MV_317_0_line_38 |  | 34 | 38 | 0.26813 | 0.445 | 0.132 | 190 | 0 | 0.22 | 1 | 1 | cs | TRUE
39 | MV_317_0_line_39 |  | 35 | 36 | 0.083087 | 0.5939 | 0.372 | 9.5 | 0 | 0.21 | 1 | 1 | ol | TRUE
40 | MV_317_0_line_40 |  | 37 | 39 | 0.029955 | 0.445 | 0.132 | 190 | 0 | 0.22 | 1 | 1 | cs | TRUE
41 | MV_317_0_line_41 |  | 39 | 42 | 1.0502 | 0.5939 | 0.372 | 9.5 | 0 | 0.21 | 1 | 1 | ol | TRUE
42 | MV_317_0_line_42 |  | 40 | 41 | 1.0273 | 0.5939 | 0.372 | 9.5 | 0 | 0.21 | 1 | 1 | ol | TRUE
43 | MV_317_0_line_43 |  | 41 | 46 | 0.060045 | 0.5939 | 0.372 | 9.5 | 0 | 0.21 | 1 | 1 | ol | TRUE
44 | MV_317_0_line_44 |  | 42 | 43 | 0.78698 | 0.5939 | 0.372 | 9.5 | 0 | 0.21 | 1 | 1 | ol | TRUE
45 | MV_317_0_line_45 |  | 43 | 44 | 0.078249 | 0.5939 | 0.372 | 9.5 | 0 | 0.21 | 1 | 1 | ol | TRUE
46 | MV_317_0_line_46 |  | 44 | 45 | 0.013493 | 0.161 | 0.117 | 273 | 0 | 0.362 | 1 | 1 | cs | TRUE
47 | MV_317_0_line_47 |  | 45 | 48 | 0.443 | 0.0515 | 0.029 | 1000 | 0 | 1.276 | 1 | 1 | cs | TRUE
48 | MV_317_0_line_48 |  | 46 | 60 | 0.25893 | 0.445 | 0.132 | 190 | 0 | 0.22 | 1 | 1 | cs | TRUE
49 | MV_317_0_line_49 |  | 47 | 48 | 0.10939 | 0.445 | 0.132 | 190 | 0 | 0.22 | 1 | 1 | cs | TRUE
50 | MV_317_0_line_50 |  | 47 | 49 | 0.69289 | 0.5939 | 0.372 | 9.5 | 0 | 0.21 | 1 | 1 | ol | TRUE
51 | MV_317_0_line_51 |  | 48 | 50 | 0.86482 | 0.0515 | 0.029 | 1000 | 0 | 1.276 | 1 | 1 | cs | TRUE
52 | MV_317_0_line_52 |  | 49 | 169 | 0.006926 | 0.445 | 0.132 | 190 | 0 | 0.22 | 1 | 1 | cs | TRUE
53 | MV_317_0_line_53 |  | 50 | 51 | 0.64479 | 0.0515 | 0.029 | 1000 | 0 | 1.276 | 1 | 1 | cs | TRUE
54 | MV_317_0_line_54 |  | 50 | 52 | 0.021293 | 0.0515 | 0.029 | 1000 | 0 | 1.276 | 1 | 1 | cs | TRUE
55 | MV_317_0_line_55 |  | 51 | 56 | 0.060644 | 0.445 | 0.132 | 190 | 0 | 0.22 | 1 | 1 | cs | TRUE
56 | MV_317_0_line_56 |  | 51 | 53 | 0.47758 | 0.0515 | 0.029 | 1000 | 0 | 1.276 | 1 | 1 | cs | TRUE
57 | MV_317_0_line_57 |  | 53 | 54 | 0.034991 | 0.0515 | 0.029 | 1000 | 0 | 1.276 | 1 | 1 | cs | TRUE
58 | MV_317_0_line_58 |  | 53 | 55 | 0.041512 | 0.445 | 0.132 | 190 | 0 | 0.22 | 1 | 1 | cs | TRUE
59 | MV_317_0_line_59 |  | 54 | 62 | 0.074951 | 0.445 | 0.132 | 190 | 0 | 0.22 | 1 | 1 | cs | TRUE
60 | MV_317_0_line_60 |  | 54 | 63 | 0.04401 | 0.0515 | 0.029 | 1000 | 0 | 1.276 | 1 | 1 | cs | TRUE
61 | MV_317_0_line_61 |  | 56 | 59 | 0.048715 | 0.445 | 0.132 | 190 | 0 | 0.22 | 1 | 1 | cs | TRUE
62 | MV_317_0_line_62 |  | 57 | 58 | 0.088306 | 0.5939 | 0.372 | 9.5 | 0 | 0.21 | 1 | 1 | ol | TRUE
63 | MV_317_0_line_63 |  | 58 | 59 | 0.12344 | 0.445 | 0.132 | 190 | 0 | 0.22 | 1 | 1 | cs | TRUE
64 | MV_317_0_line_64 |  | 59 | 60 | 0.47674 | 0.445 | 0.132 | 190 | 0 | 0.22 | 1 | 1 | cs | TRUE
65 | MV_317_0_line_65 |  | 60 | 61 | 0.037335 | 0.445 | 0.132 | 190 | 0 | 0.22 | 1 | 1 | cs | TRUE
66 | MV_317_0_line_66 |  | 62 | 136 | 0.034907 | 0.445 | 0.132 | 190 | 0 | 0.22 | 1 | 1 | cs | TRUE
67 | MV_317_0_line_67 |  | 62 | 137 | 0.092288 | 0.445 | 0.132 | 190 | 0 | 0.22 | 1 | 1 | cs | TRUE
68 | MV_317_0_line_68 |  | 63 | 138 | 0.041093 | 0.0515 | 0.029 | 1000 | 0 | 1.276 | 1 | 1 | cs | TRUE
69 | MV_317_0_line_69 |  | 64 | 65 | 0.063487 | 0.5939 | 0.372 | 9.5 | 0 | 0.21 | 1 | 1 | ol | TRUE
70 | MV_317_0_line_70 |  | 65 | 66 | 0.16778 | 0.0515 | 0.029 | 1000 | 0 | 1.276 | 1 | 1 | cs | TRUE
71 | MV_317_0_line_71 |  | 65 | 67 | 0.10275 | 0.0515 | 0.029 | 1000 | 0 | 1.276 | 1 | 1 | cs | TRUE
72 | MV_317_0_line_72 |  | 66 | 68 | 0.086547 | 0.161 | 0.117 | 273 | 0 | 0.362 | 1 | 1 | cs | TRUE
73 | MV_317_0_line_73 |  | 67 | 69 | 0.091103 | 0.445 | 0.132 | 190 | 0 | 0.22 | 1 | 1 | cs | TRUE
74 | MV_317_0_line_74 |  | 67 | 70 | 0.19746 | 0.0515 | 0.029 | 1000 | 0 | 1.276 | 1 | 1 | cs | TRUE
75 | MV_317_0_line_75 |  | 67 | 71 | 0.046621 | 0.445 | 0.132 | 190 | 0 | 0.22 | 1 | 1 | cs | TRUE
76 | MV_317_0_line_76 |  | 68 | 77 | 0.11518 | 0.306 | 0.35 | 10 | 0 | 0.35 | 1 | 1 | ol | TRUE
77 | MV_317_0_line_77 |  | 69 | 72 | 0.065823 | 0.445 | 0.132 | 190 | 0 | 0.22 | 1 | 1 | cs | TRUE
78 | MV_317_0_line_78 |  | 69 | 73 | 0.011499 | 0.445 | 0.132 | 190 | 0 | 0.22 | 1 | 1 | cs | TRUE
79 | MV_317_0_line_79 |  | 70 | 74 | 0.55076 | 0.0515 | 0.029 | 1000 | 0 | 1.276 | 1 | 1 | cs | TRUE
80 | MV_317_0_line_80 |  | 70 | 75 | 0.013424 | 0.445 | 0.132 | 190 | 0 | 0.22 | 1 | 1 | cs | TRUE
81 | MV_317_0_line_81 |  | 72 | 80 | 0.016154 | 0.445 | 0.132 | 190 | 0 | 0.22 | 1 | 1 | cs | TRUE
82 | MV_317_0_line_82 |  | 73 | 81 | 0.079013 | 0.445 | 0.132 | 190 | 0 | 0.22 | 1 | 1 | cs | TRUE
83 | MV_317_0_line_83 |  | 74 | 76 | 0.044306 | 0.0515 | 0.029 | 1000 | 0 | 1.276 | 1 | 1 | cs | TRUE
84 | MV_317_0_line_84 |  | 76 | 82 | 0.015366 | 0.0515 | 0.029 | 1000 | 0 | 1.276 | 1 | 1 | cs | TRUE
85 | MV_317_0_line_85 |  | 77 | 79 | 0.054855 | 0.161 | 0.117 | 273 | 0 | 0.362 | 1 | 1 | cs | TRUE
86 | MV_317_0_line_86 |  | 78 | 79 | 0.13137 | 0.5939 | 0.372 | 9.5 | 0 | 0.21 | 1 | 1 | ol | TRUE
87 | MV_317_0_line_87 |  | 79 | 126 | 0.11585 | 0.445 | 0.132 | 190 | 0 | 0.22 | 1 | 1 | cs | TRUE
88 | MV_317_0_line_88 |  | 80 | 128 | 0.022781 | 0.445 | 0.132 | 190 | 0 | 0.22 | 1 | 1 | cs | TRUE
89 | MV_317_0_line_89 |  | 80 | 127 | 0.1134 | 0.5939 | 0.372 | 9.5 | 0 | 0.21 | 1 | 1 | ol | TRUE
90 | MV_317_0_line_90 |  | 82 | 83 | 0.19815 | 0.0515 | 0.029 | 1000 | 0 | 1.276 | 1 | 1 | cs | TRUE
91 | MV_317_0_line_91 |  | 82 | 84 | 0.36185 | 0.0515 | 0.029 | 1000 | 0 | 1.276 | 1 | 1 | cs | TRUE
92 | MV_317_0_line_92 |  | 83 | 85 | 0.023994 | 0.0515 | 0.029 | 1000 | 0 | 1.276 | 1 | 1 | cs | TRUE
93 | MV_317_0_line_93 |  | 84 | 86 | 0.032688 | 0.0515 | 0.029 | 1000 | 0 | 1.276 | 1 | 1 | cs | TRUE
94 | MV_317_0_line_94 |  | 85 | 87 | 0.033185 | 0.0515 | 0.029 | 1000 | 0 | 1.276 | 1 | 1 | cs | TRUE
95 | MV_317_0_line_95 |  | 86 | 88 | 0.037513 | 0.0515 | 0.029 | 1000 | 0 | 1.276 | 1 | 1 | cs | TRUE
96 | MV_317_0_line_96 |  | 87 | 97 | 0.13321 | 0.161 | 0.117 | 273 | 0 | 0.362 | 1 | 1 | cs | TRUE
97 | MV_317_0_line_97 |  | 88 | 138 | 0.11463 | 0.0515 | 0.029 | 1000 | 0 | 1.276 | 1 | 1 | cs | TRUE
98 | MV_317_0_line_98 |  | 89 | 90 | 0.040724 | 0.445 | 0.132 | 190 | 0 | 0.22 | 1 | 1 | cs | TRUE
99 | MV_317_0_line_99 |  | 90 | 91 | 0.7546 | 0.445 | 0.132 | 190 | 0 | 0.22 | 1 | 1 | cs | TRUE
100 | MV_317_0_line_100 |  | 90 | 92 | 0.18334 | 0.445 | 0.132 | 190 | 0 | 0.22 | 1 | 1 | cs | TRUE
101 | MV_317_0_line_101 |  | 90 | 93 | 0.74098 | 0.445 | 0.132 | 190 | 0 | 0.22 | 1 | 1 | cs | TRUE
102 | MV_317_0_line_102 |  | 91 | 94 | 0.1806 | 0.445 | 0.132 | 190 | 0 | 0.22 | 1 | 1 | cs | TRUE
103 | MV_317_0_line_103 |  | 91 | 95 | 0.71257 | 0.445 | 0.132 | 190 | 0 | 0.22 | 1 | 1 | cs | TRUE
104 | MV_317_0_line_104 |  | 92 | 99 | 0.047393 | 0.445 | 0.132 | 190 | 0 | 0.22 | 1 | 1 | cs | TRUE
105 | MV_317_0_line_105 |  | 93 | 108 | 0.086104 | 0.445 | 0.132 | 190 | 0 | 0.22 | 1 | 1 | cs | TRUE
106 | MV_317_0_line_106 |  | 94 | 96 | 0.013365 | 0.445 | 0.132 | 190 | 0 | 0.22 | 1 | 1 | cs | TRUE
107 | MV_317_0_line_107 |  | 94 | 97 | 0.083578 | 0.445 | 0.132 | 190 | 0 | 0.22 | 1 | 1 | cs | TRUE
108 | MV_317_0_line_108 |  | 95 | 107 | 0.030591 | 0.445 | 0.132 | 190 | 0 | 0.22 | 1 | 1 | cs | TRUE
109 | MV_317_0_line_109 |  | 95 | 105 | 0.23395 | 0.445 | 0.132 | 190 | 0 | 0.22 | 1 | 1 | cs | TRUE
110 | MV_317_0_line_110 |  | 97 | 98 | 0.011029 | 0.445 | 0.132 | 190 | 0 | 0.22 | 1 | 1 | cs | TRUE
111 | MV_317_0_line_111 |  | 100 | 101 | 0.17359 | 0.445 | 0.132 | 190 | 0 | 0.22 | 1 | 1 | cs | TRUE
112 | MV_317_0_line_112 |  | 100 | 102 | 0.008728 | 0.445 | 0.132 | 190 | 0 | 0.22 | 1 | 1 | cs | TRUE
113 | MV_317_0_line_113 |  | 101 | 103 | 0.098657 | 0.445 | 0.132 | 190 | 0 | 0.22 | 1 | 1 | cs | TRUE
114 | MV_317_0_line_114 |  | 101 | 104 | 0.011673 | 0.445 | 0.132 | 190 | 0 | 0.22 | 1 | 1 | cs | TRUE
115 | MV_317_0_line_115 |  | 103 | 109 | 0.1004 | 0.445 | 0.132 | 190 | 0 | 0.22 | 1 | 1 | cs | TRUE
116 | MV_317_0_line_116 |  | 103 | 110 | 0.06712 | 0.445 | 0.132 | 190 | 0 | 0.22 | 1 | 1 | cs | TRUE
117 | MV_317_0_line_117 |  | 105 | 106 | 0.036023 | 0.445 | 0.132 | 190 | 0 | 0.22 | 1 | 1 | cs | TRUE
118 | MV_317_0_line_118 |  | 107 | 111 | 0.96985 | 0.5939 | 0.372 | 9.5 | 0 | 0.21 | 1 | 1 | ol | TRUE
119 | MV_317_0_line_119 |  | 108 | 112 | 0.072711 | 0.5939 | 0.372 | 9.5 | 0 | 0.21 | 1 | 1 | ol | TRUE
120 | MV_317_0_line_120 |  | 109 | 122 | 0.038257 | 0.445 | 0.132 | 190 | 0 | 0.22 | 1 | 1 | cs | TRUE
121 | MV_317_0_line_121 |  | 110 | 125 | 0.035087 | 0.445 | 0.132 | 190 | 0 | 0.22 | 1 | 1 | cs | TRUE
122 | MV_317_0_line_122 |  | 111 | 146 | 0.092579 | 0.445 | 0.132 | 190 | 0 | 0.22 | 1 | 1 | cs | TRUE
123 | MV_317_0_line_123 |  | 111 | 153 | 0.033291 | 0.445 | 0.132 | 190 | 0 | 0.22 | 1 | 1 | cs | TRUE
124 | MV_317_0_line_124 |  | 113 | 114 | 0.13383 | 0.5939 | 0.372 | 9.5 | 0 | 0.21 | 1 | 1 | ol | TRUE
125 | MV_317_0_line_125 |  | 114 | 115 | 0.25095 | 0.445 | 0.132 | 190 | 0 | 0.22 | 1 | 1 | cs | TRUE
126 | MV_317_0_line_126 |  | 115 | 119 | 0.013021 | 0.445 | 0.132 | 190 | 0 | 0.22 | 1 | 1 | cs | TRUE
127 | MV_317_0_line_127 |  | 115 | 116 | 0.36455 | 0.445 | 0.132 | 190 | 0 | 0.22 | 1 | 1 | cs | TRUE
128 | MV_317_0_line_128 |  | 116 | 117 | 0.006029 | 0.445 | 0.132 | 190 | 0 | 0.22 | 1 | 1 | cs | TRUE
129 | MV_317_0_line_129 |  | 116 | 118 | 0.31371 | 0.445 | 0.132 | 190 | 0 | 0.22 | 1 | 1 | cs | TRUE
130 | MV_317_0_line_130 |  | 118 | 122 | 0.13393 | 0.445 | 0.132 | 190 | 0 | 0.22 | 1 | 1 | cs | TRUE
131 | MV_317_0_line_131 |  | 118 | 123 | 0.015715 | 0.445 | 0.132 | 190 | 0 | 0.22 | 1 | 1 | cs | TRUE
132 | MV_317_0_line_132 |  | 118 | 120 | 0.23897 | 0.445 | 0.132 | 190 | 0 | 0.22 | 1 | 1 | cs | TRUE
133 | MV_317_0_line_133 |  | 120 | 121 | 0.020982 | 0.445 | 0.132 | 190 | 0 | 0.22 | 1 | 1 | cs | TRUE
134 | MV_317_0_line_134 |  | 121 | 124 | 0.052075 | 0.5939 | 0.372 | 9.5 | 0 | 0.21 | 1 | 1 | ol | TRUE
135 | MV_317_0_line_135 |  | 124 | 130 | 0.1582 | 0.445 | 0.132 | 190 | 0 | 0.22 | 1 | 1 | cs | TRUE
136 | MV_317_0_line_136 |  | 126 | 131 | 0.027756 | 0.445 | 0.132 | 190 | 0 | 0.22 | 1 | 1 | cs | TRUE
137 | MV_317_0_line_137 |  | 128 | 129 | 0.035871 | 0.445 | 0.132 | 190 | 0 | 0.22 | 1 | 1 | cs | TRUE
138 | MV_317_0_line_138 |  | 130 | 131 | 0.044239 | 0.445 | 0.132 | 190 | 0 | 0.22 | 1 | 1 | cs | TRUE
139 | MV_317_0_line_139 |  | 130 | 132 | 0.049835 | 0.445 | 0.132 | 190 | 0 | 0.22 | 1 | 1 | cs | TRUE
140 | MV_317_0_line_140 |  | 132 | 133 | 0.034031 | 0.445 | 0.132 | 190 | 0 | 0.22 | 1 | 1 | cs | TRUE
141 | MV_317_0_line_141 |  | 133 | 134 | 0.054994 | 0.5939 | 0.372 | 9.5 | 0 | 0.21 | 1 | 1 | ol | TRUE
142 | MV_317_0_line_142 |  | 134 | 135 | 0.061303 | 0.445 | 0.132 | 190 | 0 | 0.22 | 1 | 1 | cs | TRUE
143 | MV_317_0_line_143 |  | 135 | 165 | 0.13214 | 0.445 | 0.132 | 190 | 0 | 0.22 | 1 | 1 | cs | TRUE
144 | MV_317_0_line_144 |  | 137 | 139 | 0.026964 | 0.445 | 0.132 | 190 | 0 | 0.22 | 1 | 1 | cs | TRUE
145 | MV_317_0_line_145 |  | 140 | 141 | 0.033981 | 0.445 | 0.132 | 190 | 0 | 0.22 | 1 | 1 | cs | TRUE
146 | MV_317_0_line_146 |  | 141 | 142 | 0.051777 | 0.445 | 0.132 | 190 | 0 | 0.22 | 1 | 1 | cs | TRUE
147 | MV_317_0_line_147 |  | 141 | 143 | 0.053059 | 0.445 | 0.132 | 190 | 0 | 0.22 | 1 | 1 | cs | TRUE
148 | MV_317_0_line_148 |  | 142 | 144 | 0.007362 | 0.445 | 0.132 | 190 | 0 | 0.22 | 1 | 1 | cs | TRUE
149 | MV_317_0_line_149 |  | 142 | 145 | 0.031599 | 0.445 | 0.132 | 190 | 0 | 0.22 | 1 | 1 | cs | TRUE
150 | MV_317_0_line_150 |  | 143 | 146 | 0.1267 | 0.445 | 0.132 | 190 | 0 | 0.22 | 1 | 1 | cs | TRUE
151 | MV_317_0_line_151 |  | 143 | 147 | 0.033896 | 0.445 | 0.132 | 190 | 0 | 0.22 | 1 | 1 | cs | TRUE
152 | MV_317_0_line_152 |  | 144 | 148 | 0.040426 | 0.445 | 0.132 | 190 | 0 | 0.22 | 1 | 1 | cs | TRUE
153 | MV_317_0_line_153 |  | 146 | 149 | 0.024707 | 0.445 | 0.132 | 190 | 0 | 0.22 | 1 | 1 | cs | TRUE
154 | MV_317_0_line_154 |  | 148 | 158 | 0.37624 | 0.445 | 0.132 | 190 | 0 | 0.22 | 1 | 1 | cs | TRUE
155 | MV_317_0_line_155 |  | 150 | 151 | 0.062604 | 0.445 | 0.132 | 190 | 0 | 0.22 | 1 | 1 | cs | TRUE
156 | MV_317_0_line_156 |  | 151 | 152 | 0.023999 | 0.445 | 0.132 | 190 | 0 | 0.22 | 1 | 1 | cs | TRUE
157 | MV_317_0_line_157 |  | 152 | 153 | 0.06647 | 0.445 | 0.132 | 190 | 0 | 0.22 | 1 | 1 | cs | TRUE
158 | MV_317_0_line_158 |  | 152 | 154 | 0.08534 | 0.445 | 0.132 | 190 | 0 | 0.22 | 1 | 1 | cs | TRUE
159 | MV_317_0_line_159 |  | 152 | 155 | 0.020584 | 0.445 | 0.132 | 190 | 0 | 0.22 | 1 | 1 | cs | TRUE
160 | MV_317_0_line_160 |  | 154 | 156 | 0.056108 | 0.445 | 0.132 | 190 | 0 | 0.22 | 1 | 1 | cs | TRUE
161 | MV_317_0_line_161 |  | 155 | 157 | 0.020423 | 0.445 | 0.132 | 190 | 0 | 0.22 | 1 | 1 | cs | TRUE
162 | MV_317_0_line_162 |  | 158 | 159 | 0.028318 | 0.445 | 0.132 | 190 | 0 | 0.22 | 1 | 1 | cs | TRUE
163 | MV_317_0_line_163 |  | 160 | 161 | 0.031908 | 0.445 | 0.132 | 190 | 0 | 0.22 | 1 | 1 | cs | TRUE
164 | MV_317_0_line_164 |  | 161 | 162 | 0.079052 | 0.445 | 0.132 | 190 | 0 | 0.22 | 1 | 1 | cs | TRUE
165 | MV_317_0_line_165 |  | 162 | 163 | 0.013714 | 0.445 | 0.132 | 190 | 0 | 0.22 | 1 | 1 | cs | TRUE
166 | MV_317_0_line_166 |  | 162 | 164 | 0.085853 | 0.445 | 0.132 | 190 | 0 | 0.22 | 1 | 1 | cs | TRUE
167 | MV_317_0_line_167 |  | 163 | 165 | 0.049059 | 0.445 | 0.132 | 190 | 0 | 0.22 | 1 | 1 | cs | TRUE
168 | MV_317_0_line_168 |  | 165 | 166 | 0.3752 | 0.445 | 0.132 | 190 | 0 | 0.22 | 1 | 1 | cs | TRUE
169 | MV_317_0_line_169 |  | 166 | 167 | 0.021817 | 0.445 | 0.132 | 190 | 0 | 0.22 | 1 | 1 | cs | TRUE
170 | MV_317_0_line_170 |  | 168 | 169 | 0.73492 | 0.445 | 0.132 | 190 | 0 | 0.22 | 1 | 1 | cs | TRUE
171 | MV_317_0_line_171 |  | 168 | 170 | 0.054323 | 0.5939 | 0.372 | 9.5 | 0 | 0.21 | 1 | 1 | ol | TRUE
172 | MV_317_0_line_172 |  | 171 | 172 | 0.09515 | 0.5939 | 0.372 | 9.5 | 0 | 0.21 | 1 | 1 | ol | TRUE

## trafo
| name | std_type | hv_bus | lv_bus | sn_mva | vn_hv_kv | vn_lv_kv | vk_percent | vkr_percent | pfe_kw | i0_percent | shift_degree | tap_side | tap_neutral | tap_min | tap_max | tap_step_percent | tap_step_degree | tap_pos | tap_phase_shifter | parallel | df | in_service
0 | MV_317_0_trafo_61 | 25 MVA 110/20 kV | 174 | 52 | 25 | 110 | 20 | 12 | 0.41 | 14 | 0.07 | 150 | hv | 0 | -9 | 9 | 1.5 | 0 | 0 | FALSE | 1 | 1 | TRUE

## bus_geodata
| x | y | coords
0 | 2502643.9097 | 1139662.0534
1 | 2502645.5997 | 1139663.3492
2 | 2502633.5069 | 1139653.7274
3 | 2502988.5025 | 1140399.6625
4 | 2502685.6027 | 1139621.8777
5 | 2500869.8009 | 1139860.0009
6 | 2502638.7469 | 1139410.6487
7 | 2503043.4579 | 1140449.7312
8 | 2503011.3691 | 1140481.4892
9 | 2503394.9 | 1140053.1557
10 | 2502872.9618 | 1139547.4102
11 | 2502639.7335 | 1139357.4667
12 | 2502874.8994 | 1139525.8991
13 | 2503177.4186 | 1139524.2315
14 | 2504112.974 | 1138926.8342
15 | 2503449.8939 | 1140094.1331
16 | 2503546.1559 | 1139955.9071
17 | 2500773.3687 | 1137748.7553
18 | 2500747.0295 | 1137699.0912
19 | 2503148.0011 | 1140851.3527
20 | 2503546.7691 | 1139940.4254
21 | 2503610.7776 | 1141013.2439
22 | 2503578.0885 | 1141064.6539
23 | 2504312.8903 | 1141202.3154
24 | 2503072.153 | 1140840.2763
25 | 2504324.7525 | 1141178.4235
26 | 2505143.4724 | 1141184.7183
27 | 2501125.0384 | 1137604.1335
28 | 2501090.8462 | 1137584.0374
29 | 2502024.2464 | 1136801.3167
30 | 2502051.3431 | 1136770.6466
31 | 2502977.2453 | 1137144.0984
32 | 2502886.163 | 1137125.5086
33 | 2502877.2013 | 1137285.151
34 | 2502728.1675 | 1137385.904
35 | 2502044.9174 | 1136679.7282
36 | 2502116.5551 | 1136637.6391
37 | 2502752.4081 | 1137690.7783
38 | 2502536.0188 | 1137200.3393
39 | 2502773.5409 | 1137712.0617
40 | 2504110.5516 | 1136745.7612
41 | 2505037.661 | 1137188.1943
42 | 2503792.3869 | 1137966.7649
43 | 2504445.1409 | 1138406.3645
44 | 2504497.7982 | 1138348.4838
45 | 2504510.4566 | 1138351.1071
46 | 2505089.4398 | 1137218.5976
47 | 2504958.7117 | 1138543.6751
48 | 2504908.2287 | 1138447.0122
49 | 2505150.6914 | 1139209.4349
50 | 2505100.6257 | 1137973.8259
51 | 2505330.0402 | 1137591.7537
52 | 2505111.4242 | 1137992.1782
53 | 2505657.0214 | 1137727.7672
54 | 2505688.8806 | 1137742.4332
55 | 2505618.7171 | 1137712.4329
56 | 2505274.8278 | 1137566.3276
57 | 2505392.9318 | 1137432.9701
58 | 2505321.0733 | 1137484.2958
59 | 2505230.7563 | 1137545.3184
60 | 2505125.6113 | 1137353.9442
61 | 2505155.3942 | 1137331.3174
62 | 2505720.9657 | 1137674.6681
63 | 2505727.0289 | 1137762.8766
64 | 2506072.1026 | 1137401.6781
65 | 2506035.066 | 1137453.242
66 | 2506181.9628 | 1137439.8021
67 | 2505947.3143 | 1137473.0332
68 | 2506268.0919 | 1137432.5421
69 | 2505890.2795 | 1137477.6258
70 | 2505960.8757 | 1137627.6266
71 | 2505976.5821 | 1137453.1804
72 | 2505856.4254 | 1137426.9235
73 | 2505879.0624 | 1137480.158
74 | 2506220.8391 | 1137844.0535
75 | 2505953.2933 | 1137616.5381
76 | 2506186.3863 | 1137871.8567
77 | 2506367.463 | 1137490.7831
78 | 2506384.4097 | 1137339.4839
79 | 2506416.9252 | 1137466.7673
80 | 2505851.1514 | 1137411.9301
81 | 2505814.8025 | 1137510.6254
82 | 2506174.2485 | 1137881.2786
83 | 2506120.8779 | 1138019.0929
84 | 2505897.3816 | 1137764.9004
85 | 2506140.0167 | 1138004.6214
86 | 2505883.7017 | 1137794.588
87 | 2506166.4866 | 1137984.6065
88 | 2505868.134 | 1137828.7179
89 | 2506743.4155 | 1138233.7718
90 | 2506710.9502 | 1138258.3568
91 | 2506385.4309 | 1138051.5437
92 | 2506707.7008 | 1138325.7478
93 | 2506563.1865 | 1137864.8734
94 | 2506280.332 | 1138034.3215
95 | 2506476.9987 | 1138401.9904
96 | 2506276.2648 | 1138043.4014
97 | 2506252.4479 | 1137983.2018
98 | 2506245.7564 | 1137974.4228
99 | 2506735.5123 | 1138364.1225
100 | 2506841.6065 | 1137889.3134
101 | 2506878.6522 | 1137755.4381
102 | 2506847.5299 | 1137895.7369
103 | 2506901.4724 | 1137687.2333
104 | 2506869.9089 | 1137763.2
105 | 2506589.1651 | 1138390.2333
106 | 2506610.5676 | 1138419.2095
107 | 2506495.0076 | 1138426.7483
108 | 2506492.487 | 1137914.3105
109 | 2506927.604 | 1137617.6879
110 | 2506836.6977 | 1137676.305
111 | 2506053.6575 | 1139290.3555
112 | 2506476.3768 | 1137985.2144
113 | 2506764.5168 | 1137231.4294
114 | 2506638.6546 | 1137276.9043
115 | 2506725.4266 | 1137472.3908
116 | 2506968.999 | 1137476.7306
117 | 2506964.8191 | 1137481.0866
118 | 2506841.2737 | 1137533.8371
119 | 2506737.9088 | 1137468.5621
120 | 2506647.7928 | 1137579.7126
121 | 2506635.9365 | 1137563.3419
122 | 2506951.8369 | 1137588.0849
123 | 2506842.9233 | 1137549.4655
124 | 2506617.5544 | 1137514.6193
125 | 2506809.4417 | 1137659.1514
126 | 2506489.3323 | 1137472.025
127 | 2505835.9383 | 1137299.555
128 | 2505873.8031 | 1137408.9524
129 | 2505909.391 | 1137404.4545
130 | 2506558.8222 | 1137454.3927
131 | 2506516.5357 | 1137466.5138
132 | 2506575.5157 | 1137501.3513
133 | 2506544.1004 | 1137514.4342
134 | 2506513.5728 | 1137560.1776
135 | 2506538.6625 | 1137615.5693
136 | 2505689.2581 | 1137659.8772
137 | 2505804.4894 | 1137713.9199
138 | 2505764.3388 | 1137780.0986
139 | 2505828.9094 | 1137725.3541
140 | 2505997.6889 | 1139452.6339
141 | 2506019.6038 | 1139478.6005
142 | 2506043.4127 | 1139518.7537
143 | 2506061.1158 | 1139445.5556
144 | 2506048.0022 | 1139524.519
145 | 2506068.5902 | 1139499.6601
146 | 2506112.9956 | 1139361.1184
147 | 2506037.8308 | 1139421.9933
148 | 2506069.7027 | 1139558.2235
149 | 2506093.8255 | 1139376.7709
150 | 2505977.873 | 1139412.0172
151 | 2505970.4382 | 1139363.742
152 | 2505971.9864 | 1139346.6296
153 | 2506024.8904 | 1139306.3868
154 | 2505922.5472 | 1139400.5671
155 | 2505986.9027 | 1139360.5499
156 | 2505877.0736 | 1139433.434
157 | 2505999.9384 | 1139376.2665
158 | 2505721.8598 | 1139701.2518
159 | 2505735.4701 | 1139726.0985
160 | 2506431.8339 | 1137789.7834
161 | 2506452.7814 | 1137765.7142
162 | 2506404.4925 | 1137712.0533
163 | 2506398.1484 | 1137699.8888
164 | 2506467.6963 | 1137770.1562
165 | 2506442.7437 | 1137679.162
166 | 2506224.7321 | 1137497.9498
167 | 2506244.0709 | 1137487.8516
168 | 2505098.4247 | 1139672.8509
169 | 2505144.9609 | 1139213.3497
170 | 2505056.9516 | 1139707.9365
171 | 2505399.582 | 1141371.4062
172 | 2505469.4399 | 1141306.8039
173 | 2505107.8696 | 1141154.9273
174 | 2505111.4242 | 1137992.1782

## line_std_types
| c_nf_per_km | r_ohm_per_km | x_ohm_per_km | max_i_ka | type | q_mm2 | alpha | voltage_rating
NAYY 4x50 SE | 210 | 0.642 | 0.083 | 0.142 | cs | 50 | 0.00403 | LV
NAYY 4x120 SE | 264 | 0.225 | 0.08 | 0.242 | cs | 120 | 0.00403 | LV
NAYY 4x150 SE | 261 | 0.208 | 0.08 | 0.27 | cs | 150 | 0.00403 | LV
NA2XS2Y 1x95 RM/25 12/20 kV | 216 | 0.313 | 0.132 | 0.252 | cs | 95 | 0.00403 | MV
NA2XS2Y 1x185 RM/25 12/20 kV | 273 | 0.161 | 0.117 | 0.362 | cs | 185 | 0.00403 | MV
NA2XS2Y 1x240 RM/25 12/20 kV | 304 | 0.122 | 0.112 | 0.421 | cs | 240 | 0.00403 | MV
NA2XS2Y 1x95 RM/25 6/10 kV | 315 | 0.313 | 0.123 | 0.249 | cs | 95 | 0.00403 | MV
NA2XS2Y 1x185 RM/25 6/10 kV | 406 | 0.161 | 0.11 | 0.358 | cs | 185 | 0.00403 | MV
NA2XS2Y 1x240 RM/25 6/10 kV | 456 | 0.122 | 0.105 | 0.416 | cs | 240 | 0.00403 | MV
NA2XS2Y 1x150 RM/25 12/20 kV | 250 | 0.206 | 0.116 | 0.319 | cs | 150 | 0.00403 | MV
NA2XS2Y 1x120 RM/25 12/20 kV | 230 | 0.253 | 0.119 | 0.283 | cs | 120 | 0.00403 | MV
NA2XS2Y 1x70 RM/25 12/20 kV | 190 | 0.443 | 0.132 | 0.22 | cs | 70 | 0.00403 | MV
NA2XS2Y 1x150 RM/25 6/10 kV | 360 | 0.206 | 0.11 | 0.315 | cs | 150 | 0.00403 | MV
NA2XS2Y 1x120 RM/25 6/10 kV | 340 | 0.253 | 0.113 | 0.28 | cs | 120 | 0.00403 | MV
NA2XS2Y 1x70 RM/25 6/10 kV | 280 | 0.443 | 0.123 | 0.217 | cs | 70 | 0.00403 | MV
N2XS(FL)2Y 1x120 RM/35 64/110 kV | 112 | 0.153 | 0.166 | 0.366 | cs | 120 | 0.00393 | HV
N2XS(FL)2Y 1x185 RM/35 64/110 kV | 125 | 0.099 | 0.156 | 0.457 | cs | 185 | 0.00393 | HV
N2XS(FL)2Y 1x240 RM/35 64/110 kV | 135 | 0.075 | 0.149 | 0.526 | cs | 240 | 0.00393 | HV
N2XS(FL)2Y 1x300 RM/35 64/110 kV | 144 | 0.06 | 0.144 | 0.588 | cs | 300 | 0.00393 | HV
15-AL1/3-ST1A 0.4 | 11 | 1.8769 | 0.35 | 0.105 | ol | 16 | 0.00403 | LV
24-AL1/4-ST1A 0.4 | 11.25 | 1.2012 | 0.335 | 0.14 | ol | 24 | 0.00403 | LV
48-AL1/8-ST1A 0.4 | 12.2 | 0.5939 | 0.3 | 0.21 | ol | 48 | 0.00403 | LV
94-AL1/15-ST1A 0.4 | 13.2 | 0.306 | 0.29 | 0.35 | ol | 94 | 0.00403 | LV
34-AL1/6-ST1A 10.0 | 9.7 | 0.8342 | 0.36 | 0.17 | ol | 34 | 0.00403 | MV
48-AL1/8-ST1A 10.0 | 10.1 | 0.5939 | 0.35 | 0.21 | ol | 48 | 0.00403 | MV
70-AL1/11-ST1A 10.0 | 10.4 | 0.4132 | 0.339 | 0.29 | ol | 70 | 0.00403 | MV
94-AL1/15-ST1A 10.0 | 10.75 | 0.306 | 0.33 | 0.35 | ol | 94 | 0.00403 | MV
122-AL1/20-ST1A 10.0 | 11.1 | 0.2376 | 0.323 | 0.41 | ol | 122 | 0.00403 | MV
149-AL1/24-ST1A 10.0 | 11.25 | 0.194 | 0.315 | 0.47 | ol | 149 | 0.00403 | MV
34-AL1/6-ST1A 20.0 | 9.15 | 0.8342 | 0.382 | 0.17 | ol | 34 | 0.00403 | MV
48-AL1/8-ST1A 20.0 | 9.5 | 0.5939 | 0.372 | 0.21 | ol | 48 | 0.00403 | MV
70-AL1/11-ST1A 20.0 | 9.7 | 0.4132 | 0.36 | 0.29 | ol | 70 | 0.00403 | MV
94-AL1/15-ST1A 20.0 | 10 | 0.306 | 0.35 | 0.35 | ol | 94 | 0.00403 | MV
122-AL1/20-ST1A 20.0 | 10.3 | 0.2376 | 0.344 | 0.41 | ol | 122 | 0.00403 | MV
149-AL1/24-ST1A 20.0 | 10.5 | 0.194 | 0.337 | 0.47 | ol | 149 | 0.00403 | MV
184-AL1/30-ST1A 20.0 | 10.75 | 0.1571 | 0.33 | 0.535 | ol | 184 | 0.00403 | MV
243-AL1/39-ST1A 20.0 | 11 | 0.1188 | 0.32 | 0.645 | ol | 243 | 0.00403 | MV
48-AL1/8-ST1A 110.0 | 8 | 0.5939 | 0.46 | 0.21 | ol | 48 | 0.00403 | HV
70-AL1/11-ST1A 110.0 | 8.4 | 0.4132 | 0.45 | 0.29 | ol | 70 | 0.00403 | HV
94-AL1/15-ST1A 110.0 | 8.65 | 0.306 | 0.44 | 0.35 | ol | 94 | 0.00403 | HV
122-AL1/20-ST1A 110.0 | 8.5 | 0.2376 | 0.43 | 0.41 | ol | 122 | 0.00403 | HV
149-AL1/24-ST1A 110.0 | 8.75 | 0.194 | 0.41 | 0.47 | ol | 149 | 0.00403 | HV
184-AL1/30-ST1A 110.0 | 8.8 | 0.1571 | 0.4 | 0.535 | ol | 184 | 0.00403 | HV
243-AL1/39-ST1A 110.0 | 9 | 0.1188 | 0.39 | 0.645 | ol | 243 | 0.00403 | HV
305-AL1/39-ST1A 110.0 | 9.2 | 0.0949 | 0.38 | 0.74 | ol | 305 | 0.00403 | HV
490-AL1/64-ST1A 110.0 | 9.75 | 0.059 | 0.37 | 0.96 | ol | 490 | 0.00403 | HV
679-AL1/86-ST1A 110.0 | 9.95 | 0.042 | 0.36 | 1.15 | ol | 679 | 0.00403 | HV
490-AL1/64-ST1A 220.0 | 10 | 0.059 | 0.285 | 0.96 | ol | 490 | 0.00403 | HV
679-AL1/86-ST1A 220.0 | 11.7 | 0.042 | 0.275 | 1.15 | ol | 679 | 0.00403 | HV
490-AL1/64-ST1A 380.0 | 11 | 0.059 | 0.253 | 0.96 | ol | 490 | 0.00403 | HV
679-AL1/86-ST1A 380.0 | 14.6 | 0.042 | 0.25 | 1.15 | ol | 679 | 0.00403 | HV

## trafo_std_types
| i0_percent | pfe_kw | vkr_percent | sn_mva | vn_lv_kv | vn_hv_kv | vk_percent | shift_degree | vector_group | tap_side | tap_neutral | tap_min | tap_max | tap_step_degree | tap_step_percent | tap_phase_shifter
160 MVA 380/110 kV | 0.06 | 60 | 0.25 | 160 | 110 | 380 | 12.2 | 0 | Yy0 | hv | 0 | -9 | 9 | 0 | 1.5 | FALSE
100 MVA 220/110 kV | 0.06 | 55 | 0.26 | 100 | 110 | 220 | 12 | 0 | Yy0 | hv | 0 | -9 | 9 | 0 | 1.5 | FALSE
63 MVA 110/20 kV | 0.04 | 22 | 0.32 | 63 | 20 | 110 | 18 | 150 | YNd5 | hv | 0 | -9 | 9 | 0 | 1.5 | FALSE
40 MVA 110/20 kV | 0.05 | 18 | 0.34 | 40 | 20 | 110 | 16.2 | 150 | YNd5 | hv | 0 | -9 | 9 | 0 | 1.5 | FALSE
25 MVA 110/20 kV | 0.07 | 14 | 0.41 | 25 | 20 | 110 | 12 | 150 | YNd5 | hv | 0 | -9 | 9 | 0 | 1.5 | FALSE
63 MVA 110/10 kV | 0.04 | 22 | 0.32 | 63 | 10 | 110 | 18 | 150 | YNd5 | hv | 0 | -9 | 9 | 0 | 1.5 | FALSE
40 MVA 110/10 kV | 0.05 | 18 | 0.34 | 40 | 10 | 110 | 16.2 | 150 | YNd5 | hv | 0 | -9 | 9 | 0 | 1.5 | FALSE
25 MVA 110/10 kV | 0.07 | 14 | 0.41 | 25 | 10 | 110 | 12 | 150 | YNd5 | hv | 0 | -9 | 9 | 0 | 1.5 | FALSE
0.25 MVA 20/0.4 kV | 0.32 | 0.8 | 1.44 | 0.25 | 0.4 | 20 | 6 | 150 | Yzn5 | hv | 0 | -2 | 2 | 0 | 2.5 | FALSE
0.4 MVA 20/0.4 kV | 0.3375 | 1.35 | 1.425 | 0.4 | 0.4 | 20 | 6 | 150 | Dyn5 | hv | 0 | -2 | 2 | 0 | 2.5 | FALSE
0.63 MVA 20/0.4 kV | 0.2619 | 1.65 | 1.206 | 0.63 | 0.4 | 20 | 6 | 150 | Dyn5 | hv | 0 | -2 | 2 | 0 | 2.5 | FALSE
0.25 MVA 10/0.4 kV | 0.24 | 0.6 | 1.2 | 0.25 | 0.4 | 10 | 4 | 150 | Dyn5 | hv | 0 | -2 | 2 | 0 | 2.5 | FALSE
0.4 MVA 10/0.4 kV | 0.2375 | 0.95 | 1.325 | 0.4 | 0.4 | 10 | 4 | 150 | Dyn5 | hv | 0 | -2 | 2 | 0 | 2.5 | FALSE
0.63 MVA 10/0.4 kV | 0.1873 | 1.18 | 1.0794 | 0.63 | 0.4 | 10 | 4 | 150 | Dyn5 | hv | 0 | -2 | 2 | 0 | 2.5 | FALSE

## trafo3w_std_types
| sn_hv_mva | sn_mv_mva | sn_lv_mva | vn_hv_kv | vn_mv_kv | vn_lv_kv | vk_hv_percent | vk_mv_percent | vk_lv_percent | vkr_hv_percent | vkr_mv_percent | vkr_lv_percent | pfe_kw | i0_percent | shift_mv_degree | shift_lv_degree | vector_group | tap_side | tap_neutral | tap_min | tap_max | tap_step_percent
63/25/38 MVA 110/20/10 kV | 63 | 25 | 38 | 110 | 20 | 10 | 10.4 | 10.4 | 10.4 | 0.28 | 0.32 | 0.35 | 35 | 0.89 | 0 | 0 | YN0yn0yn0 | hv | 0 | -10 | 10 | 1.2
63/25/38 MVA 110/10/10 kV | 63 | 25 | 38 | 110 | 10 | 10 | 10.4 | 10.4 | 10.4 | 0.28 | 0.32 | 0.35 | 35 | 0.89 | 0 | 0 | YN0yn0yn0 | hv | 0 | -10 | 10 | 1.2

## fuse_std_types
| fuse_type | i_rated_a | t_avg | t_min | t_total | x_avg | x_min | x_total
HV 100A | HV 100A | 100 | 0 | [10.0, 3.64, 0.854, 0.281, 0.1, 0.0531, 0.022, 0.01] | [10.0, 4.267, 1.21, 0.403, 0.1, 0.058, 0.022, 0.01] | 0 | [300.0, 350.0, 450.0, 550.0, 700.0, 850.0, 1200.0, 1752.0] | [600.0, 700.0, 900.0, 1150.0, 1665.0, 2000.0, 3000.0, 4313.0]
HV 10A | HV 10A | 10 | 0 | [10.0, 1675.0, 0.344, 0.156, 0.1, 0.0417, 0.0171, 0.01] | [10.0, 1.3, 0.3, 0.155, 0.1, 0.0555, 0.023, 0.01] | 0 | [30.0, 32.0, 35.0, 37.0, 39.0, 50.0, 70.0, 88.0] | [60.0, 70.0, 80.0, 87.0, 94.0, 110.0, 150.0, 216.0]
HV 125A | HV 125A | 125 | 0 | [10.0, 1.82, 0.344, 0.1, 0.0467, 0.0269, 0.01] | [10.0, 2.478, 0.426, 0.1, 0.0427, 0.0211, 0.01] | 0 | [375.0, 500.0, 700.0, 925.0, 1200.0, 1500.0, 2341.0] | [750.0, 1000.0, 1500.0, 2200.0, 3000.0, 4000.0, 5765.0]
HV 160A | HV 160A | 160 | 0 | [10.0, 4.15, 1.03, 0.198, 0.1, 0.051, 0.0172, 0.01] | [10.0, 2.3, 0.734, 0.274, 0.1, 0.046, 0.0177, 0.01] | 0 | [480.0, 550.0, 700.0, 1000.0, 1260.0, 1600.0, 2500.0, 3227.0] | [960.0, 1300.0, 1700.0, 2200.0, 2996.0, 4000.0, 6000.0, 7946.0]
HV 16A | HV 16A | 16 | 0 | [10.0, 0.352, 0.164, 0.1, 0.0649, 0.0342, 0.01] | [10.0, 2.34, 0.722, 0.181, 0.1, 0.055, 0.0296, 0.01] | 0 | [48.0, 60.0, 65.0, 71.0, 80.0, 100.0, 162.0] | [96.0, 110.0, 125.0, 150.0, 168.0, 200.0, 250.0, 398.0]
HV 200A | HV 200A | 200 | 0 | [10.0, 4.267, 1.21, 0.403, 0.1, 0.058, 0.022, 0.01] | [10.0, 3.73, 1.654, 0.328, 0.1, 0.0531, 0.019, 0.01] | 0 | [600.0, 700.0, 900.0, 1150.0, 1665.0, 2000.0, 3000.0, 4313.0] | [1200.0, 1500.0, 1800.0, 2700.0, 3960.0, 5000.0, 7500.0, 10620.0]
HV 20A | HV 20A | 20 | 0 | [10.0, 1.3, 0.3, 0.155, 0.1, 0.0555, 0.023, 0.01] | [10.0, 1.3, 0.161, 0.1, 0.0611, 0.0399, 0.0141, 0.01] | 0 | [60.0, 70.0, 80.0, 87.0, 94.0, 110.0, 150.0, 216.0] | [120.0, 150.0, 200.0, 223.0, 260.0, 300.0, 450.0, 532.0]
HV 25A | HV 25A | 25 | 0 | [10.0, 2.512, 0.833, 0.299, 0.1, 0.0372, 0.0223, 0.01] | [10.0, 3.125, 0.597, 0.198, 0.1, 0.0378, 0.022, 0.01] | 0 | [75.0, 82.0, 90.0, 100.0, 124.0, 170.0, 200.0, 289.0] | [150.0, 170.0, 210.0, 250.0, 294.0, 400.0, 500.0, 711.0]
HV 31.5A | HV 31.5A | 31.5 | 0 | [10.0, 2.34, 0.722, 0.181, 0.1, 0.055, 0.0296, 0.01] | [10.0, 2.84, 0.368, 0.164, 0.1, 0.0621, 0.0378, 0.0195, 0.01] | 0 | [95.0, 110.0, 125.0, 150.0, 165.0, 200.0, 250.0, 390.0] | [189.0, 220.0, 300.0, 350.0, 393.0, 450.0, 530.0, 700.0, 960.0]
HV 40A | HV 40A | 40 | 0 | [10.0, 1.3, 0.161, 0.1, 0.0611, 0.0399, 0.0141, 0.01] | [10.0, 2.05, 0.369, 0.198, 0.1, 0.051, 0.0298, 0.01] | 0 | [120.0, 150.0, 200.0, 223.0, 260.0, 300.0, 450.0, 532.0] | [240.0, 300.0, 400.0, 450.0, 530.0, 650.0, 800.0, 1311.0]
HV 50A | HV 50A | 50 | 0 | [10.0, 3.215, 0.597, 0.198, 0.1, 0.0378, 0.022, 0.01] | [10.0, 3.64, 0.854, 0.281, 0.1, 0.0531, 0.022, 0.01] | 0 | [150.0, 170.0, 210.0, 250.0, 294.0, 400.0, 500.0, 711.0] | [300.0, 350.0, 450.0, 550.0, 700.0, 850.0, 1200.0, 1752.0]
HV 6.3A | HV 6.3A | 6.3 | 0 | [10.0, 1.39, 0.344, 0.168, 0.1, 0.056, 0.0263, 0.01] | [10.0, 1.711, 0.516, 0.198, 0.1, 0.0634, 0.0303, 0.01] | 0 | [19.0, 19.5, 20.4, 20.8, 22.0, 25.0, 32.0, 48.0] | [38.0, 40.0, 43.0, 48.0, 53.0, 60.0, 75.0, 118.0]
HV 63A | HV 63A | 63 | 0 | [10.0, 2.84, 0.368, 0.164, 0.1, 0.0621, 0.0378, 0.0195, 0.01] | [10.0, 1.82, 0.344, 0.1, 0.0467, 0.0269, 0.01] | 0 | [189.0, 220.0, 300.0, 350.0, 393.0, 450.0, 530.0, 700.0, 961.0] | [378.0, 500.0, 700.0, 934.0, 1200.0, 1500.0, 2366.0]
HV 80A | HV 80A | 80 | 0 | [10.0, 2.05, 0.369, 0.198, 0.1, 0.051, 0.0298, 0.01] | [10.0, 4.15, 1.03, 0.198, 0.1, 0.051, 0.0172, 0.01] | 0 | [240.0, 300.0, 400.0, 450.0, 530.0, 650.0, 800.0, 1311.0] | [480.0, 550.0, 700.0, 1000.0, 1260.0, 1600.0, 2500.0, 3227.0]
Siemens NH-1-100 | Siemens NH-1-100 | 100 | [5400.0, 2000.0, 400.0, 20.0, 1.0, 0.2, 0.012, 0.004] | 0 | 0 | [150.0, 190.0, 250.0, 430.0, 900.0, 1250.0, 2700.0, 3600.0] | 0 | 0
Siemens NH-1-125 | Siemens NH-1-125 | 125 | [4800.0, 120.0, 7.0, 0.1, 0.004] | 0 | 0 | [180.0, 400.0, 740.0, 2000.0, 4250.0] | 0 | 0
Siemens NH-1-16 | Siemens NH-1-16 | 16 | [4000.0, 400.0, 2.0, 0.1, 0.04, 0.01] | 0 | 0 | [26.0, 35.0, 75.0, 150.0, 200.0, 300.0] | 0 | 0
Siemens NH-1-160 | Siemens NH-1-160 | 160 | [4800.0, 120.0, 7.0, 0.1, 0.004] | 0 | 0 | [210.0, 500.0, 900.0, 2300.0, 5000.0] | 0 | 0
Siemens NH-1-25 | Siemens NH-1-25 | 25 | [4000.0, 1000.0, 10.0, 0.2, 0.02, 0.01] | 0 | 0 | [40.0, 50.0, 100.0, 210.0, 400.0, 500.0] | 0 | 0
Siemens NH-1-50 | Siemens NH-1-50 | 50 | [4000.0, 40.0, 4.0, 1.0, 0.02, 0.01] | 0 | 0 | [86.0, 200.0, 300.0, 400.0, 1000.0, 1280.0] | 0 | 0
Siemens NH-1-63 | Siemens NH-1-63 | 63 | [4000.0, 100.0, 10.0, 2.0, 0.04, 0.01] | 0 | 0 | [100.0, 200.0, 300.0, 400.0, 1000.0, 1500.0] | 0 | 0
Siemens NH-1-80 | Siemens NH-1-80 | 80 | [4800.0, 120.0, 7.0, 0.1, 0.01] | 0 | 0 | [150.58, 250.0, 450.0, 1150.0, 2470.0] | 0 | 0
Siemens NH-2-1000 | Siemens NH-2-1000 | 1000 | [4800.0, 120.0, 7.0, 0.1, 0.004] | 0 | 0 | [1900.0, 3500.0, 8400.0, 24000.0, 52000.0] | 0 | 0
Siemens NH-2-200 | Siemens NH-2-200 | 200 | [4800.0, 120.0, 7.0, 0.1, 0.004] | 0 | 0 | [280.0, 650.0, 1200.0, 3000.0, 7000.0] | 0 | 0
Siemens NH-2-224 | Siemens NH-2-224 | 224 | [4800.0, 120.0, 7.0, 0.2, 0.04, 0.004] | 0 | 0 | [400.0, 750.0, 1453.0, 3025.0, 4315.0, 7600.0] | 0 | 0
Siemens NH-2-250 | Siemens NH-2-250 | 250 | [4800.0, 120.0, 7.0, 0.1, 0.004] | 0 | 0 | [450.0, 800.0, 1650.0, 4000.0, 8500.0] | 0 | 0
Siemens NH-2-315 | Siemens NH-2-315 | 315 | [4800.0, 120.0, 7.0, 0.1, 0.004] | 0 | 0 | [550.0, 920.0, 1900.0, 5000.0, 11000.0] | 0 | 0
Siemens NH-2-355 | Siemens NH-2-355 | 355 | [4800.0, 120.0, 6.0, 0.1, 0.004] | 0 | 0 | [650.0, 1116.27, 2350.0, 5840.0, 12790.0] | 0 | 0
Siemens NH-2-400 | Siemens NH-2-400 | 400 | [4800.0, 120.0, 7.0, 0.1, 0.004] | 0 | 0 | [720.0, 1350.0, 2800.0, 6500.0, 15000.0] | 0 | 0
Siemens NH-2-425 | Siemens NH-2-425 | 425 | [4800.0, 120.0, 7.0, 0.1, 0.004] | 0 | 0 | [850.0, 1500.0, 3050.0, 7500.0, 16500.0] | 0 | 0
Siemens NH-2-630 | Siemens NH-2-630 | 630 | [4800.0, 120.0, 7.0, 0.1, 0.004] | 0 | 0 | [1200.0, 2000.0, 4800.0, 12000.0, 26000.0] | 0 | 0

## res_bus
| vm_pu | va_degree | p_mw | q_mvar
0 | 0.98781 | -0.085935 | 0.21233 | 0.10284
1 | 0.98781 | -0.08595 | 0 | 0
2 | 0.9878 | -0.085878 | 0 | 0
3 | 0.9861 | -0.073786 | 0 | 0
4 | 0.98805 | -0.083955 | 0 | 0
5 | 0.98749 | -0.088006 | 0.089464 | 0.043329
6 | 0.98767 | -0.086759 | 0 | 0
7 | 0.98587 | -0.075667 | 0.34603 | 0.16759
8 | 0.98582 | -0.075344 | 0 | 0
9 | 0.98556 | -0.077911 | 0.21627 | 0.10475
10 | 0.98873 | -0.088996 | 0 | 0
11 | 0.98764 | -0.08654 | 0.28094 | 0.13607
12 | 0.98879 | -0.089427 | 0.1819 | 0.088097
13 | 0.99014 | -0.078121 | 0.09507 | 0.046044
14 | 0.99531 | -0.035537 | 0.18707 | 0.090604
15 | 0.98554 | -0.078015 | 0 | 0
16 | 0.98552 | -0.077854 | 0 | 0
17 | 0.98574 | -0.042891 | 0.32479 | 0.15731
18 | 0.98576 | -0.043113 | 0 | 0
19 | 0.98527 | -0.071768 | 0 | 0
20 | 0.98552 | -0.077831 | 0.090394 | 0.04378
21 | 0.98476 | -0.068273 | 0 | 0
22 | 0.98475 | -0.068169 | 0.14101 | 0.068295
23 | 0.9839 | -0.07607 | 0.078519 | 0.038028
24 | 0.98526 | -0.071632 | 0.14764 | 0.071505
25 | 0.98388 | -0.07595 | 0 | 0
26 | 0.98317 | -0.070459 | 0 | 0
27 | 0.98606 | -0.045162 | 0.3853 | 0.18661
28 | 0.98604 | -0.04538 | 0 | 0
29 | 0.98772 | -0.032696 | 0.29285 | 0.14184
30 | 0.98777 | -0.03315 | 0 | 0
31 | 0.9894 | -0.04642 | 0.2785 | 0.13488
32 | 0.98925 | -0.045292 | 0 | 0
33 | 0.98973 | -0.049078 | 0 | 0
34 | 0.99017 | -0.052445 | 0 | 0
35 | 0.98774 | -0.032804 | 0 | 0
36 | 0.9877 | -0.03304 | 0.22981 | 0.1113
37 | 0.99186 | -0.064837 | 0 | 0
38 | 0.99013 | -0.05217 | 0.10067 | 0.048754
39 | 0.99192 | -0.065266 | 0.21537 | 0.10431
40 | 0.99752 | -0.0056488 | 0.16632 | 0.080552
41 | 0.99785 | -0.0035211 | 0.23929 | 0.11589
42 | 0.9956 | -0.034126 | 0.1034 | 0.050077
43 | 0.99851 | -0.0098815 | 0 | 0
44 | 0.9988 | -0.0074752 | 0.093027 | 0.045055
45 | 0.99884 | -0.0070647 | 0 | 0
46 | 0.9979 | -0.003219 | 0 | 0
47 | 0.99905 | -0.004199 | 0.35802 | 0.17339
48 | 0.99917 | -0.0051712 | 0 | 0
49 | 0.99841 | -0.009373 | 0.34411 | 0.16666
50 | 0.99993 | -0.00039397 | 0 | 0
51 | 0.9985 | -0.0083195 | 0 | 0
52 | 1 | 0 | -19.338 | -8.3827
53 | 0.99752 | -0.013596 | 0 | 0
54 | 0.99745 | -0.013972 | 0 | 0
55 | 0.99751 | -0.013543 | 0.10694 | 0.051792
56 | 0.99843 | -0.0077103 | 0.20815 | 0.10081
57 | 0.99833 | -0.0072801 | 0.17346 | 0.084011
58 | 0.99836 | -0.007094 | 0 | 0
59 | 0.99838 | -0.0073386 | 0 | 0
60 | 0.99803 | -0.0044086 | 0 | 0
61 | 0.99802 | -0.0043286 | 0.18074 | 0.087538
62 | 0.9974 | -0.013547 | 0 | 0
63 | 0.99736 | -0.014429 | 0.068629 | 0.033239
64 | 0.99551 | -0.024056 | 0.26085 | 0.12634
65 | 0.99555 | -0.023854 | 0 | 0
66 | 0.99543 | -0.02439 | 0 | 0
67 | 0.99562 | -0.023497 | 0 | 0
68 | 0.99523 | -0.026649 | 0.18108 | 0.087702
69 | 0.99555 | -0.022853 | 0 | 0
70 | 0.99579 | -0.022686 | 0 | 0
71 | 0.99562 | -0.023435 | 0.1129 | 0.054682
72 | 0.99551 | -0.022498 | 0.073551 | 0.035622
73 | 0.99555 | -0.022832 | 0.074283 | 0.035977
74 | 0.99628 | -0.020182 | 0 | 0
75 | 0.99579 | -0.022661 | 0.1559 | 0.075504
76 | 0.99632 | -0.019968 | 0.38669 | 0.18728
77 | 0.99467 | -0.040902 | 0.12283 | 0.059487
78 | 0.99448 | -0.042656 | 0.25886 | 0.12537
79 | 0.99455 | -0.04224 | 0 | 0
80 | 0.9955 | -0.022425 | 0 | 0
81 | 0.99554 | -0.022754 | 0.087043 | 0.042157
82 | 0.99633 | -0.019891 | 0 | 0
83 | 0.9962 | -0.02058 | 0 | 0
84 | 0.99693 | -0.016702 | 0 | 0
85 | 0.99618 | -0.020661 | 0.083792 | 0.040582
86 | 0.99698 | -0.016408 | 1.9708 | 0.95451
87 | 0.99616 | -0.02077 | 0 | 0
88 | 0.99705 | -0.016026 | 0 | 0
89 | 0.99371 | -0.0072251 | 0.32112 | 0.15552
90 | 0.99372 | -0.0073822 | 0 | 0
91 | 0.99463 | -0.014327 | 0 | 0
92 | 0.9937 | -0.0071807 | 0 | 0
93 | 0.99324 | -0.0032593 | 0 | 0
94 | 0.99544 | -0.020861 | 0 | 0
95 | 0.99228 | 0.0058637 | 0 | 0
96 | 0.99543 | -0.020797 | 0.39552 | 0.19156
97 | 0.99586 | -0.024261 | 0 | 0
98 | 0.99585 | -0.024225 | 0.27102 | 0.13126
99 | 0.99369 | -0.0071203 | 0.10818 | 0.052396
100 | 0.99186 | -0.022812 | 0 | 0
101 | 0.99192 | -0.023386 | 0 | 0
102 | 0.99185 | -0.022782 | 0.28368 | 0.13739
103 | 0.99198 | -0.023928 | 0 | 0
104 | 0.99192 | -0.023358 | 0.19892 | 0.096342
105 | 0.99226 | 0.0060332 | 0 | 0
106 | 0.99226 | 0.0060667 | 0.0788 | 0.038165
107 | 0.99219 | 0.0067332 | 0.27205 | 0.13176
108 | 0.99318 | -0.0027258 | 0.24202 | 0.11722
109 | 0.99208 | -0.024761 | 0.31091 | 0.15058
110 | 0.99196 | -0.023727 | 0 | 0
111 | 0.988 | -0.022324 | 0 | 0
112 | 0.99314 | -0.0029708 | 0.27475 | 0.13307
113 | 0.99151 | -0.021524 | 0.39004 | 0.1889
114 | 0.99161 | -0.020881 | 0 | 0
115 | 0.99174 | -0.022022 | 0 | 0
116 | 0.99197 | -0.023938 | 0 | 0
117 | 0.99196 | -0.023912 | 0.36268 | 0.17565
118 | 0.99231 | -0.026805 | 0 | 0
119 | 0.99174 | -0.022006 | 0.098896 | 0.047898
120 | 0.99292 | -0.032032 | 0 | 0
121 | 0.99298 | -0.032487 | 0.25191 | 0.12201
122 | 0.99213 | -0.025219 | 0 | 0
123 | 0.9923 | -0.026782 | 0.12051 | 0.058368
124 | 0.99321 | -0.030832 | 0 | 0
125 | 0.99195 | -0.023618 | 0.25578 | 0.12388
126 | 0.994 | -0.037559 | 0 | 0
127 | 0.99543 | -0.022865 | 0.31791 | 0.15397
128 | 0.9955 | -0.022408 | 0 | 0
129 | 0.9955 | -0.022379 | 0.068617 | 0.033233
130 | 0.99366 | -0.034718 | 0 | 0
131 | 0.99387 | -0.036434 | 0.15177 | 0.073504
132 | 0.99358 | -0.034 | 0 | 0
133 | 0.99353 | -0.033507 | 0.19734 | 0.095577
134 | 0.99341 | -0.034348 | 0.22147 | 0.10726
135 | 0.99334 | -0.033766 | 0 | 0
136 | 0.99739 | -0.013487 | 0.14448 | 0.069974
137 | 0.99736 | -0.013168 | 0 | 0
138 | 0.99728 | -0.014853 | 0 | 0
139 | 0.99735 | -0.013055 | 0.35081 | 0.16991
140 | 0.98767 | -0.019467 | 0.10687 | 0.051759
141 | 0.98768 | -0.019511 | 0 | 0
142 | 0.98763 | -0.019137 | 0 | 0
143 | 0.98773 | -0.019957 | 0 | 0
144 | 0.98763 | -0.019091 | 0.17364 | 0.084095
145 | 0.98763 | -0.0191 | 0.096091 | 0.046539
146 | 0.98787 | -0.021182 | 0 | 0
147 | 0.98772 | -0.019908 | 0.11857 | 0.057428
148 | 0.98761 | -0.018928 | 0 | 0
149 | 0.98786 | -0.021111 | 0.23466 | 0.11365
150 | 0.98783 | -0.020739 | 0.47276 | 0.22897
151 | 0.98787 | -0.021099 | 0 | 0
152 | 0.98788 | -0.021235 | 0 | 0
153 | 0.98795 | -0.021891 | 0.26143 | 0.12662
154 | 0.98786 | -0.021044 | 0 | 0
155 | 0.98788 | -0.021192 | 0 | 0
156 | 0.98785 | -0.020913 | 0.1948 | 0.094347
157 | 0.98787 | -0.021148 | 0.17534 | 0.084919
158 | 0.98742 | -0.017285 | 0 | 0
159 | 0.98741 | -0.017153 | 0.38275 | 0.18538
160 | 0.99313 | -0.031919 | 0.13769 | 0.066685
161 | 0.99313 | -0.031972 | 0 | 0
162 | 0.99315 | -0.032095 | 0 | 0
163 | 0.99315 | -0.032129 | 0.41512 | 0.20105
164 | 0.99314 | -0.032008 | 0.088891 | 0.043052
165 | 0.99319 | -0.032493 | 0 | 0
166 | 0.99307 | -0.031504 | 0 | 0
167 | 0.99307 | -0.03144 | 0.24353 | 0.11795
168 | 0.99827 | -0.0085072 | 0 | 0
169 | 0.99841 | -0.0093688 | 0 | 0
170 | 0.99826 | -0.0086026 | 0.14459 | 0.070026
171 | 0.98306 | -0.069602 | 0 | 0
172 | 0.98303 | -0.069845 | 0.20417 | 0.098885
173 | 0.98313 | -0.070655 | 0.33681 | 0.16312
174 | 0.99997 | 149.9981 | 0 | 0

## res_line
| p_from_mw | q_from_mvar | p_to_mw | q_to_mvar | pl_mw | ql_mvar | i_from_ka | i_to_ka | i_ka | vm_from_pu | va_from_degree | vm_to_pu | va_to_degree | loading_percent
0 | -0.58281 | -0.27811 | 0.58281 | 0.27806 | 1.0108e-06 | -4.923e-05 | 0.018872 | 0.018871 | 0.018872 | 0.98781 | -0.085935 | 0.98781 | -0.08595 | 8.5781
1 | 0.37048 | 0.17528 | -0.37048 | -0.17558 | 2.5486e-06 | -0.00030917 | 0.011977 | 0.011981 | 0.011981 | 0.98781 | -0.085935 | 0.9878 | -0.085878 | 5.446
2 | 1.5661 | 0.67085 | -1.5633 | -0.68999 | 0.0028572 | -0.019138 | 0.04979 | 0.050023 | 0.050023 | 0.98781 | -0.08595 | 0.9861 | -0.073786 | 22.7377
3 | -2.1489 | -0.94891 | 2.1494 | 0.94915 | 0.00048382 | 0.00023591 | 0.06865 | 0.068649 | 0.06865 | 0.98781 | -0.08595 | 0.98805 | -0.083955 | 32.6904
4 | 0.08949 | 0.041278 | -0.089464 | -0.043329 | 2.6477e-05 | -0.0020512 | 0.0028801 | 0.0029059 | 0.0029059 | 0.9878 | -0.085878 | 0.98749 | -0.088006 | 1.3838
5 | 0.28099 | 0.13431 | -0.28095 | -0.13457 | 3.5898e-05 | -0.00026069 | 0.0091014 | 0.009105 | 0.009105 | 0.9878 | -0.085878 | 0.98767 | -0.086759 | 4.3357
6 | 1.5633 | 0.68999 | -1.5629 | -0.68986 | 0.00033146 | 0.00012133 | 0.050023 | 0.050024 | 0.050024 | 0.9861 | -0.073786 | 0.98587 | -0.075667 | 23.8209
7 | -2.1494 | -0.94915 | 2.151 | 0.94377 | 0.0015732 | -0.0053718 | 0.068649 | 0.06858 | 0.068649 | 0.98805 | -0.083955 | 0.98873 | -0.088996 | 31.2041
8 | 0.28095 | 0.13457 | -0.28094 | -0.13607 | 7.1523e-06 | -0.0014999 | 0.009105 | 0.009124 | 0.009124 | 0.98767 | -0.086759 | 0.98764 | -0.08654 | 4.1473
9 | 0.91012 | 0.37879 | -0.91007 | -0.37982 | 5.0169e-05 | -0.0010313 | 0.028865 | 0.028877 | 0.028877 | 0.98587 | -0.075667 | 0.98582 | -0.075344 | 13.126
10 | 0.30676 | 0.14348 | -0.30667 | -0.14404 | 9.291e-05 | -0.00055645 | 0.0099164 | 0.009924 | 0.009924 | 0.98587 | -0.075667 | 0.98556 | -0.077911 | 4.7257
11 | 0.91007 | 0.37982 | -0.90955 | -0.39062 | 0.00052825 | -0.0108 | 0.028877 | 0.029002 | 0.029002 | 0.98582 | -0.075344 | 0.98527 | -0.071768 | 13.1829
12 | 0.090398 | 0.039295 | -0.090397 | -0.039374 | 1.0189e-06 | -7.8886e-05 | 0.0028871 | 0.0028881 | 0.0028881 | 0.98556 | -0.077911 | 0.98554 | -0.078015 | 1.3753
13 | -2.151 | -0.94377 | 2.1511 | 0.94331 | 0.00013573 | -0.00046438 | 0.06858 | 0.068574 | 0.06858 | 0.98873 | -0.088996 | 0.98879 | -0.089427 | 31.1728
14 | -2.333 | -1.0314 | 2.336 | 1.0329 | 0.0029891 | 0.0015187 | 0.074471 | 0.074467 | 0.074471 | 0.98879 | -0.089427 | 0.99014 | -0.078121 | 35.4624
15 | -2.4311 | -1.079 | 2.443 | 1.0851 | 0.01189 | 0.0061416 | 0.077545 | 0.077529 | 0.077545 | 0.99014 | -0.078121 | 0.99531 | -0.035537 | 36.9261
16 | -2.63 | -1.1757 | 2.6387 | 1.1803 | 0.00864 | 0.0045874 | 0.083555 | 0.083545 | 0.083555 | 0.99531 | -0.035537 | 0.9988 | -0.0074752 | 39.7881
17 | 0.090397 | 0.039374 | -0.090395 | -0.043276 | 1.9046e-06 | -0.0039027 | 0.0028881 | 0.0029356 | 0.0029356 | 0.98554 | -0.078015 | 0.98552 | -0.077854 | 1.3344
18 | 0.090395 | 0.043276 | -0.090394 | -0.04378 | 2.504e-07 | -0.00050357 | 0.0029356 | 0.002942 | 0.002942 | 0.98552 | -0.077854 | 0.98552 | -0.077831 | 1.3373
19 | -0.32479 | -0.15731 | 0.3248 | 0.156 | 8.3665e-06 | -0.0013013 | 0.010569 | 0.010552 | 0.010569 | 0.98574 | -0.042891 | 0.98576 | -0.043113 | 4.8039
20 | -0.3248 | -0.156 | 0.3249 | 0.14059 | 9.7149e-05 | -0.015418 | 0.010552 | 0.010364 | 0.010552 | 0.98576 | -0.043113 | 0.98604 | -0.04538 | 4.7964
21 | 0.14764 | 0.069722 | -0.14764 | -0.071505 | 2.362e-06 | -0.0017829 | 0.0047838 | 0.0048064 | 0.0048064 | 0.98527 | -0.071768 | 0.98526 | -0.071632 | 2.1847
22 | 0.7619 | 0.3209 | -0.76149 | -0.33298 | 0.00041488 | -0.012077 | 0.024222 | 0.024363 | 0.024363 | 0.98527 | -0.071768 | 0.98476 | -0.068273 | 11.0742
23 | 0.14101 | 0.06687 | -0.14101 | -0.068295 | 1.7275e-06 | -0.0014254 | 0.0045749 | 0.004593 | 0.004593 | 0.98476 | -0.068273 | 0.98475 | -0.068169 | 2.0877
24 | 0.62048 | 0.26611 | -0.61997 | -0.26663 | 0.00050768 | -0.00052306 | 0.019791 | 0.019801 | 0.019801 | 0.98476 | -0.068273 | 0.9839 | -0.07607 | 9.4289
25 | 0.54145 | 0.2286 | -0.54144 | -0.22922 | 1.0608e-05 | -0.00061427 | 0.017244 | 0.017251 | 0.017251 | 0.9839 | -0.07607 | 0.98388 | -0.07595 | 7.8413
26 | 0.54144 | 0.22922 | -0.54102 | -0.25298 | 0.00041758 | -0.023763 | 0.017251 | 0.017536 | 0.017536 | 0.98388 | -0.07595 | 0.98317 | -0.070459 | 7.971
27 | 0.33682 | 0.16308 | -0.33681 | -0.16312 | 9.9865e-06 | -4.7312e-05 | 0.010988 | 0.010989 | 0.010989 | 0.98317 | -0.070459 | 0.98313 | -0.070655 | 5.2326
28 | 0.2042 | 0.089901 | -0.20418 | -0.09878 | 2.2422e-05 | -0.0088785 | 0.0065511 | 0.0066605 | 0.0066605 | 0.98317 | -0.070459 | 0.98306 | -0.069602 | 3.0275
29 | 0.32491 | 0.14054 | -0.3249 | -0.14059 | 7.59e-06 | -4.1281e-05 | 0.010364 | 0.010364 | 0.010364 | 0.98606 | -0.045162 | 0.98604 | -0.04538 | 4.9353
30 | -0.7102 | -0.32715 | 0.71133 | 0.32645 | 0.0011246 | -0.00069716 | 0.022892 | 0.022874 | 0.022892 | 0.98606 | -0.045162 | 0.98772 | -0.032696 | 10.9007
31 | -1.0042 | -0.46829 | 1.0042 | 0.46735 | 5.7246e-05 | -0.00093591 | 0.032383 | 0.032371 | 0.032383 | 0.98772 | -0.032696 | 0.98777 | -0.03315 | 14.7195
32 | 0.22983 | 0.10824 | -0.22982 | -0.11121 | 9.4419e-06 | -0.0029712 | 0.0074244 | 0.0074619 | 0.0074619 | 0.98777 | -0.03315 | 0.98774 | -0.032804 | 3.3918
33 | -1.2341 | -0.5756 | 1.236 | 0.55431 | 0.001968 | -0.02128 | 0.039796 | 0.03953 | 0.039796 | 0.98777 | -0.03315 | 0.98925 | -0.045292 | 18.0889
34 | 1.2362 | 0.5522 | -1.236 | -0.55431 | 0.00019357 | -0.0021124 | 0.039504 | 0.03953 | 0.03953 | 0.9894 | -0.04642 | 0.98925 | -0.045292 | 17.9682
35 | -1.5147 | -0.68709 | 1.5153 | 0.6832 | 0.00054407 | -0.0038886 | 0.048529 | 0.048481 | 0.048529 | 0.9894 | -0.04642 | 0.98973 | -0.049078 | 22.0588
36 | -1.5153 | -0.6832 | 1.516 | 0.67817 | 0.00070183 | -0.0050322 | 0.048481 | 0.048418 | 0.048481 | 0.98973 | -0.049078 | 0.99017 | -0.052445 | 22.0366
37 | -1.6166 | -0.72065 | 1.6196 | 0.70217 | 0.0029197 | -0.018478 | 0.051603 | 0.051376 | 0.051603 | 0.99017 | -0.052445 | 0.99186 | -0.064837 | 23.4558
38 | 0.10067 | 0.042479 | -0.10067 | -0.048754 | 3.7165e-06 | -0.0062754 | 0.0031855 | 0.003261 | 0.003261 | 0.99017 | -0.052445 | 0.99013 | -0.05217 | 1.4823
39 | 0.22982 | 0.11121 | -0.22981 | -0.1113 | 8.2439e-06 | -9.1604e-05 | 0.0074619 | 0.0074631 | 0.0074631 | 0.98774 | -0.032804 | 0.9877 | -0.03304 | 3.5539
40 | -1.6196 | -0.70217 | 1.6197 | 0.70149 | 0.00010554 | -0.00067235 | 0.051376 | 0.051368 | 0.051376 | 0.99186 | -0.064837 | 0.99192 | -0.065266 | 23.3527
41 | -1.835 | -0.8058 | 1.8414 | 0.80855 | 0.006364 | 0.0027481 | 0.058327 | 0.058312 | 0.058327 | 0.99192 | -0.065266 | 0.9956 | -0.034126 | 27.7746
42 | -0.16632 | -0.080552 | 0.16637 | 0.079364 | 5.2197e-05 | -0.001188 | 0.005348 | 0.0053326 | 0.005348 | 0.99752 | -0.0056488 | 0.99785 | -0.0035211 | 2.5466
43 | -0.40566 | -0.19526 | 0.40568 | 0.1952 | 1.8147e-05 | -6.0011e-05 | 0.013024 | 0.013023 | 0.013024 | 0.99785 | -0.0035211 | 0.9979 | -0.003219 | 6.2021
44 | -1.9448 | -0.85863 | 1.9501 | 0.86103 | 0.0053267 | 0.0024025 | 0.061641 | 0.06163 | 0.061641 | 0.9956 | -0.034126 | 0.99851 | -0.0098815 | 29.3529
45 | -1.9501 | -0.86103 | 1.9507 | 0.86127 | 0.00052953 | 0.00023852 | 0.06163 | 0.061629 | 0.06163 | 0.99851 | -0.0098815 | 0.9988 | -0.0074752 | 29.3477
46 | -4.6824 | -2.0866 | 4.6825 | 2.0863 | 0.00014305 | -0.00035784 | 0.14816 | 0.14815 | 0.14816 | 0.9988 | -0.0074752 | 0.99884 | -0.0070647 | 40.9281
47 | -4.6825 | -2.0863 | 4.684 | 2.0316 | 0.0014957 | -0.054716 | 0.14815 | 0.14751 | 0.14815 | 0.99884 | -0.0070647 | 0.99917 | -0.0051712 | 11.6108
48 | -0.40568 | -0.1952 | 0.40574 | 0.18906 | 5.8285e-05 | -0.0061398 | 0.013023 | 0.012947 | 0.013023 | 0.9979 | -0.003219 | 0.99803 | -0.0044086 | 5.9198
49 | -0.84703 | -0.39173 | 0.84714 | 0.38916 | 0.00010607 | -0.0025758 | 0.026966 | 0.026934 | 0.026966 | 0.99905 | -0.004199 | 0.99917 | -0.0051712 | 12.2571
50 | 0.48902 | 0.21834 | -0.48872 | -0.21898 | 0.0002958 | -0.00063979 | 0.015474 | 0.015484 | 0.015484 | 0.99905 | -0.004199 | 0.99841 | -0.009373 | 7.3734
51 | -5.5311 | -2.4207 | 5.5352 | 2.3144 | 0.0040367 | -0.10631 | 0.17444 | 0.1732 | 0.17444 | 0.99917 | -0.0051712 | 0.99993 | -0.00039397 | 13.6706
52 | 0.14461 | 0.052316 | -0.14461 | -0.05248 | 1.8286e-07 | -0.00016479 | 0.0044464 | 0.004448 | 0.004448 | 0.99841 | -0.009373 | 0.99841 | -0.0093688 | 2.0218
53 | 13.7876 | 6.0598 | -13.7688 | -6.13 | 0.018873 | -0.070272 | 0.43479 | 0.43573 | 0.43573 | 0.99993 | -0.00039397 | 0.9985 | -0.0083195 | 34.1484
54 | -19.3228 | -8.3742 | 19.324 | 8.3722 | 0.0012159 | -0.0019909 | 0.60797 | 0.60794 | 0.60797 | 0.99993 | -0.00039397 | 1 | 0 | 47.6467
55 | 0.96844 | 0.44365 | -0.96836 | -0.44507 | 7.6827e-05 | -0.0014207 | 0.030796 | 0.030814 | 0.030814 | 0.9985 | -0.0083195 | 0.99843 | -0.0077103 | 14.0063
56 | 12.8003 | 5.6864 | -12.7882 | -5.7393 | 0.01212 | -0.052951 | 0.40494 | 0.40564 | 0.40564 | 0.9985 | -0.0083195 | 0.99752 | -0.013596 | 31.7903
57 | 12.6813 | 5.6885 | -12.6804 | -5.6924 | 0.00087471 | -0.0038824 | 0.40222 | 0.40227 | 0.40227 | 0.99752 | -0.013596 | 0.99745 | -0.013972 | 31.5259
58 | 0.10694 | 0.050806 | -0.10694 | -0.051792 | 6.529e-07 | -0.00098603 | 0.0034262 | 0.0034386 | 0.0034386 | 0.99752 | -0.013596 | 0.99751 | -0.013543 | 1.563
59 | 0.49534 | 0.23445 | -0.49531 | -0.23623 | 2.5206e-05 | -0.0017728 | 0.015861 | 0.015883 | 0.015883 | 0.99745 | -0.013972 | 0.9974 | -0.013547 | 7.2194
60 | 12.1851 | 5.458 | -12.184 | -5.4629 | 0.0010155 | -0.00493 | 0.38641 | 0.38648 | 0.38648 | 0.99745 | -0.013972 | 0.99736 | -0.014429 | 30.2883
61 | 0.76021 | 0.34426 | -0.76017 | -0.3454 | 3.7884e-05 | -0.0011482 | 0.024129 | 0.024142 | 0.024142 | 0.99843 | -0.0077103 | 0.99838 | -0.0073386 | 10.9738
62 | -0.17346 | -0.084011 | 0.17347 | 0.083909 | 4.8855e-06 | -0.00010201 | 0.0055731 | 0.0055717 | 0.0055731 | 0.99833 | -0.0072801 | 0.99836 | -0.007094 | 2.6538
63 | -0.17347 | -0.083909 | 0.17347 | 0.080972 | 5.0823e-06 | -0.0029362 | 0.0055717 | 0.0055353 | 0.0055717 | 0.99836 | -0.007094 | 0.99838 | -0.0073386 | 2.5326
64 | 0.5867 | 0.26443 | -0.58648 | -0.27571 | 0.00022198 | -0.011276 | 0.018608 | 0.018745 | 0.018745 | 0.99838 | -0.0073386 | 0.99803 | -0.0044086 | 8.5203
65 | 0.18074 | 0.086651 | -0.18074 | -0.087538 | 1.6786e-06 | -0.0008874 | 0.0057977 | 0.0058088 | 0.0058088 | 0.99803 | -0.0044086 | 0.99802 | -0.0043286 | 2.6404
66 | 0.14448 | 0.069145 | -0.14448 | -0.069974 | 1.0037e-06 | -0.00082881 | 0.0046358 | 0.0046463 | 0.0046463 | 0.9974 | -0.013547 | 0.99739 | -0.013487 | 2.1119
67 | 0.35083 | 0.16708 | -0.35082 | -0.16927 | 1.5622e-05 | -0.0021873 | 0.011247 | 0.011274 | 0.011274 | 0.9974 | -0.013547 | 0.99736 | -0.013168 | 5.1246
68 | 12.1154 | 5.4296 | -12.1145 | -5.4343 | 0.00093765 | -0.0046082 | 0.38427 | 0.38433 | 0.38433 | 0.99736 | -0.014429 | 0.99728 | -0.014853 | 30.1202
69 | -0.26085 | -0.12634 | 0.26086 | 0.12627 | 7.9891e-06 | -7.0111e-05 | 0.0084045 | 0.0084036 | 0.0084045 | 0.99551 | -0.024056 | 0.99555 | -0.023854 | 4.0022
70 | 4.3036 | 1.9837 | -4.3031 | -2.0043 | 0.00049035 | -0.020618 | 0.13741 | 0.13766 | 0.13766 | 0.99555 | -0.023854 | 0.99543 | -0.02439 | 10.7886
71 | -4.5645 | -2.11 | 4.5648 | 2.0973 | 0.00033714 | -0.012608 | 0.14581 | 0.14566 | 0.14581 | 0.99555 | -0.023854 | 0.99562 | -0.023497 | 11.4272
72 | 4.3031 | 2.0043 | -4.3023 | -2.0067 | 0.0007924 | -0.0023656 | 0.13766 | 0.1377 | 0.1377 | 0.99543 | -0.02439 | 0.99523 | -0.026649 | 38.0385
73 | 0.6215 | 0.29324 | -0.62145 | -0.29538 | 4.835e-05 | -0.0021417 | 0.019925 | 0.019952 | 0.019952 | 0.99562 | -0.023497 | 0.99555 | -0.022853 | 9.069
74 | -5.2992 | -2.4442 | 5.3001 | 2.4201 | 0.00087189 | -0.02411 | 0.1692 | 0.16891 | 0.1692 | 0.99562 | -0.023497 | 0.99579 | -0.022686 | 13.2604
75 | 0.1129 | 0.053579 | -0.1129 | -0.054682 | 8.2031e-07 | -0.0011032 | 0.0036235 | 0.0036373 | 0.0036373 | 0.99562 | -0.023497 | 0.99562 | -0.023435 | 1.6533
76 | 4.1212 | 1.919 | -4.1194 | -1.917 | 0.0018386 | 0.0019597 | 0.13186 | 0.13187 | 0.13187 | 0.99523 | -0.026649 | 0.99467 | -0.040902 | 37.6759
77 | 0.46012 | 0.21938 | -0.4601 | -0.22094 | 1.9223e-05 | -0.0015519 | 0.014781 | 0.0148 | 0.0148 | 0.99555 | -0.022853 | 0.99551 | -0.022498 | 6.7275
78 | 0.16133 | 0.075992 | -0.16133 | -0.076264 | 4.1075e-07 | -0.000272 | 0.0051709 | 0.0051743 | 0.0051743 | 0.99555 | -0.022853 | 0.99555 | -0.022832 | 2.3519
79 | -5.456 | -2.4952 | 5.4585 | 2.428 | 0.0025618 | -0.06722 | 0.17392 | 0.1731 | 0.17392 | 0.99579 | -0.022686 | 0.99628 | -0.020182 | 13.6302
80 | 0.1559 | 0.075186 | -0.1559 | -0.075504 | 4.5153e-07 | -0.00031769 | 0.0050175 | 0.0050215 | 0.0050215 | 0.99579 | -0.022686 | 0.99579 | -0.022661 | 2.2825
81 | 0.38655 | 0.18531 | -0.38655 | -0.1857 | 3.3336e-06 | -0.00038125 | 0.012431 | 0.012435 | 0.012435 | 0.99551 | -0.022498 | 0.9955 | -0.022425 | 5.6525
82 | 0.087043 | 0.040287 | -0.087043 | -0.042157 | 8.2267e-07 | -0.0018695 | 0.0027812 | 0.0028044 | 0.0028044 | 0.99555 | -0.022832 | 0.99554 | -0.022754 | 1.2747
83 | -5.4585 | -2.428 | 5.4587 | 2.4226 | 0.00020504 | -0.005411 | 0.1731 | 0.17304 | 0.1731 | 0.99628 | -0.020182 | 0.99632 | -0.019968 | 13.5661
84 | -5.8454 | -2.6099 | 5.8455 | 2.608 | 8.1662e-05 | -0.0018707 | 0.18548 | 0.18546 | 0.18548 | 0.99632 | -0.019968 | 0.99633 | -0.019891 | 14.5361
85 | 3.9966 | 1.8575 | -3.9961 | -1.8591 | 0.00043353 | -0.0015466 | 0.12791 | 0.12793 | 0.12793 | 0.99467 | -0.040902 | 0.99455 | -0.04224 | 35.3392
86 | -0.25886 | -0.12537 | 0.25888 | 0.12523 | 1.6312e-05 | -0.0001449 | 0.008349 | 0.0083471 | 0.008349 | 0.99448 | -0.042656 | 0.99455 | -0.04224 | 3.9757
87 | 3.7373 | 1.7338 | -3.735 | -1.7359 | 0.0022122 | -0.0020782 | 0.11958 | 0.11962 | 0.11962 | 0.99455 | -0.04224 | 0.994 | -0.037559 | 54.3707
88 | 0.068617 | 0.031845 | -0.068617 | -0.032384 | 1.4678e-07 | -0.000539 | 0.0021936 | 0.0022002 | 0.0022002 | 0.9955 | -0.022425 | 0.9955 | -0.022408 | 1.0001
89 | 0.31793 | 0.15385 | -0.31791 | -0.15397 | 2.1198e-05 | -0.00012088 | 0.010242 | 0.010244 | 0.010244 | 0.9955 | -0.022425 | 0.99543 | -0.022865 | 4.878
90 | 4.2884 | 1.9345 | -4.2878 | -1.9589 | 0.00057003 | -0.024393 | 0.13631 | 0.1366 | 0.1366 | 0.99633 | -0.019891 | 0.9962 | -0.02058 | 10.7056
91 | -10.1339 | -4.5425 | 10.1397 | 4.5006 | 0.0057785 | -0.041912 | 0.32176 | 0.32123 | 0.32176 | 0.99633 | -0.019891 | 0.99693 | -0.016702 | 25.2167
92 | 4.2878 | 1.9589 | -4.2877 | -1.9618 | 6.9194e-05 | -0.0029533 | 0.1366 | 0.13664 | 0.13664 | 0.9962 | -0.02058 | 0.99618 | -0.020661 | 10.7084
93 | -10.1397 | -4.5006 | 10.1402 | 4.4968 | 0.00052106 | -0.0037893 | 0.32123 | 0.32118 | 0.32123 | 0.99693 | -0.016702 | 0.99698 | -0.016408 | 25.1749
94 | 4.2039 | 1.9212 | -4.2039 | -1.9253 | 9.2017e-05 | -0.0040864 | 0.13394 | 0.13399 | 0.13399 | 0.99618 | -0.020661 | 0.99616 | -0.02077 | 10.5009
95 | -12.111 | -5.4513 | 12.1119 | 5.4471 | 0.000857 | -0.0042034 | 0.38456 | 0.3845 | 0.38456 | 0.99698 | -0.016408 | 0.99705 | -0.016026 | 30.1379
96 | 4.2039 | 1.9253 | -4.2027 | -1.929 | 0.0011556 | -0.0036937 | 0.13399 | 0.13405 | 0.13405 | 0.99616 | -0.02077 | 0.99586 | -0.024261 | 37.0294
97 | -12.1119 | -5.4471 | 12.1145 | 5.4343 | 0.0026173 | -0.01285 | 0.3845 | 0.38433 | 0.3845 | 0.99705 | -0.016026 | 0.99728 | -0.014853 | 30.1335
98 | -0.32112 | -0.15552 | 0.32112 | 0.15457 | 5.834e-06 | -0.00095841 | 0.010365 | 0.010353 | 0.010365 | 0.99371 | -0.0072251 | 0.99372 | -0.0073822 | 4.7114
99 | -0.9464 | -0.43233 | 0.94731 | 0.41479 | 0.00091386 | -0.017537 | 0.030225 | 0.030014 | 0.030225 | 0.99372 | -0.0073822 | 0.99463 | -0.014327 | 13.7388
100 | 0.10819 | 0.046958 | -0.10819 | -0.051279 | 2.916e-06 | -0.0043217 | 0.0034261 | 0.003478 | 0.003478 | 0.99372 | -0.0073822 | 0.9937 | -0.0071807 | 1.5809
101 | 0.51708 | 0.2308 | -0.51681 | -0.24819 | 0.0002711 | -0.017381 | 0.01645 | 0.016663 | 0.016663 | 0.99372 | -0.0073822 | 0.99324 | -0.0032593 | 7.5741
102 | -3.5313 | -1.6116 | 3.5344 | 1.6082 | 0.0030588 | -0.003362 | 0.11266 | 0.11261 | 0.11266 | 0.99463 | -0.014327 | 0.99544 | -0.020861 | 51.2092
103 | 2.584 | 1.1968 | -2.5775 | -1.2117 | 0.0065146 | -0.014859 | 0.082651 | 0.082857 | 0.082857 | 0.99463 | -0.014327 | 0.99228 | 0.0058637 | 37.6624
104 | 0.10819 | 0.051279 | -0.10818 | -0.052396 | 7.6844e-07 | -0.0011171 | 0.003478 | 0.0034921 | 0.0034921 | 0.9937 | -0.0071807 | 0.99369 | -0.0071203 | 1.5873
105 | 0.51681 | 0.24819 | -0.51678 | -0.2502 | 3.1965e-05 | -0.0020185 | 0.016663 | 0.016689 | 0.016689 | 0.99324 | -0.0032593 | 0.99318 | -0.0027258 | 7.5857
106 | 0.39553 | 0.19125 | -0.39552 | -0.19156 | 2.8971e-06 | -0.00031534 | 0.012741 | 0.012745 | 0.012745 | 0.99544 | -0.020861 | 0.99543 | -0.020797 | 5.793
107 | -3.9299 | -1.7995 | 3.9317 | 1.798 | 0.0017527 | -0.0014583 | 0.12535 | 0.12532 | 0.12535 | 0.99544 | -0.020861 | 0.99586 | -0.024261 | 56.9757
108 | 2.4987 | 1.1799 | -2.4985 | -1.1805 | 0.00026395 | -0.0006408 | 0.080389 | 0.080398 | 0.080398 | 0.99228 | 0.0058637 | 0.99219 | 0.0067332 | 36.5444
109 | 0.078802 | 0.031819 | -0.0788 | -0.037318 | 1.9573e-06 | -0.0054992 | 0.0024723 | 0.0025366 | 0.0025366 | 0.99228 | 0.0058637 | 0.99226 | 0.0060332 | 1.153
110 | 0.27102 | 0.131 | -0.27102 | -0.13126 | 1.1215e-06 | -0.00026082 | 0.0087258 | 0.0087291 | 0.0087291 | 0.99586 | -0.024261 | 0.99585 | -0.024225 | 3.9678
111 | -0.28368 | -0.13719 | 0.2837 | 0.13312 | 1.9383e-05 | -0.0040718 | 0.0091712 | 0.0091202 | 0.0091712 | 0.99186 | -0.022812 | 0.99192 | -0.023386 | 4.1687
112 | 0.28368 | 0.13719 | -0.28368 | -0.13739 | 9.8033e-07 | -0.00020472 | 0.0091712 | 0.0091738 | 0.0091738 | 0.99186 | -0.022812 | 0.99185 | -0.022782 | 4.1699
113 | -0.48262 | -0.22918 | 0.48266 | 0.22688 | 3.1783e-05 | -0.0023083 | 0.015549 | 0.01552 | 0.015549 | 0.99192 | -0.023386 | 0.99198 | -0.023928 | 7.0677
114 | 0.19892 | 0.096068 | -0.19892 | -0.096342 | 6.4442e-07 | -0.00027403 | 0.0064289 | 0.0064324 | 0.0064324 | 0.99192 | -0.023386 | 0.99192 | -0.023358 | 2.9238
115 | -0.73844 | -0.34836 | 0.73852 | 0.34602 | 7.5575e-05 | -0.0023366 | 0.02376 | 0.023731 | 0.02376 | 0.99198 | -0.023928 | 0.99208 | -0.024761 | 10.8002
116 | 0.25579 | 0.12148 | -0.25578 | -0.12305 | 6.0992e-06 | -0.0015751 | 0.0082404 | 0.0082602 | 0.0082602 | 0.99198 | -0.023928 | 0.99196 | -0.023727 | 3.7546
117 | 0.0788 | 0.037318 | -0.0788 | -0.038165 | 3.1073e-07 | -0.00084674 | 0.0025366 | 0.0025472 | 0.0025472 | 0.99226 | 0.0060332 | 0.99226 | 0.0060667 | 1.1578
118 | 2.2264 | 1.0487 | -2.2175 | -1.0443 | 0.0088612 | 0.0044154 | 0.071603 | 0.071618 | 0.071618 | 0.99219 | 0.0067332 | 0.988 | -0.022324 | 34.1036
119 | 0.27476 | 0.13299 | -0.27475 | -0.13307 | 1.0199e-05 | -7.9231e-05 | 0.0088723 | 0.0088734 | 0.0088734 | 0.99318 | -0.0027258 | 0.99314 | -0.0029708 | 4.2254
120 | -1.0494 | -0.4966 | 1.0495 | 0.49572 | 5.8269e-05 | -0.00088176 | 0.033783 | 0.033772 | 0.033783 | 0.99208 | -0.024761 | 0.99213 | -0.025219 | 15.3558
121 | 0.25578 | 0.12305 | -0.25578 | -0.12388 | 3.2e-06 | -0.00082336 | 0.0082602 | 0.0082706 | 0.0082706 | 0.99196 | -0.023727 | 0.99195 | -0.023618 | 3.7594
122 | 1.1131 | 0.51801 | -1.1129 | -0.52012 | 0.00015915 | -0.0021102 | 0.035871 | 0.035897 | 0.035897 | 0.988 | -0.022324 | 0.98787 | -0.021182 | 16.317
123 | 1.1045 | 0.5263 | -1.1044 | -0.52706 | 5.6808e-05 | -0.000759 | 0.035747 | 0.035757 | 0.035757 | 0.988 | -0.022324 | 0.98795 | -0.021891 | 16.2533
124 | -0.39004 | -0.1889 | 0.39008 | 0.18877 | 3.7954e-05 | -0.0001333 | 0.012618 | 0.012616 | 0.012618 | 0.99151 | -0.021524 | 0.99161 | -0.020881 | 6.0084
125 | -0.39008 | -0.18877 | 0.39013 | 0.18289 | 5.3006e-05 | -0.0058767 | 0.012616 | 0.012542 | 0.012616 | 0.99161 | -0.020881 | 0.99174 | -0.022022 | 5.7344
126 | 0.098897 | 0.047592 | -0.098896 | -0.047898 | 1.7762e-07 | -0.00030572 | 0.0031947 | 0.0031985 | 0.0031985 | 0.99174 | -0.022022 | 0.99174 | -0.022006 | 1.4539
127 | -0.48903 | -0.23049 | 0.48915 | 0.22196 | 0.00011971 | -0.0085274 | 0.015736 | 0.015632 | 0.015736 | 0.99174 | -0.022022 | 0.99197 | -0.023938 | 7.1529
128 | 0.36268 | 0.17551 | -0.36268 | -0.17565 | 1.1068e-06 | -0.00014132 | 0.011725 | 0.011727 | 0.011727 | 0.99197 | -0.023938 | 0.99196 | -0.023912 | 5.3306
129 | -0.85183 | -0.39747 | 0.85214 | 0.39019 | 0.00031235 | -0.0072801 | 0.027355 | 0.027265 | 0.027355 | 0.99197 | -0.023938 | 0.99231 | -0.026805 | 12.4342
130 | 1.0497 | 0.49263 | -1.0495 | -0.49572 | 0.00020368 | -0.0030877 | 0.033733 | 0.033772 | 0.033772 | 0.99231 | -0.026805 | 0.99213 | -0.025219 | 15.3507
131 | 0.12051 | 0.057998 | -0.12051 | -0.058368 | 3.1798e-07 | -0.00036937 | 0.0038908 | 0.0038955 | 0.0038955 | 0.99231 | -0.026805 | 0.9923 | -0.026782 | 1.7707
132 | -2.0223 | -0.94082 | 2.0237 | 0.9356 | 0.0013418 | -0.0052237 | 0.064888 | 0.064819 | 0.064888 | 0.99231 | -0.026805 | 0.99292 | -0.032032 | 29.4943
133 | -2.0237 | -0.9356 | 2.0238 | 0.93514 | 0.00011768 | -0.00045902 | 0.064819 | 0.064813 | 0.064819 | 0.99292 | -0.032032 | 0.99298 | -0.032487 | 29.4631
134 | -2.2757 | -1.0571 | 2.2762 | 1.0574 | 0.00049374 | 0.00024795 | 0.072949 | 0.072948 | 0.072949 | 0.99298 | -0.032487 | 0.99321 | -0.030832 | 34.7375
135 | -2.2762 | -1.0574 | 2.2773 | 1.054 | 0.0011231 | -0.0033946 | 0.072948 | 0.072902 | 0.072948 | 0.99321 | -0.030832 | 0.99366 | -0.034718 | 33.1582
136 | 3.735 | 1.7359 | -3.7345 | -1.7364 | 0.0005302 | -0.00049742 | 0.11962 | 0.11962 | 0.11962 | 0.994 | -0.037559 | 0.99387 | -0.036434 | 54.3743
137 | 0.068617 | 0.032384 | -0.068617 | -0.033233 | 2.3293e-07 | -0.00084871 | 0.0022002 | 0.0022108 | 0.0022108 | 0.9955 | -0.022408 | 0.9955 | -0.022379 | 1.0049
138 | -3.582 | -1.6637 | 3.5827 | 1.6629 | 0.00077744 | -0.00081253 | 0.11474 | 0.11473 | 0.11474 | 0.99366 | -0.034718 | 0.99387 | -0.036434 | 52.154
139 | 1.3046 | 0.60973 | -1.3045 | -0.61087 | 0.00011649 | -0.0011402 | 0.041837 | 0.041851 | 0.041851 | 0.99366 | -0.034718 | 0.99358 | -0.034 | 19.0232
140 | 1.3045 | 0.61087 | -1.3044 | -0.61165 | 7.9592e-05 | -0.00077847 | 0.041851 | 0.041861 | 0.041861 | 0.99358 | -0.034 | 0.99353 | -0.033507 | 19.0277
141 | 1.1071 | 0.51607 | -1.107 | -0.51606 | 0.00012342 | 1.2509e-05 | 0.035491 | 0.035491 | 0.035491 | 0.99353 | -0.033507 | 0.99341 | -0.034348 | 16.9007
142 | 0.8855 | 0.4088 | -0.88544 | -0.41022 | 6.5778e-05 | -0.0014248 | 0.028342 | 0.028359 | 0.028359 | 0.99341 | -0.034348 | 0.99334 | -0.033766 | 12.8906
143 | 0.88544 | 0.41022 | -0.88529 | -0.41329 | 0.00014207 | -0.0030705 | 0.028359 | 0.028397 | 0.028397 | 0.99334 | -0.033766 | 0.99319 | -0.032493 | 12.9079
144 | 0.35082 | 0.16927 | -0.35081 | -0.16991 | 4.5788e-06 | -0.00063904 | 0.011274 | 0.011282 | 0.011282 | 0.99736 | -0.013168 | 0.99735 | -0.013055 | 5.1283
145 | -0.10687 | -0.051759 | 0.10687 | 0.050968 | 5.4485e-07 | -0.00079128 | 0.0034706 | 0.0034606 | 0.0034706 | 0.98767 | -0.019467 | 0.98768 | -0.019511 | 1.5776
146 | 0.65261 | 0.30357 | -0.65257 | -0.30477 | 3.0612e-05 | -0.0011968 | 0.021037 | 0.021052 | 0.021052 | 0.98768 | -0.019511 | 0.98763 | -0.019137 | 9.569
147 | -0.75947 | -0.35454 | 0.75952 | 0.35332 | 4.2482e-05 | -0.0012233 | 0.024497 | 0.024482 | 0.024497 | 0.98768 | -0.019511 | 0.98773 | -0.019957 | 11.1352
148 | 0.55648 | 0.25897 | -0.55648 | -0.25914 | 3.1637e-06 | -0.00017052 | 0.01794 | 0.017943 | 0.017943 | 0.98763 | -0.019137 | 0.98763 | -0.019091 | 8.1557
149 | 0.096091 | 0.045803 | -0.096091 | -0.046539 | 4.096e-07 | -0.00073578 | 0.0031114 | 0.0031207 | 0.0031207 | 0.98763 | -0.019137 | 0.98763 | -0.0191 | 1.4185
150 | -0.87809 | -0.40996 | 0.87823 | 0.40705 | 0.00013551 | -0.0029116 | 0.028322 | 0.028286 | 0.028322 | 0.98773 | -0.019957 | 0.98787 | -0.021182 | 12.8738
151 | 0.11858 | 0.056639 | -0.11857 | -0.057428 | 6.6918e-07 | -0.00078936 | 0.0038406 | 0.0038506 | 0.0038506 | 0.98773 | -0.019957 | 0.98772 | -0.019908 | 1.7503
152 | 0.38284 | 0.17504 | -0.38284 | -0.17598 | 8.1784e-06 | -0.00093903 | 0.012304 | 0.012316 | 0.012316 | 0.98763 | -0.019091 | 0.98761 | -0.018928 | 5.5981
153 | 0.23467 | 0.11308 | -0.23466 | -0.11365 | 1.913e-06 | -0.00057511 | 0.007612 | 0.0076193 | 0.0076193 | 0.98787 | -0.021182 | 0.98786 | -0.021111 | 3.4633
154 | 0.38284 | 0.17598 | -0.38276 | -0.18472 | 7.6856e-05 | -0.0087374 | 0.012316 | 0.012425 | 0.012425 | 0.98761 | -0.018928 | 0.98742 | -0.017285 | 5.6477
155 | -0.47276 | -0.22897 | 0.47278 | 0.22752 | 1.967e-05 | -0.0014528 | 0.015351 | 0.015332 | 0.015351 | 0.98783 | -0.020739 | 0.98787 | -0.021099 | 6.9775
156 | -0.47278 | -0.22752 | 0.47279 | 0.22696 | 7.5278e-06 | -0.00055695 | 0.015332 | 0.015325 | 0.015332 | 0.98787 | -0.021099 | 0.98788 | -0.021235 | 6.9691
157 | -0.84293 | -0.40198 | 0.843 | 0.40045 | 6.6037e-05 | -0.0015293 | 0.027289 | 0.02727 | 0.027289 | 0.98788 | -0.021235 | 0.98795 | -0.021891 | 12.4042
158 | 0.19481 | 0.091053 | -0.19481 | -0.093041 | 4.5163e-06 | -0.0019871 | 0.0062838 | 0.0063086 | 0.0063086 | 0.98788 | -0.021235 | 0.98786 | -0.021044 | 2.8675
159 | 0.17534 | 0.083964 | -0.17534 | -0.084443 | 8.8776e-07 | -0.00047936 | 0.0056808 | 0.0056869 | 0.0056869 | 0.98788 | -0.021235 | 0.98788 | -0.021192 | 2.5849
160 | 0.19481 | 0.093041 | -0.1948 | -0.094347 | 2.9889e-06 | -0.0013064 | 0.0063086 | 0.0063252 | 0.0063252 | 0.98786 | -0.021044 | 0.98785 | -0.020913 | 2.8751
161 | 0.17534 | 0.084443 | -0.17534 | -0.084919 | 8.8267e-07 | -0.0004756 | 0.0056869 | 0.0056929 | 0.0056929 | 0.98788 | -0.021192 | 0.98787 | -0.021148 | 2.5877
162 | 0.38276 | 0.18472 | -0.38275 | -0.18538 | 5.8402e-06 | -0.00065748 | 0.012425 | 0.012433 | 0.012433 | 0.98742 | -0.017285 | 0.98741 | -0.017153 | 5.6515
163 | -0.13769 | -0.066685 | 0.13769 | 0.065934 | 8.4056e-07 | -0.00075116 | 0.0044469 | 0.0044374 | 0.0044469 | 0.99313 | -0.031919 | 0.99313 | -0.031972 | 2.0213
164 | -0.13769 | -0.065934 | 0.13769 | 0.064073 | 2.0672e-06 | -0.001861 | 0.0044374 | 0.0044143 | 0.0044374 | 0.99313 | -0.031972 | 0.99315 | -0.032095 | 2.017
165 | -0.22658 | -0.1051 | 0.22658 | 0.10478 | 9.6448e-07 | -0.00032268 | 0.0072601 | 0.0072561 | 0.0072601 | 0.99315 | -0.032095 | 0.99315 | -0.032129 | 3.3
166 | 0.088892 | 0.041031 | -0.088891 | -0.043052 | 9.3632e-07 | -0.0020215 | 0.0028458 | 0.0028709 | 0.0028709 | 0.99315 | -0.032095 | 0.99314 | -0.032008 | 1.305
167 | -0.64171 | -0.30583 | 0.64174 | 0.30469 | 2.7942e-05 | -0.0011471 | 0.020662 | 0.020648 | 0.020662 | 0.99315 | -0.032129 | 0.99319 | -0.032493 | 9.392
168 | 0.24356 | 0.10861 | -0.24353 | -0.11743 | 3.0508e-05 | -0.0088266 | 0.0077511 | 0.0078592 | 0.0078592 | 0.99319 | -0.032493 | 0.99307 | -0.031504 | 3.5724
169 | 0.24353 | 0.11743 | -0.24353 | -0.11795 | 1.8005e-06 | -0.00051317 | 0.0078592 | 0.0078657 | 0.0078657 | 0.99307 | -0.031504 | 0.99307 | -0.03144 | 3.5753
170 | -0.14459 | -0.069963 | 0.14461 | 0.05248 | 2.0227e-05 | -0.017483 | 0.0046449 | 0.004448 | 0.0046449 | 0.99827 | -0.0085072 | 0.99841 | -0.0093688 | 2.1113
171 | 0.14459 | 0.069963 | -0.14459 | -0.070026 | 2.0886e-06 | -6.3318e-05 | 0.0046449 | 0.0046457 | 0.0046457 | 0.99827 | -0.0085072 | 0.99826 | -0.0086026 | 2.2122
172 | 0.20418 | 0.09878 | -0.20417 | -0.098885 | 7.5222e-06 | -0.00010506 | 0.0066605 | 0.0066619 | 0.0066619 | 0.98306 | -0.069602 | 0.98303 | -0.069845 | 3.1723

## res_trafo
| p_hv_mw | q_hv_mvar | p_lv_mw | q_lv_mvar | pl_mw | ql_mvar | i_hv_ka | i_lv_ka | vm_hv_pu | va_hv_degree | vm_lv_pu | va_lv_degree | loading_percent
0 | 2.6518e-14 | 1.7507e-14 | 0.013999 | 0.0105 | 0.013999 | 0.0105 | 1.6678e-16 | 0.00050517 | 0.99997 | 149.9981 | 1 | 0 | 0.069998

## res_ext_grid
| p_mw | q_mvar
0 | 19.5173 | 8.4695

## res_load
| p_mw | q_mvar
0 | 0.21233 | 0.10284
1 | 0.089464 | 0.043329
2 | 0.34603 | 0.16759
3 | 0.21627 | 0.10475
4 | 0.28094 | 0.13607
5 | 0.1819 | 0.088097
6 | 0.09507 | 0.046044
7 | 0.18707 | 0.090604
8 | 0.32479 | 0.15731
9 | 0.090394 | 0.04378
10 | 0.14101 | 0.068295
11 | 0.078519 | 0.038028
12 | 0.14764 | 0.071505
13 | 0.3853 | 0.18661
14 | 0.29285 | 0.14184
15 | 0.2785 | 0.13488
16 | 0.22981 | 0.1113
17 | 0.10067 | 0.048754
18 | 0.21537 | 0.10431
19 | 0.16632 | 0.080552
20 | 0.23929 | 0.11589
21 | 0.1034 | 0.050077
22 | 0.093027 | 0.045055
23 | 0.35802 | 0.17339
24 | 0.34411 | 0.16666
25 | 0.17932 | 0.086846
26 | 0.10694 | 0.051792
27 | 0.20815 | 0.10081
28 | 0.17346 | 0.084011
29 | 0.18074 | 0.087538
30 | 0.068629 | 0.033239
31 | 0.26085 | 0.12634
32 | 0.18108 | 0.087702
33 | 0.1129 | 0.054682
34 | 0.073551 | 0.035622
35 | 0.074283 | 0.035977
36 | 0.1559 | 0.075504
37 | 0.38669 | 0.18728
38 | 0.12283 | 0.059487
39 | 0.25886 | 0.12537
40 | 0.087043 | 0.042157
41 | 0.083792 | 0.040582
42 | 1.9708 | 0.95451
43 | 0.32112 | 0.15552
44 | 0.39552 | 0.19156
45 | 0.27102 | 0.13126
46 | 0.10818 | 0.052396
47 | 0.28368 | 0.13739
48 | 0.19892 | 0.096342
49 | 0.0788 | 0.038165
50 | 0.27205 | 0.13176
51 | 0.24202 | 0.11722
52 | 0.31091 | 0.15058
53 | 0.27475 | 0.13307
54 | 0.39004 | 0.1889
55 | 0.36268 | 0.17565
56 | 0.098896 | 0.047898
57 | 0.25191 | 0.12201
58 | 0.12051 | 0.058368
59 | 0.25578 | 0.12388
60 | 0.31791 | 0.15397
61 | 0.068617 | 0.033233
62 | 0.15177 | 0.073504
63 | 0.19734 | 0.095577
64 | 0.22147 | 0.10726
65 | 0.14448 | 0.069974
66 | 0.35081 | 0.16991
67 | 0.10687 | 0.051759
68 | 0.17364 | 0.084095
69 | 0.096091 | 0.046539
70 | 0.11857 | 0.057428
71 | 0.23466 | 0.11365
72 | 0.47276 | 0.22897
73 | 0.26143 | 0.12662
74 | 0.1948 | 0.094347
75 | 0.17534 | 0.084919
76 | 0.38275 | 0.18538
77 | 0.13769 | 0.066685
78 | 0.41512 | 0.20105
79 | 0.088891 | 0.043052
80 | 0.24353 | 0.11795
81 | 0.14459 | 0.070026
82 | 0.20417 | 0.098885
83 | 0.33681 | 0.16312

## dtypes
| element | column | dtype
0 | bus | name | object
1 | bus | vn_kv | float64
2 | bus | type | object
3 | bus | zone | object
4 | bus | in_service | bool
5 | load | name | object
6 | load | bus | uint32
7 | load | p_mw | float64
8 | load | q_mvar | float64
9 | load | const_z_percent | float64
10 | load | const_i_percent | float64
11 | load | sn_mva | float64
12 | load | scaling | float64
13 | load | in_service | bool
14 | load | type | object
15 | ext_grid | name | object
16 | ext_grid | bus | uint32
17 | ext_grid | vm_pu | float64
18 | ext_grid | va_degree | float64
19 | ext_grid | slack_weight | float64
20 | ext_grid | in_service | bool
21 | line | name | object
22 | line | std_type | object
23 | line | from_bus | uint32
24 | line | to_bus | uint32
25 | line | length_km | float64
26 | line | r_ohm_per_km | float64
27 | line | x_ohm_per_km | float64
28 | line | c_nf_per_km | float64
29 | line | g_us_per_km | float64
30 | line | max_i_ka | float64
31 | line | df | float64
32 | line | parallel | uint32
33 | line | type | object
34 | line | in_service | bool
35 | trafo | name | object
36 | trafo | std_type | object
37 | trafo | hv_bus | uint32
38 | trafo | lv_bus | uint32
39 | trafo | sn_mva | float64
40 | trafo | vn_hv_kv | float64
41 | trafo | vn_lv_kv | float64
42 | trafo | vk_percent | float64
43 | trafo | vkr_percent | float64
44 | trafo | pfe_kw | float64
45 | trafo | i0_percent | float64
46 | trafo | shift_degree | float64
47 | trafo | tap_side | object
48 | trafo | tap_neutral | int32
49 | trafo | tap_min | int32
50 | trafo | tap_max | int32
51 | trafo | tap_step_percent | float64
52 | trafo | tap_step_degree | float64
53 | trafo | tap_pos | int32
54 | trafo | tap_phase_shifter | bool
55 | trafo | parallel | uint32
56 | trafo | df | float64
57 | trafo | in_service | bool
58 | bus_geodata | x | float64
59 | bus_geodata | y | float64
60 | bus_geodata | coords | object
61 | res_bus | vm_pu | float64
62 | res_bus | va_degree | float64
63 | res_bus | p_mw | float64
64 | res_bus | q_mvar | float64
65 | res_line | p_from_mw | float64
66 | res_line | q_from_mvar | float64
67 | res_line | p_to_mw | float64
68 | res_line | q_to_mvar | float64
69 | res_line | pl_mw | float64
70 | res_line | ql_mvar | float64
71 | res_line | i_from_ka | float64
72 | res_line | i_to_ka | float64
73 | res_line | i_ka | float64
74 | res_line | vm_from_pu | float64
75 | res_line | va_from_degree | float64
76 | res_line | vm_to_pu | float64
77 | res_line | va_to_degree | float64
78 | res_line | loading_percent | float64
79 | res_trafo | p_hv_mw | float64
80 | res_trafo | q_hv_mvar | float64
81 | res_trafo | p_lv_mw | float64
82 | res_trafo | q_lv_mvar | float64
83 | res_trafo | pl_mw | float64
84 | res_trafo | ql_mvar | float64
85 | res_trafo | i_hv_ka | float64
86 | res_trafo | i_lv_ka | float64
87 | res_trafo | vm_hv_pu | float64
88 | res_trafo | va_hv_degree | float64
89 | res_trafo | vm_lv_pu | float64
90 | res_trafo | va_lv_degree | float64
91 | res_trafo | loading_percent | float64
92 | res_ext_grid | p_mw | float64
93 | res_ext_grid | q_mvar | float64
94 | res_load | p_mw | float64
95 | res_load | q_mvar | float64

## parameters
| version | format_version | converged | OPF_converged | name | f_hz | sn_mva
0 | 2.14.6 | 2.14.0 | TRUE | FALSE |  | 50 | 1