## bus
| name | vn_kv | type | zone | in_service
0 | bus_MV_33_0_node_0 | 20 | n |  | TRUE
1 | bus_MV_33_0_node_200 | 20 | n |  | TRUE
2 | bus_MV_33_0_node_201 | 20 | n |  | TRUE
3 | bus_MV_33_0_node_158 | 20 | n |  | TRUE
4 | bus_MV_33_0_node_155 | 20 | n |  | TRUE
5 | bus_MV_33_0_node_156 | 20 | n |  | TRUE
6 | bus_MV_33_0_node_1 | 20 | n |  | TRUE
7 | bus_MV_33_0_node_3 | 20 | n |  | TRUE
8 | bus_MV_33_0_node_4 | 20 | n |  | TRUE
9 | bus_MV_33_0_node_6 | 20 | n |  | TRUE
10 | bus_MV_33_0_node_7 | 20 | n |  | TRUE
11 | bus_MV_33_0_node_5 | 20 | n |  | TRUE
12 | bus_MV_33_0_node_204 | 20 | n |  | TRUE
13 | bus_MV_33_0_node_2 | 20 | n |  | TRUE
14 | bus_MV_33_0_node_179 | 20 | n |  | TRUE
15 | bus_MV_33_0_node_178 | 20 | n |  | TRUE
16 | bus_MV_33_0_node_85 | 20 | n |  | TRUE
17 | bus_MV_33_0_node_205 | 20 | n |  | TRUE
18 | bus_MV_33_0_node_83 | 20 | n |  | TRUE
19 | bus_MV_33_0_node_8 | 20 | n |  | TRUE
20 | bus_MV_33_0_node_206 | 20 | n |  | TRUE
21 | bus_MV_33_0_node_207 | 20 | n |  | TRUE
22 | bus_MV_33_0_node_94 | 20 | n |  | TRUE
23 | bus_MV_33_0_node_95 | 20 | n |  | TRUE
24 | bus_MV_33_0_node_92 | 20 | n |  | TRUE
25 | bus_MV_33_0_node_10 | 20 | n |  | TRUE
26 | bus_MV_33_0_node_183 | 20 | n |  | TRUE
27 | bus_MV_33_0_node_184 | 20 | n |  | TRUE
28 | bus_MV_33_0_node_182 | 20 | n |  | TRUE
29 | bus_MV_33_0_node_11 | 20 | n |  | TRUE
30 | bus_MV_33_0_node_12 | 20 | n |  | TRUE
31 | bus_MV_33_0_node_13 | 20 | n |  | TRUE
32 | bus_MV_33_0_node_14 | 20 | n |  | TRUE
33 | bus_MV_33_0_node_19 | 20 | n |  | TRUE
34 | bus_MV_33_0_node_120 | 20 | n |  | TRUE
35 | bus_MV_33_0_node_15 | 20 | n |  | TRUE
36 | bus_MV_33_0_node_16 | 20 | n |  | TRUE
37 | bus_MV_33_0_node_18 | 20 | n |  | TRUE
38 | bus_MV_33_0_node_128 | 20 | n |  | TRUE
39 | bus_MV_33_0_node_127 | 20 | n |  | TRUE
40 | bus_MV_33_0_node_66 | 20 | n |  | TRUE
41 | bus_MV_33_0_node_24 | 20 | n |  | TRUE
42 | bus_MV_33_0_node_21 | 20 | n |  | TRUE
43 | bus_MV_33_0_node_118 | 20 | n |  | TRUE
44 | bus_MV_33_0_node_22 | 20 | n |  | TRUE
45 | bus_MV_33_0_node_23 | 20 | n |  | TRUE
46 | bus_MV_33_0_node_25 | 20 | n |  | TRUE
47 | bus_MV_33_0_node_26 | 20 | n |  | TRUE
48 | bus_MV_33_0_node_159 | 20 | n |  | TRUE
49 | bus_MV_33_0_node_114 | 20 | n |  | TRUE
50 | bus_MV_33_0_node_107 | 20 | n |  | TRUE
51 | bus_MV_33_0_node_113 | 20 | n |  | TRUE
52 | bus_MV_33_0_node_27 | 20 | n |  | TRUE
53 | bus_MV_33_0_node_29 | 20 | n |  | TRUE
54 | bus_MV_33_0_node_30 | 20 | n |  | TRUE
55 | bus_MV_33_0_node_35 | 20 | n |  | TRUE
56 | bus_MV_33_0_node_132 | 20 | n |  | TRUE
57 | bus_MV_33_0_node_131 | 20 | n |  | TRUE
58 | bus_MV_33_0_node_33 | 20 | n |  | TRUE
59 | bus_MV_33_0_node_186 | 20 | n |  | TRUE
60 | bus_MV_33_0_node_60 | 20 | n |  | TRUE
61 | bus_MV_33_0_node_32 | 20 | n |  | TRUE
62 | bus_MV_33_0_node_202 | 20 | n |  | TRUE
63 | bus_MV_33_0_node_61 | 20 | n |  | TRUE
64 | bus_MV_33_0_node_62 | 20 | n |  | TRUE
65 | bus_MV_33_0_node_34 | 20 | n |  | TRUE
66 | bus_MV_33_0_node_49 | 20 | n |  | TRUE
67 | bus_MV_33_0_node_71 | 20 | n |  | TRUE
68 | bus_MV_33_0_node_74 | 20 | n |  | TRUE
69 | bus_MV_33_0_node_50 | 20 | n |  | TRUE
70 | bus_MV_33_0_node_48 | 20 | n |  | TRUE
71 | bus_MV_33_0_node_103 | 20 | n |  | TRUE
72 | bus_MV_33_0_node_36 | 20 | n |  | TRUE
73 | bus_MV_33_0_node_37 | 20 | n |  | TRUE
74 | bus_MV_33_0_node_38 | 20 | n |  | TRUE
75 | bus_MV_33_0_node_40 | 20 | n |  | TRUE
76 | bus_MV_33_0_node_41 | 20 | n |  | TRUE
77 | bus_MV_33_0_node_115 | 20 | n |  | TRUE
78 | bus_MV_33_0_node_39 | 20 | n |  | TRUE
79 | bus_MV_33_0_node_63 | 20 | n |  | TRUE
80 | bus_MV_33_0_node_122 | 20 | n |  | TRUE
81 | bus_MV_33_0_node_42 | 20 | n |  | TRUE
82 | bus_MV_33_0_node_73 | 20 | n |  | TRUE
83 | bus_MV_33_0_node_129 | 20 | n |  | TRUE
84 | bus_MV_33_0_node_124 | 20 | n |  | TRUE
85 | bus_MV_33_0_node_123 | 20 | n |  | TRUE
86 | bus_MV_33_0_node_191 | 20 | n |  | TRUE
87 | bus_MV_33_0_node_130 | 20 | n |  | TRUE
88 | bus_MV_33_0_node_101 | 20 | n |  | TRUE
89 | bus_MV_33_0_node_43 | 20 | n |  | TRUE
90 | bus_MV_33_0_node_44 | 20 | n |  | TRUE
91 | bus_MV_33_0_node_45 | 20 | n |  | TRUE
92 | bus_MV_33_0_node_46 | 20 | n |  | TRUE
93 | bus_MV_33_0_node_47 | 20 | n |  | TRUE
94 | bus_MV_33_0_node_56 | 20 | n |  | TRUE
95 | bus_MV_33_0_node_102 | 20 | n |  | TRUE
96 | bus_MV_33_0_node_58 | 20 | n |  | TRUE
97 | bus_MV_33_0_node_59 | 20 | n |  | TRUE
98 | bus_MV_33_0_node_57 | 20 | n |  | TRUE
99 | bus_MV_33_0_node_51 | 20 | n |  | TRUE
100 | bus_MV_33_0_node_53 | 20 | n |  | TRUE
101 | bus_MV_33_0_node_52 | 20 | n |  | TRUE
102 | bus_MV_33_0_node_55 | 20 | n |  | TRUE
103 | bus_MV_33_0_node_54 | 20 | n |  | TRUE
104 | bus_MV_33_0_node_104 | 20 | n |  | TRUE
105 | bus_MV_33_0_node_96 | 20 | n |  | TRUE
106 | bus_MV_33_0_node_100 | 20 | n |  | TRUE
107 | bus_MV_33_0_node_97 | 20 | n |  | TRUE
108 | bus_MV_33_0_node_72 | 20 | n |  | TRUE
109 | bus_MV_33_0_node_90 | 20 | n |  | TRUE
110 | bus_MV_33_0_node_64 | 20 | n |  | TRUE
111 | bus_MV_33_0_node_65 | 20 | n |  | TRUE
112 | bus_MV_33_0_node_91 | 20 | n |  | TRUE
113 | bus_MV_33_0_node_89 | 20 | n |  | TRUE
114 | bus_MV_33_0_node_67 | 20 | n |  | TRUE
115 | bus_MV_33_0_node_69 | 20 | n |  | TRUE
116 | bus_MV_33_0_node_70 | 20 | n |  | TRUE
117 | bus_MV_33_0_node_181 | 20 | n |  | TRUE
118 | bus_MV_33_0_node_180 | 20 | n |  | TRUE
119 | bus_MV_33_0_node_81 | 20 | n |  | TRUE
120 | bus_MV_33_0_node_88 | 20 | n |  | TRUE
121 | bus_MV_33_0_node_75 | 20 | n |  | TRUE
122 | bus_MV_33_0_node_76 | 20 | n |  | TRUE
123 | bus_MV_33_0_node_77 | 20 | n |  | TRUE
124 | bus_MV_33_0_node_78 | 20 | n |  | TRUE
125 | bus_MV_33_0_node_80 | 20 | n |  | TRUE
126 | bus_MV_33_0_node_79 | 20 | n |  | TRUE
127 | bus_MV_33_0_node_203 | 20 | n |  | TRUE
128 | bus_MV_33_0_node_87 | 20 | n |  | TRUE
129 | bus_MV_33_0_node_111 | 20 | n |  | TRUE
130 | bus_MV_33_0_node_106 | 20 | n |  | TRUE
131 | bus_MV_33_0_node_82 | 20 | n |  | TRUE
132 | bus_MV_33_0_node_84 | 20 | n |  | TRUE
133 | bus_MV_33_0_node_86 | 20 | n |  | TRUE
134 | bus_MV_33_0_node_116 | 20 | n |  | TRUE
135 | bus_MV_33_0_node_117 | 20 | n |  | TRUE
136 | bus_MV_33_0_node_177 | 20 | n |  | TRUE
137 | bus_MV_33_0_node_176 | 20 | n |  | TRUE
138 | bus_MV_33_0_node_93 | 20 | n |  | TRUE
139 | bus_MV_33_0_node_112 | 20 | n |  | TRUE
140 | bus_MV_33_0_node_110 | 20 | n |  | TRUE
141 | bus_MV_33_0_node_189 | 20 | n |  | TRUE
142 | bus_MV_33_0_node_196 | 20 | n |  | TRUE
143 | bus_MV_33_0_node_109 | 20 | n |  | TRUE
144 | bus_MV_33_0_node_105 | 20 | n |  | TRUE
145 | bus_MV_33_0_node_108 | 20 | n |  | TRUE
146 | bus_MV_33_0_node_187 | 20 | n |  | TRUE
147 | bus_MV_33_0_node_188 | 20 | n |  | TRUE
148 | bus_MV_33_0_node_99 | 20 | n |  | TRUE
149 | bus_MV_33_0_node_98 | 20 | n |  | TRUE
150 | bus_MV_33_0_node_175 | 20 | n |  | TRUE
151 | bus_MV_33_0_node_119 | 20 | n |  | TRUE
152 | bus_MV_33_0_node_174 | 20 | n |  | TRUE
153 | bus_MV_33_0_node_121 | 20 | n |  | TRUE
154 | bus_MV_33_0_node_173 | 20 | n |  | TRUE
155 | bus_MV_33_0_node_190 | 20 | n |  | TRUE
156 | bus_MV_33_0_node_126 | 20 | n |  | TRUE
157 | bus_MV_33_0_node_125 | 20 | n |  | TRUE
158 | bus_MV_33_0_node_133 | 20 | n |  | TRUE
159 | bus_MV_33_0_node_134 | 20 | n |  | TRUE
160 | bus_MV_33_0_node_135 | 20 | n |  | TRUE
161 | bus_MV_33_0_node_136 | 20 | n |  | TRUE
162 | bus_MV_33_0_node_211 | 20 | n |  | TRUE
163 | bus_MV_33_0_node_137 | 20 | n |  | TRUE
164 | bus_MV_33_0_node_144 | 20 | n |  | TRUE
165 | bus_MV_33_0_node_210 | 20 | n |  | TRUE
166 | bus_MV_33_0_node_138 | 20 | n |  | TRUE
167 | bus_MV_33_0_node_139 | 20 | n |  | TRUE
168 | bus_MV_33_0_node_216 | 20 | n |  | TRUE
169 | bus_MV_33_0_node_141 | 20 | n |  | TRUE
170 | bus_MV_33_0_node_140 | 20 | n |  | TRUE
171 | bus_MV_33_0_node_142 | 20 | n |  | TRUE
172 | bus_MV_33_0_node_143 | 20 | n |  | TRUE
173 | bus_MV_33_0_node_192 | 20 | n |  | TRUE
174 | bus_MV_33_0_node_197 | 20 | n |  | TRUE
175 | bus_MV_33_0_node_199 | 20 | n |  | TRUE
176 | bus_MV_33_0_node_193 | 20 | n |  | TRUE
177 | bus_MV_33_0_node_194 | 20 | n |  | TRUE
178 | bus_MV_33_0_node_208 | 20 | n |  | TRUE
179 | bus_MV_33_0_node_209 | 20 | n |  | TRUE
180 | bus_MV_33_0_node_145 | 20 | n |  | TRUE
181 | bus_MV_33_0_node_165 | 20 | n |  | TRUE
182 | bus_MV_33_0_node_151 | 20 | n |  | TRUE
183 | bus_MV_33_0_node_146 | 20 | n |  | TRUE
184 | bus_MV_33_0_node_147 | 20 | n |  | TRUE
185 | bus_MV_33_0_node_148 | 20 | n |  | TRUE
186 | bus_MV_33_0_node_149 | 20 | n |  | TRUE
187 | bus_MV_33_0_node_150 | 20 | n |  | TRUE
188 | bus_MV_33_0_node_212 | 20 | n |  | TRUE
189 | bus_MV_33_0_node_152 | 20 | n |  | TRUE
190 | bus_MV_33_0_node_153 | 20 | n |  | TRUE
191 | bus_MV_33_0_node_154 | 20 | n |  | TRUE
192 | bus_MV_33_0_node_215 | 20 | n |  | TRUE
193 | bus_MV_33_0_node_214 | 20 | n |  | TRUE
194 | bus_MV_33_0_node_170 | 20 | n |  | TRUE
195 | bus_MV_33_0_node_157 | 20 | n |  | TRUE
196 | bus_MV_33_0_node_160 | 20 | n |  | TRUE
197 | bus_MV_33_0_node_161 | 20 | n |  | TRUE
198 | bus_MV_33_0_node_162 | 20 | n |  | TRUE
199 | bus_MV_33_0_node_171 | 20 | n |  | TRUE
200 | bus_MV_33_0_node_163 | 20 | n |  | TRUE
201 | bus_MV_33_0_node_164 | 20 | n |  | TRUE
202 | bus_MV_33_0_node_169 | 20 | n |  | TRUE
203 | bus_MV_33_0_node_195 | 20 | n |  | TRUE
204 | bus_MV_33_0_node_168 | 20 | n |  | TRUE
205 | bus_MV_33_0_node_172 | 20 | n |  | TRUE
206 | bus_MV_33_0_node_213 | 20 | n |  | TRUE
207 | bus_MV_33_0_node_167 | 20 | n |  | TRUE
208 | bus_MV_33_0_node_166 | 20 | n |  | TRUE
209 | bus_MV_33_0_node_185 | 20 | n |  | TRUE
210 | bus_HV_33_0_node_105 | 110 | n |  | TRUE

## load
| name | bus | p_mw | q_mvar | const_z_percent | const_i_percent | sn_mva | scaling | in_service | type
0 | MV_33_0_load_0 | 0 | 0.2373 | 0.11493 | 0 | 0 |  | 1 | TRUE | wye
1 | MV_33_0_load_201 | 2 | 0.071144 | 0.034456 | 0 | 0 |  | 1 | TRUE | wye
2 | MV_33_0_load_155 | 4 | 0.083963 | 0.040665 | 0 | 0 |  | 1 | TRUE | wye
3 | MV_33_0_load_1 | 6 | 0.15596 | 0.075535 | 0 | 0 |  | 1 | TRUE | wye
4 | MV_33_0_load_7 | 10 | 0.075266 | 0.036453 | 0 | 0 |  | 1 | TRUE | wye
5 | MV_33_0_load_204 | 12 | 0.15224 | 0.073731 | 0 | 0 |  | 1 | TRUE | wye
6 | MV_33_0_load_179 | 14 | 0.068346 | 0.033101 | 0 | 0 |  | 1 | TRUE | wye
7 | MV_33_0_load_178 | 15 | 0.083281 | 0.040335 | 0 | 0 |  | 1 | TRUE | wye
8 | MV_33_0_load_8 | 19 | 0.064995 | 0.031478 | 0 | 0 |  | 1 | TRUE | wye
9 | MV_33_0_load_207 | 21 | 0.16259 | 0.078747 | 0 | 0 |  | 1 | TRUE | wye
10 | MV_33_0_load_92 | 24 | 0.16213 | 0.078522 | 0 | 0 |  | 1 | TRUE | wye
11 | MV_33_0_load_184 | 27 | 0.14501 | 0.070231 | 0 | 0 |  | 1 | TRUE | wye
12 | MV_33_0_load_182 | 28 | 0.21613 | 0.10468 | 0 | 0 |  | 1 | TRUE | wye
13 | MV_33_0_load_11 | 29 | 0.13389 | 0.064844 | 0 | 0 |  | 1 | TRUE | wye
14 | MV_33_0_load_14 | 32 | 0.11571 | 0.056041 | 0 | 0 |  | 1 | TRUE | wye
15 | MV_33_0_load_19 | 33 | 0.1612 | 0.078073 | 0 | 0 |  | 1 | TRUE | wye
16 | MV_33_0_load_15 | 35 | 0.13682 | 0.066267 | 0 | 0 |  | 1 | TRUE | wye
17 | MV_33_0_load_128 | 38 | 0.060101 | 0.029108 | 0 | 0 |  | 1 | TRUE | wye
18 | MV_33_0_load_127 | 39 | 0.11981 | 0.058027 | 0 | 0 |  | 1 | TRUE | wye
19 | MV_33_0_load_24 | 41 | 0.14852 | 0.071932 | 0 | 0 |  | 1 | TRUE | wye
20 | MV_33_0_load_21 | 42 | 0.12456 | 0.060327 | 0 | 0 |  | 1 | TRUE | wye
21 | MV_33_0_load_118 | 43 | 0.07507 | 0.036358 | 0 | 0 |  | 1 | TRUE | wye
22 | MV_33_0_load_22 | 44 | 0.087419 | 0.042339 | 0 | 0 |  | 1 | TRUE | wye
23 | MV_33_0_load_26 | 47 | 0.14611 | 0.070766 | 0 | 0 |  | 1 | TRUE | wye
24 | MV_33_0_load_159 | 48 | 0.12217 | 0.059168 | 0 | 0 |  | 1 | TRUE | wye
25 | MV_33_0_load_113 | 51 | 0.094962 | 0.045992 | 0 | 0 |  | 1 | TRUE | wye
26 | MV_33_0_load_27 | 52 | 0.14332 | 0.069412 | 0 | 0 |  | 1 | TRUE | wye
27 | MV_33_0_load_131 | 57 | 0.16276 | 0.078826 | 0 | 0 |  | 1 | TRUE | wye
28 | MV_33_0_load_186 | 59 | 0.068772 | 0.033308 | 0 | 0 |  | 1 | TRUE | wye
29 | MV_33_0_load_60 | 60 | 0.10361 | 0.050181 | 0 | 0 |  | 1 | TRUE | wye
30 | MV_33_0_load_202 | 62 | 0.14089 | 0.068238 | 0 | 0 |  | 1 | TRUE | wye
31 | MV_33_0_load_34 | 65 | 0.12977 | 0.062851 | 0 | 0 |  | 1 | TRUE | wye
32 | MV_33_0_load_74 | 68 | 0.11795 | 0.057127 | 0 | 0 |  | 1 | TRUE | wye
33 | MV_33_0_load_103 | 71 | 0.14411 | 0.069797 | 0 | 0 |  | 1 | TRUE | wye
34 | MV_33_0_load_36 | 72 | 0.07145 | 0.034605 | 0 | 0 |  | 1 | TRUE | wye
35 | MV_33_0_load_115 | 77 | 0.15384 | 0.074507 | 0 | 0 |  | 1 | TRUE | wye
36 | MV_33_0_load_63 | 79 | 0.15545 | 0.07529 | 0 | 0 |  | 1 | TRUE | wye
37 | MV_33_0_load_122 | 80 | 0.15157 | 0.073408 | 0 | 0 |  | 1 | TRUE | wye
38 | MV_33_0_load_73 | 82 | 0.11696 | 0.056646 | 0 | 0 |  | 1 | TRUE | wye
39 | MV_33_0_load_129 | 83 | 0.15907 | 0.077041 | 0 | 0 |  | 1 | TRUE | wye
40 | MV_33_0_load_124 | 84 | 0.083129 | 0.040261 | 0 | 0 |  | 1 | TRUE | wye
41 | MV_33_0_load_123 | 85 | 0.14257 | 0.06905 | 0 | 0 |  | 1 | TRUE | wye
42 | MV_33_0_load_191 | 86 | 0.13614 | 0.065934 | 0 | 0 |  | 1 | TRUE | wye
43 | MV_33_0_load_130 | 87 | 0.075977 | 0.036797 | 0 | 0 |  | 1 | TRUE | wye
44 | MV_33_0_load_101 | 88 | 0.15463 | 0.07489 | 0 | 0 |  | 1 | TRUE | wye
45 | MV_33_0_load_43 | 89 | 0.15542 | 0.075276 | 0 | 0 |  | 1 | TRUE | wye
46 | MV_33_0_load_44 | 90 | 0.12764 | 0.06182 | 0 | 0 |  | 1 | TRUE | wye
47 | MV_33_0_load_45 | 91 | 0.16347 | 0.079174 | 0 | 0 |  | 1 | TRUE | wye
48 | MV_33_0_load_47 | 93 | 0.14177 | 0.06866 | 0 | 0 |  | 1 | TRUE | wye
49 | MV_33_0_load_102 | 95 | 0.068007 | 0.032937 | 0 | 0 |  | 1 | TRUE | wye
50 | MV_33_0_load_57 | 98 | 0.14914 | 0.072232 | 0 | 0 |  | 1 | TRUE | wye
51 | MV_33_0_load_51 | 99 | 0.15629 | 0.075696 | 0 | 0 |  | 1 | TRUE | wye
52 | MV_33_0_load_104 | 104 | 0.15858 | 0.076804 | 0 | 0 |  | 1 | TRUE | wye
53 | MV_33_0_load_96 | 105 | 0.15273 | 0.073969 | 0 | 0 |  | 1 | TRUE | wye
54 | MV_33_0_load_100 | 106 | 0.15914 | 0.077074 | 0 | 0 |  | 1 | TRUE | wye
55 | MV_33_0_load_72 | 108 | 0.069797 | 0.033804 | 0 | 0 |  | 1 | TRUE | wye
56 | MV_33_0_load_64 | 110 | 0.11407 | 0.055246 | 0 | 0 |  | 1 | TRUE | wye
57 | MV_33_0_load_91 | 112 | 0.19282 | 0.093387 | 0 | 0 |  | 1 | TRUE | wye
58 | MV_33_0_load_67 | 114 | 0.13647 | 0.066094 | 0 | 0 |  | 1 | TRUE | wye
59 | MV_33_0_load_181 | 117 | 0.28243 | 0.13679 | 0 | 0 |  | 1 | TRUE | wye
60 | MV_33_0_load_180 | 118 | 0.10789 | 0.052251 | 0 | 0 |  | 1 | TRUE | wye
61 | MV_33_0_load_81 | 119 | 0.066456 | 0.032186 | 0 | 0 |  | 1 | TRUE | wye
62 | MV_33_0_load_75 | 121 | 0.12591 | 0.060983 | 0 | 0 |  | 1 | TRUE | wye
63 | MV_33_0_load_203 | 127 | 0.11245 | 0.054464 | 0 | 0 |  | 1 | TRUE | wye
64 | MV_33_0_load_87 | 128 | 0.074941 | 0.036296 | 0 | 0 |  | 1 | TRUE | wye
65 | MV_33_0_load_82 | 131 | 0.097753 | 0.047344 | 0 | 0 |  | 1 | TRUE | wye
66 | MV_33_0_load_116 | 134 | 0.13996 | 0.067786 | 0 | 0 |  | 1 | TRUE | wye
67 | MV_33_0_load_117 | 135 | 0.10938 | 0.052976 | 0 | 0 |  | 1 | TRUE | wye
68 | MV_33_0_load_177 | 136 | 0.085028 | 0.041181 | 0 | 0 |  | 1 | TRUE | wye
69 | MV_33_0_load_93 | 138 | 0.11915 | 0.057709 | 0 | 0 |  | 1 | TRUE | wye
70 | MV_33_0_load_112 | 139 | 0.11405 | 0.055235 | 0 | 0 |  | 1 | TRUE | wye
71 | MV_33_0_load_189 | 141 | 0.11863 | 0.057456 | 0 | 0 |  | 1 | TRUE | wye
72 | MV_33_0_load_196 | 142 | 0.30651 | 0.14845 | 0 | 0 |  | 1 | TRUE | wye
73 | MV_33_0_load_105 | 144 | 0.10584 | 0.051263 | 0 | 0 |  | 1 | TRUE | wye
74 | MV_33_0_load_187 | 146 | 0.16115 | 0.078049 | 0 | 0 |  | 1 | TRUE | wye
75 | MV_33_0_load_188 | 147 | 0.53339 | 0.25833 | 0 | 0 |  | 1 | TRUE | wye
76 | MV_33_0_load_99 | 148 | 0.15295 | 0.074076 | 0 | 0 |  | 1 | TRUE | wye
77 | MV_33_0_load_175 | 150 | 0.11145 | 0.053978 | 0 | 0 |  | 1 | TRUE | wye
78 | MV_33_0_load_173 | 154 | 0.09661 | 0.04679 | 0 | 0 |  | 1 | TRUE | wye
79 | MV_33_0_load_190 | 155 | 0.073001 | 0.035356 | 0 | 0 |  | 1 | TRUE | wye
80 | MV_33_0_load_126 | 156 | 0.07027 | 0.034033 | 0 | 0 |  | 1 | TRUE | wye
81 | MV_33_0_load_125 | 157 | 0.10418 | 0.050454 | 0 | 0 |  | 1 | TRUE | wye
82 | MV_33_0_load_133 | 158 | 0.13064 | 0.06327 | 0 | 0 |  | 1 | TRUE | wye
83 | MV_33_0_load_211 | 162 | 0.078319 | 0.037932 | 0 | 0 |  | 1 | TRUE | wye
84 | MV_33_0_load_137 | 163 | 0.15361 | 0.074395 | 0 | 0 |  | 1 | TRUE | wye
85 | MV_33_0_load_144 | 164 | 0.084563 | 0.040956 | 0 | 0 |  | 1 | TRUE | wye
86 | MV_33_0_load_216 | 168 | 0.15659 | 0.075839 | 0 | 0 |  | 1 | TRUE | wye
87 | MV_33_0_load_140 | 170 | 0.13249 | 0.064166 | 0 | 0 |  | 1 | TRUE | wye
88 | MV_33_0_load_192 | 173 | 0.092212 | 0.04466 | 0 | 0 |  | 1 | TRUE | wye
89 | MV_33_0_load_197 | 174 | 0.10301 | 0.049892 | 0 | 0 |  | 1 | TRUE | wye
90 | MV_33_0_load_208 | 178 | 0.080581 | 0.039027 | 0 | 0 |  | 1 | TRUE | wye
91 | MV_33_0_load_209 | 179 | 0.11165 | 0.054075 | 0 | 0 |  | 1 | TRUE | wye
92 | MV_33_0_load_165 | 181 | 0.14261 | 0.069071 | 0 | 0 |  | 1 | TRUE | wye
93 | MV_33_0_load_146 | 183 | 0.099599 | 0.048238 | 0 | 0 |  | 1 | TRUE | wye
94 | MV_33_0_load_150 | 187 | 0.050291 | 0.024357 | 0 | 0 |  | 1 | TRUE | wye
95 | MV_33_0_load_212 | 188 | 0.06605 | 0.031989 | 0 | 0 |  | 1 | TRUE | wye
96 | MV_33_0_load_152 | 189 | 0.11528 | 0.055833 | 0 | 0 |  | 1 | TRUE | wye
97 | MV_33_0_load_215 | 192 | 0.11257 | 0.054518 | 0 | 0 |  | 1 | TRUE | wye
98 | MV_33_0_load_170 | 194 | 0.091474 | 0.044303 | 0 | 0 |  | 1 | TRUE | wye
99 | MV_33_0_load_160 | 196 | 0.082702 | 0.040055 | 0 | 0 |  | 1 | TRUE | wye
100 | MV_33_0_load_163 | 200 | 0.12984 | 0.062886 | 0 | 0 |  | 1 | TRUE | wye
101 | MV_33_0_load_195 | 203 | 0.15864 | 0.076833 | 0 | 0 |  | 1 | TRUE | wye
102 | MV_33_0_load_213 | 206 | 0.099832 | 0.048351 | 0 | 0 |  | 1 | TRUE | wye
103 | MV_33_0_load_166 | 208 | 0.15874 | 0.076882 | 0 | 0 |  | 1 | TRUE | wye
104 | MV_33_0_load_185 | 209 | 0.09255 | 0.044824 | 0 | 0 |  | 1 | TRUE | wye

## ext_grid
| name | bus | vm_pu | va_degree | slack_weight | in_service
0 |  | 144 | 1 | 0 | 1 | TRUE

## line
| name | std_type | from_bus | to_bus | length_km | r_ohm_per_km | x_ohm_per_km | c_nf_per_km | g_us_per_km | max_i_ka | df | parallel | type | in_service
0 | MV_33_0_line_0 |  | 0 | 1 | 1.6516 | 0.5939 | 0.372 | 9.5 | 0 | 0.21 | 1 | 1 | ol | TRUE
1 | MV_33_0_line_1 |  | 1 | 2 | 0.47565 | 0.445 | 0.132 | 190 | 0 | 0.22 | 1 | 1 | cs | TRUE
2 | MV_33_0_line_2 |  | 1 | 3 | 1.2619 | 0.5939 | 0.372 | 9.5 | 0 | 0.21 | 1 | 1 | ol | TRUE
3 | MV_33_0_line_3 |  | 2 | 32 | 1.1317 | 0.5939 | 0.372 | 9.5 | 0 | 0.21 | 1 | 1 | ol | TRUE
4 | MV_33_0_line_4 |  | 3 | 5 | 0.36753 | 0.103 | 0.058 | 500 | 0 | 0.638 | 1 | 1 | cs | TRUE
5 | MV_33_0_line_5 |  | 3 | 48 | 0.12774 | 0.103 | 0.058 | 500 | 0 | 0.638 | 1 | 1 | cs | TRUE
6 | MV_33_0_line_6 |  | 4 | 5 | 0.10571 | 0.445 | 0.132 | 190 | 0 | 0.22 | 1 | 1 | cs | TRUE
7 | MV_33_0_line_7 |  | 5 | 195 | 0.57838 | 0.103 | 0.058 | 500 | 0 | 0.638 | 1 | 1 | cs | TRUE
8 | MV_33_0_line_8 |  | 6 | 7 | 0.095597 | 0.445 | 0.132 | 190 | 0 | 0.22 | 1 | 1 | cs | TRUE
9 | MV_33_0_line_9 |  | 6 | 8 | 0.23148 | 0.445 | 0.132 | 190 | 0 | 0.22 | 1 | 1 | cs | TRUE
10 | MV_33_0_line_10 |  | 7 | 9 | 0.075701 | 0.445 | 0.132 | 190 | 0 | 0.22 | 1 | 1 | cs | TRUE
11 | MV_33_0_line_11 |  | 8 | 10 | 0.039546 | 0.445 | 0.132 | 190 | 0 | 0.22 | 1 | 1 | cs | TRUE
12 | MV_33_0_line_12 |  | 9 | 15 | 0.014952 | 0.445 | 0.132 | 190 | 0 | 0.22 | 1 | 1 | cs | TRUE
13 | MV_33_0_line_13 |  | 9 | 14 | 0.044344 | 0.445 | 0.132 | 190 | 0 | 0.22 | 1 | 1 | cs | TRUE
14 | MV_33_0_line_14 |  | 10 | 16 | 0.021842 | 0.445 | 0.132 | 190 | 0 | 0.22 | 1 | 1 | cs | TRUE
15 | MV_33_0_line_15 |  | 11 | 12 | 0.085541 | 0.445 | 0.132 | 190 | 0 | 0.22 | 1 | 1 | cs | TRUE
16 | MV_33_0_line_16 |  | 11 | 13 | 0.35154 | 0.445 | 0.132 | 190 | 0 | 0.22 | 1 | 1 | cs | TRUE
17 | MV_33_0_line_17 |  | 12 | 17 | 0.005984 | 0.445 | 0.132 | 190 | 0 | 0.22 | 1 | 1 | cs | TRUE
18 | MV_33_0_line_18 |  | 13 | 14 | 0.16887 | 0.5939 | 0.372 | 9.5 | 0 | 0.21 | 1 | 1 | ol | TRUE
19 | MV_33_0_line_19 |  | 16 | 18 | 0.16446 | 0.445 | 0.132 | 190 | 0 | 0.22 | 1 | 1 | cs | TRUE
20 | MV_33_0_line_20 |  | 17 | 20 | 0.1507 | 0.445 | 0.132 | 190 | 0 | 0.22 | 1 | 1 | cs | TRUE
21 | MV_33_0_line_21 |  | 18 | 131 | 0.041824 | 0.445 | 0.132 | 190 | 0 | 0.22 | 1 | 1 | cs | TRUE
22 | MV_33_0_line_22 |  | 19 | 20 | 1.1834 | 0.5939 | 0.372 | 9.5 | 0 | 0.21 | 1 | 1 | ol | TRUE
23 | MV_33_0_line_23 |  | 20 | 21 | 0.084137 | 0.5939 | 0.372 | 9.5 | 0 | 0.21 | 1 | 1 | ol | TRUE
24 | MV_33_0_line_24 |  | 21 | 25 | 0.16585 | 0.445 | 0.132 | 190 | 0 | 0.22 | 1 | 1 | cs | TRUE
25 | MV_33_0_line_25 |  | 22 | 23 | 0.1641 | 0.445 | 0.132 | 190 | 0 | 0.22 | 1 | 1 | cs | TRUE
26 | MV_33_0_line_26 |  | 22 | 24 | 0.094338 | 0.445 | 0.132 | 190 | 0 | 0.22 | 1 | 1 | cs | TRUE
27 | MV_33_0_line_27 |  | 23 | 140 | 0.37098 | 0.445 | 0.132 | 190 | 0 | 0.22 | 1 | 1 | cs | TRUE
28 | MV_33_0_line_28 |  | 23 | 141 | 0.059093 | 0.445 | 0.132 | 190 | 0 | 0.22 | 1 | 1 | cs | TRUE
29 | MV_33_0_line_29 |  | 24 | 138 | 0.047534 | 0.445 | 0.132 | 190 | 0 | 0.22 | 1 | 1 | cs | TRUE
30 | MV_33_0_line_30 |  | 25 | 26 | 0.48946 | 0.5939 | 0.372 | 9.5 | 0 | 0.21 | 1 | 1 | ol | TRUE
31 | MV_33_0_line_31 |  | 26 | 27 | 0.0038487 | 0.445 | 0.132 | 190 | 0 | 0.22 | 1 | 1 | cs | TRUE
32 | MV_33_0_line_32 |  | 26 | 28 | 0.15868 | 0.445 | 0.132 | 190 | 0 | 0.22 | 1 | 1 | cs | TRUE
33 | MV_33_0_line_33 |  | 27 | 209 | 0.047777 | 0.445 | 0.132 | 190 | 0 | 0.22 | 1 | 1 | cs | TRUE
34 | MV_33_0_line_34 |  | 28 | 145 | 0.070861 | 0.445 | 0.132 | 190 | 0 | 0.22 | 1 | 1 | cs | TRUE
35 | MV_33_0_line_35 |  | 29 | 30 | 0.02472 | 0.445 | 0.132 | 190 | 0 | 0.22 | 1 | 1 | cs | TRUE
36 | MV_33_0_line_36 |  | 30 | 31 | 1.3539 | 0.445 | 0.132 | 190 | 0 | 0.22 | 1 | 1 | cs | TRUE
37 | MV_33_0_line_37 |  | 31 | 32 | 0.066146 | 0.5939 | 0.372 | 9.5 | 0 | 0.21 | 1 | 1 | ol | TRUE
38 | MV_33_0_line_38 |  | 33 | 34 | 1.5322 | 0.5939 | 0.372 | 9.5 | 0 | 0.21 | 1 | 1 | ol | TRUE
39 | MV_33_0_line_39 |  | 34 | 43 | 0.29474 | 0.445 | 0.132 | 190 | 0 | 0.22 | 1 | 1 | cs | TRUE
40 | MV_33_0_line_40 |  | 35 | 36 | 0.044027 | 0.5939 | 0.372 | 9.5 | 0 | 0.21 | 1 | 1 | ol | TRUE
41 | MV_33_0_line_41 |  | 36 | 37 | 0.3914 | 0.445 | 0.132 | 190 | 0 | 0.22 | 1 | 1 | cs | TRUE
42 | MV_33_0_line_42 |  | 37 | 41 | 0.006166 | 0.061 | 0.056 | 608 | 0 | 0.842 | 1 | 1 | cs | TRUE
43 | MV_33_0_line_43 |  | 37 | 39 | 1.1201 | 0.1188 | 0.172 | 20.6 | 0 | 0.82 | 1 | 1 | ol | TRUE
44 | MV_33_0_line_44 |  | 38 | 39 | 0.059767 | 0.1188 | 0.172 | 20.6 | 0 | 0.82 | 1 | 1 | ol | TRUE
45 | MV_33_0_line_45 |  | 38 | 40 | 0.005334 | 0.061 | 0.056 | 608 | 0 | 0.842 | 1 | 1 | cs | TRUE
46 | MV_33_0_line_46 |  | 40 | 111 | 0.12704 | 0.061 | 0.056 | 608 | 0 | 0.842 | 1 | 1 | cs | TRUE
47 | MV_33_0_line_47 |  | 41 | 42 | 0.1663 | 0.1188 | 0.172 | 20.6 | 0 | 0.82 | 1 | 1 | ol | TRUE
48 | MV_33_0_line_48 |  | 42 | 44 | 0.040799 | 0.061 | 0.056 | 608 | 0 | 0.842 | 1 | 1 | cs | TRUE
49 | MV_33_0_line_49 |  | 43 | 151 | 0.16136 | 0.445 | 0.132 | 190 | 0 | 0.22 | 1 | 1 | cs | TRUE
50 | MV_33_0_line_50 |  | 43 | 152 | 1.2493 | 0.5939 | 0.372 | 9.5 | 0 | 0.21 | 1 | 1 | ol | TRUE
51 | MV_33_0_line_51 |  | 44 | 45 | 0.041333 | 0.103 | 0.058 | 500 | 0 | 0.638 | 1 | 1 | cs | TRUE
52 | MV_33_0_line_52 |  | 45 | 46 | 0.31122 | 0.103 | 0.058 | 500 | 0 | 0.638 | 1 | 1 | cs | TRUE
53 | MV_33_0_line_53 |  | 46 | 47 | 0.11498 | 0.119 | 0.32 | 11 | 0 | 0.645 | 1 | 1 | ol | TRUE
54 | MV_33_0_line_54 |  | 47 | 48 | 1.5581 | 0.119 | 0.32 | 11 | 0 | 0.645 | 1 | 1 | ol | TRUE
55 | MV_33_0_line_55 |  | 49 | 50 | 0.43523 | 0.5939 | 0.372 | 9.5 | 0 | 0.21 | 1 | 1 | ol | TRUE
56 | MV_33_0_line_56 |  | 49 | 51 | 0.051075 | 0.445 | 0.132 | 190 | 0 | 0.22 | 1 | 1 | cs | TRUE
57 | MV_33_0_line_57 |  | 50 | 142 | 0.064342 | 0.445 | 0.132 | 190 | 0 | 0.22 | 1 | 1 | cs | TRUE
58 | MV_33_0_line_58 |  | 50 | 143 | 0.15406 | 0.445 | 0.132 | 190 | 0 | 0.22 | 1 | 1 | cs | TRUE
59 | MV_33_0_line_59 |  | 50 | 129 | 0.33412 | 0.445 | 0.132 | 190 | 0 | 0.22 | 1 | 1 | cs | TRUE
60 | MV_33_0_line_60 |  | 51 | 139 | 0.20737 | 0.5939 | 0.372 | 9.5 | 0 | 0.21 | 1 | 1 | ol | TRUE
61 | MV_33_0_line_61 |  | 52 | 53 | 0.024867 | 0.445 | 0.132 | 190 | 0 | 0.22 | 1 | 1 | cs | TRUE
62 | MV_33_0_line_62 |  | 53 | 54 | 0.040171 | 0.445 | 0.132 | 190 | 0 | 0.22 | 1 | 1 | cs | TRUE
63 | MV_33_0_line_63 |  | 54 | 64 | 0.20108 | 0.5939 | 0.372 | 9.5 | 0 | 0.21 | 1 | 1 | ol | TRUE
64 | MV_33_0_line_64 |  | 55 | 56 | 0.008895 | 0.445 | 0.132 | 190 | 0 | 0.22 | 1 | 1 | cs | TRUE
65 | MV_33_0_line_65 |  | 55 | 57 | 0.067324 | 0.445 | 0.132 | 190 | 0 | 0.22 | 1 | 1 | cs | TRUE
66 | MV_33_0_line_66 |  | 56 | 71 | 0.05817 | 0.5939 | 0.372 | 9.5 | 0 | 0.21 | 1 | 1 | ol | TRUE
67 | MV_33_0_line_67 |  | 58 | 59 | 0.025722 | 0.061 | 0.056 | 608 | 0 | 0.842 | 1 | 1 | cs | TRUE
68 | MV_33_0_line_68 |  | 58 | 60 | 0.18707 | 0.1188 | 0.172 | 20.6 | 0 | 0.82 | 1 | 1 | ol | TRUE
69 | MV_33_0_line_69 |  | 59 | 67 | 0.01044 | 0.061 | 0.056 | 608 | 0 | 0.842 | 1 | 1 | cs | TRUE
70 | MV_33_0_line_70 |  | 60 | 63 | 0.067334 | 0.061 | 0.056 | 608 | 0 | 0.842 | 1 | 1 | cs | TRUE
71 | MV_33_0_line_71 |  | 61 | 62 | 0.017392 | 0.5939 | 0.372 | 9.5 | 0 | 0.21 | 1 | 1 | ol | TRUE
72 | MV_33_0_line_72 |  | 61 | 63 | 0.22419 | 0.5939 | 0.372 | 9.5 | 0 | 0.21 | 1 | 1 | ol | TRUE
73 | MV_33_0_line_73 |  | 63 | 64 | 0.056011 | 0.161 | 0.117 | 273 | 0 | 0.362 | 1 | 1 | cs | TRUE
74 | MV_33_0_line_74 |  | 64 | 65 | 0.007781 | 0.445 | 0.132 | 190 | 0 | 0.22 | 1 | 1 | cs | TRUE
75 | MV_33_0_line_75 |  | 65 | 66 | 0.072013 | 0.445 | 0.132 | 190 | 0 | 0.22 | 1 | 1 | cs | TRUE
76 | MV_33_0_line_76 |  | 66 | 69 | 0.16182 | 0.445 | 0.132 | 190 | 0 | 0.22 | 1 | 1 | cs | TRUE
77 | MV_33_0_line_77 |  | 66 | 70 | 0.1761 | 0.445 | 0.132 | 190 | 0 | 0.22 | 1 | 1 | cs | TRUE
78 | MV_33_0_line_78 |  | 67 | 115 | 0.084851 | 0.061 | 0.056 | 608 | 0 | 0.842 | 1 | 1 | cs | TRUE
79 | MV_33_0_line_79 |  | 68 | 69 | 0.063219 | 0.445 | 0.132 | 190 | 0 | 0.22 | 1 | 1 | cs | TRUE
80 | MV_33_0_line_80 |  | 70 | 90 | 0.20005 | 0.5939 | 0.372 | 9.5 | 0 | 0.21 | 1 | 1 | ol | TRUE
81 | MV_33_0_line_81 |  | 70 | 93 | 0.05455 | 0.5939 | 0.372 | 9.5 | 0 | 0.21 | 1 | 1 | ol | TRUE
82 | MV_33_0_line_82 |  | 71 | 95 | 0.051361 | 0.445 | 0.132 | 190 | 0 | 0.22 | 1 | 1 | cs | TRUE
83 | MV_33_0_line_83 |  | 72 | 73 | 0.053595 | 0.445 | 0.132 | 190 | 0 | 0.22 | 1 | 1 | cs | TRUE
84 | MV_33_0_line_84 |  | 73 | 74 | 0.52122 | 0.445 | 0.132 | 190 | 0 | 0.22 | 1 | 1 | cs | TRUE
85 | MV_33_0_line_85 |  | 73 | 75 | 0.32391 | 0.445 | 0.132 | 190 | 0 | 0.22 | 1 | 1 | cs | TRUE
86 | MV_33_0_line_86 |  | 73 | 76 | 0.37585 | 0.445 | 0.132 | 190 | 0 | 0.22 | 1 | 1 | cs | TRUE
87 | MV_33_0_line_87 |  | 74 | 77 | 0.1069 | 0.5939 | 0.372 | 9.5 | 0 | 0.21 | 1 | 1 | ol | TRUE
88 | MV_33_0_line_88 |  | 75 | 80 | 0.23534 | 0.445 | 0.132 | 190 | 0 | 0.22 | 1 | 1 | cs | TRUE
89 | MV_33_0_line_89 |  | 75 | 78 | 0.34779 | 0.445 | 0.132 | 190 | 0 | 0.22 | 1 | 1 | cs | TRUE
90 | MV_33_0_line_90 |  | 76 | 81 | 0.30931 | 0.445 | 0.132 | 190 | 0 | 0.22 | 1 | 1 | cs | TRUE
91 | MV_33_0_line_91 |  | 76 | 82 | 0.078911 | 0.5939 | 0.372 | 9.5 | 0 | 0.21 | 1 | 1 | ol | TRUE
92 | MV_33_0_line_92 |  | 78 | 79 | 0.13445 | 0.5939 | 0.372 | 9.5 | 0 | 0.21 | 1 | 1 | ol | TRUE
93 | MV_33_0_line_93 |  | 80 | 84 | 0.025285 | 0.445 | 0.132 | 190 | 0 | 0.22 | 1 | 1 | cs | TRUE
94 | MV_33_0_line_94 |  | 80 | 85 | 0.047379 | 0.5939 | 0.372 | 9.5 | 0 | 0.21 | 1 | 1 | ol | TRUE
95 | MV_33_0_line_95 |  | 80 | 86 | 0.099915 | 0.5939 | 0.372 | 9.5 | 0 | 0.21 | 1 | 1 | ol | TRUE
96 | MV_33_0_line_96 |  | 81 | 83 | 0.081692 | 0.445 | 0.132 | 190 | 0 | 0.22 | 1 | 1 | cs | TRUE
97 | MV_33_0_line_97 |  | 83 | 87 | 0.047336 | 0.445 | 0.132 | 190 | 0 | 0.22 | 1 | 1 | cs | TRUE
98 | MV_33_0_line_98 |  | 83 | 88 | 0.041764 | 0.5939 | 0.372 | 9.5 | 0 | 0.21 | 1 | 1 | ol | TRUE
99 | MV_33_0_line_99 |  | 85 | 157 | 0.031413 | 0.445 | 0.132 | 190 | 0 | 0.22 | 1 | 1 | cs | TRUE
100 | MV_33_0_line_100 |  | 88 | 149 | 0.036786 | 0.445 | 0.132 | 190 | 0 | 0.22 | 1 | 1 | cs | TRUE
101 | MV_33_0_line_101 |  | 89 | 90 | 0.12719 | 0.5939 | 0.372 | 9.5 | 0 | 0.21 | 1 | 1 | ol | TRUE
102 | MV_33_0_line_102 |  | 89 | 91 | 0.054942 | 0.5939 | 0.372 | 9.5 | 0 | 0.21 | 1 | 1 | ol | TRUE
103 | MV_33_0_line_103 |  | 91 | 92 | 0.013803 | 0.445 | 0.132 | 190 | 0 | 0.22 | 1 | 1 | cs | TRUE
104 | MV_33_0_line_104 |  | 92 | 94 | 0.12935 | 0.445 | 0.132 | 190 | 0 | 0.22 | 1 | 1 | cs | TRUE
105 | MV_33_0_line_105 |  | 94 | 95 | 0.055623 | 0.5939 | 0.372 | 9.5 | 0 | 0.21 | 1 | 1 | ol | TRUE
106 | MV_33_0_line_106 |  | 95 | 104 | 0.066407 | 0.5939 | 0.372 | 9.5 | 0 | 0.21 | 1 | 1 | ol | TRUE
107 | MV_33_0_line_107 |  | 96 | 97 | 0.066828 | 0.445 | 0.132 | 190 | 0 | 0.22 | 1 | 1 | cs | TRUE
108 | MV_33_0_line_108 |  | 96 | 98 | 0.028432 | 0.445 | 0.132 | 190 | 0 | 0.22 | 1 | 1 | cs | TRUE
109 | MV_33_0_line_109 |  | 97 | 108 | 0.0074268 | 0.445 | 0.132 | 190 | 0 | 0.22 | 1 | 1 | cs | TRUE
110 | MV_33_0_line_110 |  | 99 | 100 | 0.041602 | 0.445 | 0.132 | 190 | 0 | 0.22 | 1 | 1 | cs | TRUE
111 | MV_33_0_line_111 |  | 99 | 101 | 0.058776 | 0.5939 | 0.372 | 9.5 | 0 | 0.21 | 1 | 1 | ol | TRUE
112 | MV_33_0_line_112 |  | 100 | 102 | 0.018358 | 0.445 | 0.132 | 190 | 0 | 0.22 | 1 | 1 | cs | TRUE
113 | MV_33_0_line_113 |  | 101 | 103 | 0.056654 | 0.445 | 0.132 | 190 | 0 | 0.22 | 1 | 1 | cs | TRUE
114 | MV_33_0_line_114 |  | 102 | 105 | 0.05503 | 0.445 | 0.132 | 190 | 0 | 0.22 | 1 | 1 | cs | TRUE
115 | MV_33_0_line_115 |  | 103 | 104 | 0.009947 | 0.445 | 0.132 | 190 | 0 | 0.22 | 1 | 1 | cs | TRUE
116 | MV_33_0_line_116 |  | 105 | 106 | 0.02671 | 0.5939 | 0.372 | 9.5 | 0 | 0.21 | 1 | 1 | ol | TRUE
117 | MV_33_0_line_117 |  | 105 | 107 | 0.032719 | 0.5939 | 0.372 | 9.5 | 0 | 0.21 | 1 | 1 | ol | TRUE
118 | MV_33_0_line_118 |  | 106 | 148 | 0.02971 | 0.5939 | 0.372 | 9.5 | 0 | 0.21 | 1 | 1 | ol | TRUE
119 | MV_33_0_line_119 |  | 107 | 149 | 0.006272 | 0.445 | 0.132 | 190 | 0 | 0.22 | 1 | 1 | cs | TRUE
120 | MV_33_0_line_120 |  | 108 | 109 | 0.024239 | 0.445 | 0.132 | 190 | 0 | 0.22 | 1 | 1 | cs | TRUE
121 | MV_33_0_line_121 |  | 109 | 120 | 0.038279 | 0.445 | 0.132 | 190 | 0 | 0.22 | 1 | 1 | cs | TRUE
122 | MV_33_0_line_122 |  | 110 | 111 | 0.021678 | 0.445 | 0.132 | 190 | 0 | 0.22 | 1 | 1 | cs | TRUE
123 | MV_33_0_line_123 |  | 111 | 112 | 0.12557 | 0.1188 | 0.172 | 20.6 | 0 | 0.82 | 1 | 1 | ol | TRUE
124 | MV_33_0_line_124 |  | 112 | 113 | 0.029963 | 0.061 | 0.056 | 608 | 0 | 0.842 | 1 | 1 | cs | TRUE
125 | MV_33_0_line_125 |  | 113 | 128 | 0.079372 | 0.061 | 0.056 | 608 | 0 | 0.842 | 1 | 1 | cs | TRUE
126 | MV_33_0_line_126 |  | 114 | 115 | 0.085011 | 0.445 | 0.132 | 190 | 0 | 0.22 | 1 | 1 | cs | TRUE
127 | MV_33_0_line_127 |  | 115 | 116 | 0.080636 | 0.061 | 0.056 | 608 | 0 | 0.842 | 1 | 1 | cs | TRUE
128 | MV_33_0_line_128 |  | 116 | 117 | 0.079194 | 0.061 | 0.056 | 608 | 0 | 0.842 | 1 | 1 | cs | TRUE
129 | MV_33_0_line_129 |  | 116 | 118 | 0.063952 | 0.445 | 0.132 | 190 | 0 | 0.22 | 1 | 1 | cs | TRUE
130 | MV_33_0_line_130 |  | 117 | 119 | 0.14348 | 0.1188 | 0.172 | 20.6 | 0 | 0.82 | 1 | 1 | ol | TRUE
131 | MV_33_0_line_131 |  | 119 | 124 | 0.099104 | 0.1188 | 0.172 | 20.6 | 0 | 0.82 | 1 | 1 | ol | TRUE
132 | MV_33_0_line_132 |  | 120 | 128 | 0.008941 | 0.061 | 0.056 | 608 | 0 | 0.842 | 1 | 1 | cs | TRUE
133 | MV_33_0_line_133 |  | 120 | 125 | 0.1446 | 0.1188 | 0.172 | 20.6 | 0 | 0.82 | 1 | 1 | ol | TRUE
134 | MV_33_0_line_134 |  | 121 | 122 | 0.018169 | 0.061 | 0.056 | 608 | 0 | 0.842 | 1 | 1 | cs | TRUE
135 | MV_33_0_line_135 |  | 121 | 123 | 0.083011 | 0.061 | 0.056 | 608 | 0 | 0.842 | 1 | 1 | cs | TRUE
136 | MV_33_0_line_136 |  | 122 | 124 | 0.13717 | 0.061 | 0.056 | 608 | 0 | 0.842 | 1 | 1 | cs | TRUE
137 | MV_33_0_line_137 |  | 123 | 125 | 0.094553 | 0.061 | 0.056 | 608 | 0 | 0.842 | 1 | 1 | cs | TRUE
138 | MV_33_0_line_138 |  | 124 | 126 | 0.062935 | 0.061 | 0.056 | 608 | 0 | 0.842 | 1 | 1 | cs | TRUE
139 | MV_33_0_line_139 |  | 126 | 127 | 0.086798 | 0.1188 | 0.172 | 20.6 | 0 | 0.82 | 1 | 1 | ol | TRUE
140 | MV_33_0_line_140 |  | 127 | 129 | 0.09088 | 0.1188 | 0.172 | 20.6 | 0 | 0.82 | 1 | 1 | ol | TRUE
141 | MV_33_0_line_141 |  | 129 | 130 | 0.49908 | 0.061 | 0.056 | 608 | 0 | 0.842 | 1 | 1 | cs | TRUE
142 | MV_33_0_line_142 |  | 130 | 144 | 0.053457 | 0.061 | 0.056 | 608 | 0 | 0.842 | 1 | 1 | cs | TRUE
143 | MV_33_0_line_143 |  | 131 | 132 | 0.044004 | 0.445 | 0.132 | 190 | 0 | 0.22 | 1 | 1 | cs | TRUE
144 | MV_33_0_line_144 |  | 132 | 133 | 0.23639 | 0.445 | 0.132 | 190 | 0 | 0.22 | 1 | 1 | cs | TRUE
145 | MV_33_0_line_145 |  | 132 | 134 | 0.11006 | 0.5939 | 0.372 | 9.5 | 0 | 0.21 | 1 | 1 | ol | TRUE
146 | MV_33_0_line_146 |  | 133 | 135 | 0.018631 | 0.445 | 0.132 | 190 | 0 | 0.22 | 1 | 1 | cs | TRUE
147 | MV_33_0_line_147 |  | 133 | 136 | 1.4122 | 0.5939 | 0.372 | 9.5 | 0 | 0.21 | 1 | 1 | ol | TRUE
148 | MV_33_0_line_148 |  | 136 | 137 | 0.88749 | 0.5939 | 0.372 | 9.5 | 0 | 0.21 | 1 | 1 | ol | TRUE
149 | MV_33_0_line_149 |  | 137 | 150 | 0.086986 | 0.445 | 0.132 | 190 | 0 | 0.22 | 1 | 1 | cs | TRUE
150 | MV_33_0_line_150 |  | 140 | 147 | 0.042929 | 0.445 | 0.132 | 190 | 0 | 0.22 | 1 | 1 | cs | TRUE
151 | MV_33_0_line_151 |  | 140 | 143 | 0.15689 | 0.445 | 0.132 | 190 | 0 | 0.22 | 1 | 1 | cs | TRUE
152 | MV_33_0_line_152 |  | 143 | 146 | 0.1416 | 0.445 | 0.132 | 190 | 0 | 0.22 | 1 | 1 | cs | TRUE
153 | MV_33_0_line_153 |  | 143 | 145 | 0.078544 | 0.445 | 0.132 | 190 | 0 | 0.22 | 1 | 1 | cs | TRUE
154 | MV_33_0_line_154 |  | 151 | 153 | 0.18417 | 0.445 | 0.132 | 190 | 0 | 0.22 | 1 | 1 | cs | TRUE
155 | MV_33_0_line_155 |  | 152 | 154 | 0.12252 | 0.445 | 0.132 | 190 | 0 | 0.22 | 1 | 1 | cs | TRUE
156 | MV_33_0_line_156 |  | 153 | 155 | 0.057906 | 0.445 | 0.132 | 190 | 0 | 0.22 | 1 | 1 | cs | TRUE
157 | MV_33_0_line_157 |  | 155 | 156 | 0.027441 | 0.445 | 0.132 | 190 | 0 | 0.22 | 1 | 1 | cs | TRUE
158 | MV_33_0_line_158 |  | 156 | 157 | 0.027216 | 0.445 | 0.132 | 190 | 0 | 0.22 | 1 | 1 | cs | TRUE
159 | MV_33_0_line_159 |  | 158 | 159 | 0.044987 | 0.445 | 0.132 | 190 | 0 | 0.22 | 1 | 1 | cs | TRUE
160 | MV_33_0_line_160 |  | 159 | 160 | 0.7756 | 0.103 | 0.058 | 500 | 0 | 0.638 | 1 | 1 | cs | TRUE
161 | MV_33_0_line_161 |  | 159 | 161 | 0.4133 | 0.103 | 0.058 | 500 | 0 | 0.638 | 1 | 1 | cs | TRUE
162 | MV_33_0_line_162 |  | 160 | 162 | 0.17385 | 0.103 | 0.058 | 500 | 0 | 0.638 | 1 | 1 | cs | TRUE
163 | MV_33_0_line_163 |  | 160 | 163 | 0.8262 | 0.306 | 0.35 | 10 | 0 | 0.35 | 1 | 1 | ol | TRUE
164 | MV_33_0_line_164 |  | 161 | 164 | 0.16395 | 0.119 | 0.32 | 11 | 0 | 0.645 | 1 | 1 | ol | TRUE
165 | MV_33_0_line_165 |  | 162 | 165 | 0.014728 | 0.103 | 0.058 | 500 | 0 | 0.638 | 1 | 1 | cs | TRUE
166 | MV_33_0_line_166 |  | 163 | 166 | 0.009623 | 0.445 | 0.132 | 190 | 0 | 0.22 | 1 | 1 | cs | TRUE
167 | MV_33_0_line_167 |  | 164 | 180 | 0.060826 | 0.161 | 0.117 | 273 | 0 | 0.362 | 1 | 1 | cs | TRUE
168 | MV_33_0_line_168 |  | 165 | 191 | 1.2683 | 0.119 | 0.32 | 11 | 0 | 0.645 | 1 | 1 | ol | TRUE
169 | MV_33_0_line_169 |  | 166 | 167 | 0.26681 | 0.445 | 0.132 | 190 | 0 | 0.22 | 1 | 1 | cs | TRUE
170 | MV_33_0_line_170 |  | 167 | 168 | 0.071565 | 0.445 | 0.132 | 190 | 0 | 0.22 | 1 | 1 | cs | TRUE
171 | MV_33_0_line_171 |  | 167 | 169 | 0.2873 | 0.445 | 0.132 | 190 | 0 | 0.22 | 1 | 1 | cs | TRUE
172 | MV_33_0_line_172 |  | 169 | 171 | 0.088022 | 0.445 | 0.132 | 190 | 0 | 0.22 | 1 | 1 | cs | TRUE
173 | MV_33_0_line_173 |  | 169 | 172 | 0.4587 | 0.445 | 0.132 | 190 | 0 | 0.22 | 1 | 1 | cs | TRUE
174 | MV_33_0_line_174 |  | 169 | 170 | 0.026655 | 0.5939 | 0.372 | 9.5 | 0 | 0.21 | 1 | 1 | ol | TRUE
175 | MV_33_0_line_175 |  | 171 | 173 | 0.084214 | 0.445 | 0.132 | 190 | 0 | 0.22 | 1 | 1 | cs | TRUE
176 | MV_33_0_line_176 |  | 172 | 174 | 0.054711 | 0.5939 | 0.372 | 9.5 | 0 | 0.21 | 1 | 1 | ol | TRUE
177 | MV_33_0_line_177 |  | 172 | 175 | 0.4046 | 0.5939 | 0.372 | 9.5 | 0 | 0.21 | 1 | 1 | ol | TRUE
178 | MV_33_0_line_178 |  | 173 | 176 | 0.034157 | 0.445 | 0.132 | 190 | 0 | 0.22 | 1 | 1 | cs | TRUE
179 | MV_33_0_line_179 |  | 175 | 179 | 0.051673 | 0.445 | 0.132 | 190 | 0 | 0.22 | 1 | 1 | cs | TRUE
180 | MV_33_0_line_180 |  | 176 | 177 | 0.035841 | 0.445 | 0.132 | 190 | 0 | 0.22 | 1 | 1 | cs | TRUE
181 | MV_33_0_line_181 |  | 177 | 178 | 0.10908 | 0.445 | 0.132 | 190 | 0 | 0.22 | 1 | 1 | cs | TRUE
182 | MV_33_0_line_182 |  | 180 | 181 | 1.5895 | 0.5939 | 0.372 | 9.5 | 0 | 0.21 | 1 | 1 | ol | TRUE
183 | MV_33_0_line_183 |  | 180 | 182 | 1.417 | 0.306 | 0.35 | 10 | 0 | 0.35 | 1 | 1 | ol | TRUE
184 | MV_33_0_line_184 |  | 182 | 187 | 0.060484 | 0.445 | 0.132 | 190 | 0 | 0.22 | 1 | 1 | cs | TRUE
185 | MV_33_0_line_185 |  | 183 | 184 | 0.20794 | 0.5939 | 0.372 | 9.5 | 0 | 0.21 | 1 | 1 | ol | TRUE
186 | MV_33_0_line_186 |  | 184 | 185 | 0.34655 | 0.445 | 0.132 | 190 | 0 | 0.22 | 1 | 1 | cs | TRUE
187 | MV_33_0_line_187 |  | 184 | 186 | 0.57523 | 0.445 | 0.132 | 190 | 0 | 0.22 | 1 | 1 | cs | TRUE
188 | MV_33_0_line_188 |  | 185 | 187 | 0.14615 | 0.445 | 0.132 | 190 | 0 | 0.22 | 1 | 1 | cs | TRUE
189 | MV_33_0_line_189 |  | 186 | 188 | 0.040992 | 0.445 | 0.132 | 190 | 0 | 0.22 | 1 | 1 | cs | TRUE
190 | MV_33_0_line_190 |  | 189 | 190 | 0.024802 | 0.445 | 0.132 | 190 | 0 | 0.22 | 1 | 1 | cs | TRUE
191 | MV_33_0_line_191 |  | 190 | 191 | 0.77971 | 0.445 | 0.132 | 190 | 0 | 0.22 | 1 | 1 | cs | TRUE
192 | MV_33_0_line_192 |  | 191 | 192 | 0.26941 | 0.119 | 0.32 | 11 | 0 | 0.645 | 1 | 1 | ol | TRUE
193 | MV_33_0_line_193 |  | 192 | 193 | 0.010136 | 0.103 | 0.058 | 500 | 0 | 0.638 | 1 | 1 | cs | TRUE
194 | MV_33_0_line_194 |  | 193 | 194 | 1.366 | 0.119 | 0.32 | 11 | 0 | 0.645 | 1 | 1 | ol | TRUE
195 | MV_33_0_line_195 |  | 194 | 199 | 0.16755 | 0.445 | 0.132 | 190 | 0 | 0.22 | 1 | 1 | cs | TRUE
196 | MV_33_0_line_196 |  | 194 | 198 | 0.056741 | 0.103 | 0.058 | 500 | 0 | 0.638 | 1 | 1 | cs | TRUE
197 | MV_33_0_line_197 |  | 195 | 196 | 0.030481 | 0.103 | 0.058 | 500 | 0 | 0.638 | 1 | 1 | cs | TRUE
198 | MV_33_0_line_198 |  | 196 | 197 | 0.058878 | 0.103 | 0.058 | 500 | 0 | 0.638 | 1 | 1 | cs | TRUE
199 | MV_33_0_line_199 |  | 197 | 198 | 0.36211 | 0.103 | 0.058 | 500 | 0 | 0.638 | 1 | 1 | cs | TRUE
200 | MV_33_0_line_200 |  | 199 | 205 | 0.18957 | 0.445 | 0.132 | 190 | 0 | 0.22 | 1 | 1 | cs | TRUE
201 | MV_33_0_line_201 |  | 200 | 201 | 0.41825 | 0.445 | 0.132 | 190 | 0 | 0.22 | 1 | 1 | cs | TRUE
202 | MV_33_0_line_202 |  | 201 | 202 | 2.298 | 0.5939 | 0.372 | 9.5 | 0 | 0.21 | 1 | 1 | ol | TRUE
203 | MV_33_0_line_203 |  | 202 | 206 | 0.12403 | 0.5939 | 0.372 | 9.5 | 0 | 0.21 | 1 | 1 | ol | TRUE
204 | MV_33_0_line_204 |  | 202 | 207 | 0.21202 | 0.445 | 0.132 | 190 | 0 | 0.22 | 1 | 1 | cs | TRUE
205 | MV_33_0_line_205 |  | 203 | 204 | 0.051767 | 0.5939 | 0.372 | 9.5 | 0 | 0.21 | 1 | 1 | ol | TRUE
206 | MV_33_0_line_206 |  | 203 | 205 | 0.038105 | 0.5939 | 0.372 | 9.5 | 0 | 0.21 | 1 | 1 | ol | TRUE
207 | MV_33_0_line_207 |  | 204 | 207 | 0.35922 | 0.445 | 0.132 | 190 | 0 | 0.22 | 1 | 1 | cs | TRUE
208 | MV_33_0_line_208 |  | 207 | 208 | 0.054474 | 0.445 | 0.132 | 190 | 0 | 0.22 | 1 | 1 | cs | TRUE

## trafo
| name | std_type | hv_bus | lv_bus | sn_mva | vn_hv_kv | vn_lv_kv | vk_percent | vkr_percent | pfe_kw | i0_percent | shift_degree | tap_side | tap_neutral | tap_min | tap_max | tap_step_percent | tap_step_degree | tap_pos | tap_phase_shifter | parallel | df | in_service
0 | MV_33_0_trafo_105 | 25 MVA 110/20 kV | 210 | 144 | 25 | 110 | 20 | 12 | 0.41 | 14 | 0.07 | 150 | hv | 0 | -9 | 9 | 1.5 | 0 | 0 | FALSE | 1 | 1 | TRUE

## bus_geodata
| x | y | coords
0 | 2564116.2723 | 1166766.2104
1 | 2563329.7602 | 1168218.511
2 | 2563464.7054 | 1168636.225
3 | 2562069.8719 | 1168146.6613
4 | 2561879.0713 | 1167769.3875
5 | 2561843.334 | 1167866.5987
6 | 2559038.7764 | 1171574.4967
7 | 2559053.3699 | 1171663.7883
8 | 2559200.7432 | 1171738.7108
9 | 2559000.4174 | 1171652.9337
10 | 2559172.0939 | 1171765.0643
11 | 2558752.9905 | 1171156.5163
12 | 2558667.327 | 1171160.7201
13 | 2558890.2852 | 1171475.7956
14 | 2558966.0233 | 1171626.7333
15 | 2559011.5076 | 1171646.3381
16 | 2559156.8571 | 1171780.7542
17 | 2558666.1849 | 1171154.8471
18 | 2559041.7016 | 1171898.0466
19 | 2557570.0254 | 1170464.7149
20 | 2558595.5846 | 1171055.1824
21 | 2558544.9971 | 1170987.9525
22 | 2558857.3417 | 1170093.4191
23 | 2558955.2574 | 1170163.2729
24 | 2558941.8807 | 1170135.2848
25 | 2558610.0273 | 1170843.7939
26 | 2558992.74 | 1170538.6684
27 | 2558990.631 | 1170535.449
28 | 2559112.3054 | 1170544.3242
29 | 2564753.3345 | 1169685.1026
30 | 2564744.9644 | 1169661.8398
31 | 2563590.0726 | 1169822.4652
32 | 2563559.1343 | 1169764.0008
33 | 2562832.7995 | 1171474.642
34 | 2561764.9883 | 1172573.4716
35 | 2561063.3108 | 1170080.5796
36 | 2561043.2471 | 1170041.3896
37 | 2560787.6368 | 1169933.7234
38 | 2559964.8446 | 1170698.5876
39 | 2559927.8243 | 1170651.6661
40 | 2559963.0881 | 1170703.6242
41 | 2560786.5794 | 1169927.6494
42 | 2560743.5895 | 1169767.0027
43 | 2561491.061 | 1172641.7515
44 | 2560763.8557 | 1169731.5737
45 | 2560777.7565 | 1169692.718
46 | 2560788.756 | 1169382.5399
47 | 2560895.4274 | 1169339.6203
48 | 2561959.7969 | 1168201.7988
49 | 2559438.05 | 1169973.3297
50 | 2559268.509 | 1170374.1787
51 | 2559401.6429 | 1169937.9912
52 | 2559812.4767 | 1171559.4698
53 | 2559787.9912 | 1171558.2779
54 | 2559787.9908 | 1171525.1828
55 | 2560041.7437 | 1171665.5914
56 | 2560048.3582 | 1171667.5927
57 | 2559981.7467 | 1171692.2615
58 | 2559648.0772 | 1171101.7464
59 | 2559639.0998 | 1171077.6417
60 | 2559789.5562 | 1171224.1368
61 | 2559597.4636 | 1171280.4701
62 | 2559592.6731 | 1171297.1889
63 | 2559821.6309 | 1171283.3748
64 | 2559847.4604 | 1171333.0943
65 | 2559854.6304 | 1171330.0224
66 | 2559918.0515 | 1171295.613
67 | 2559635.456 | 1171067.8581
68 | 2559860.309 | 1171203.7849
69 | 2559912.9995 | 1171171.7375
70 | 2560066.0726 | 1171231.7352
71 | 2560093.0324 | 1171704.8477
72 | 2560625.5161 | 1172336.8986
73 | 2560589.2728 | 1172297.6498
74 | 2560717.8373 | 1172537.2639
75 | 2560808.7127 | 1172441.863
76 | 2560500.8448 | 1172055.6057
77 | 2560738.9142 | 1172642.0695
78 | 2560988.9408 | 1172221.4596
79 | 2561006.4368 | 1172354.771
80 | 2561023.3562 | 1172537.7004
81 | 2560294.0888 | 1172015.2851
82 | 2560566.816 | 1172098.9047
83 | 2560258.9714 | 1171944.6366
84 | 2561014.2601 | 1172561.2923
85 | 2561067.563 | 1172554.7448
86 | 2561123.2035 | 1172534.0278
87 | 2560212.7158 | 1171953.361
88 | 2560242.5241 | 1171906.2479
89 | 2560149.695 | 1171547.1018
90 | 2560105.3756 | 1171427.8871
91 | 2560168.3503 | 1171598.7797
92 | 2560172.9346 | 1171611.8005
93 | 2560050.8064 | 1171179.3652
94 | 2560169.3072 | 1171713.8558
95 | 2560123.8871 | 1171745.9638
96 | 2559825.6197 | 1170962.4133
97 | 2559790.3611 | 1170913.4576
98 | 2559851.1857 | 1170949.8242
99 | 2560241.0136 | 1171819.3235
100 | 2560279.1662 | 1171803.1952
101 | 2560211.9143 | 1171768.2567
102 | 2560288.8843 | 1171818.7834
103 | 2560170.6569 | 1171806.3286
104 | 2560164.4781 | 1171798.5212
105 | 2560307.6718 | 1171867.5066
106 | 2560332.5114 | 1171877.3249
107 | 2560280.3936 | 1171885.5747
108 | 2559786.4016 | 1170907.1743
109 | 2559773.3744 | 1170886.7354
110 | 2559982.0346 | 1170814.1443
111 | 2559966.0369 | 1170801.3889
112 | 2559840.6799 | 1170794.1654
113 | 2559811.3663 | 1170800.3686
114 | 2559655.4118 | 1170994.8076
115 | 2559582.4142 | 1171038.7227
116 | 2559513.0422 | 1171080.1574
117 | 2559479.3919 | 1171008.4741
118 | 2559541.9106 | 1171137.2212
119 | 2559429.4398 | 1170873.9706
120 | 2559751.894 | 1170855.0187
121 | 2559541.569 | 1170802.9083
122 | 2559526.2949 | 1170793.2064
123 | 2559603.1203 | 1170747.0303
124 | 2559416.2126 | 1170775.7532
125 | 2559669.7867 | 1170735.9864
126 | 2559364.5875 | 1170758.6498
127 | 2559353.3617 | 1170672.5808
128 | 2559759.5434 | 1170850.3537
129 | 2559339.7459 | 1170582.7262
130 | 2559661.8033 | 1170504.8636
131 | 2559024.7804 | 1171935.7266
132 | 2559020.7963 | 1171979.4324
133 | 2558875.3945 | 1172119.7027
134 | 2559114.0128 | 1172037.9371
135 | 2558878.4348 | 1172138.0804
136 | 2557482.1697 | 1172350.2862
137 | 2557491.8148 | 1173237.7195
138 | 2558983.7146 | 1170157.8463
139 | 2559277.6253 | 1169771.7904
140 | 2559115.0121 | 1170417.8583
141 | 2558906.5117 | 1170194.8349
142 | 2559302.8911 | 1170391.0205
143 | 2559207.1237 | 1170470.2467
144 | 2559704.5904 | 1170472.6588
145 | 2559172.4096 | 1170506.7912
146 | 2559106.4575 | 1170562.6452
147 | 2559091.6777 | 1170381.8246
148 | 2560343.2043 | 1171849.6062
149 | 2560274.7519 | 1171888.3469
150 | 2557425.2106 | 1173293.3124
151 | 2561352.2165 | 1172614.9766
152 | 2561927.3515 | 1173812.4074
153 | 2561202.0766 | 1172605.9539
154 | 2562038.7829 | 1173862.0925
155 | 2561147.599 | 1172586.4002
156 | 2561122.1044 | 1172576.2497
157 | 2561096.8191 | 1172566.1826
158 | 2558641.8001 | 1166862.2696
159 | 2558598.607 | 1166865.2582
160 | 2558181.5197 | 1167346.716
161 | 2558430.1631 | 1166489.2501
162 | 2558284.5002 | 1167486.7493
163 | 2557356.7504 | 1167395.3079
164 | 2558348.438 | 1166347.1211
165 | 2558281.6653 | 1167499.5424
166 | 2557348.9293 | 1167400.9443
167 | 2557137.8157 | 1167557.043
168 | 2557118.3167 | 1167618.6036
169 | 2556993.9709 | 1167655.6695
170 | 2556979.9657 | 1167678.3485
171 | 2557066.7039 | 1167629.3009
172 | 2556808.2863 | 1167503.825
173 | 2557134.8057 | 1167673.2088
174 | 2556836.8841 | 1167457.1835
175 | 2556524.2896 | 1167215.6493
176 | 2557156.509 | 1167699.584
177 | 2557182.2598 | 1167724.5131
178 | 2557255.1347 | 1167804.9239
179 | 2556483.9711 | 1167247.1806
180 | 2558318.083 | 1166294.3823
181 | 2559352.7079 | 1165087.7507
182 | 2557335.9849 | 1165272.9577
183 | 2556985.1927 | 1165124.0417
184 | 2557005.3311 | 1165331.0053
185 | 2557199.1022 | 1165376.7874
186 | 2556807.0718 | 1165531.9796
187 | 2557301.2574 | 1165289.9137
188 | 2556768.6003 | 1165546.4311
189 | 2559321.5544 | 1168361.5552
190 | 2559300.7146 | 1168375.0815
191 | 2559507.0523 | 1167826.7644
192 | 2559749.4134 | 1167709.1149
193 | 2559754.5595 | 1167700.3758
194 | 2561061.1863 | 1167302.1035
195 | 2561496.3963 | 1167434.0823
196 | 2561486.7043 | 1167405.4337
197 | 2561430.3821 | 1167388.5721
198 | 2561104.7141 | 1167338.0173
199 | 2561043.4287 | 1167136.3107
200 | 2561567.5653 | 1164000.8381
201 | 2561753.4122 | 1164372.5194
202 | 2560728.8817 | 1166429.5077
203 | 2560972.3882 | 1166961.8712
204 | 2560926.546 | 1166937.8241
205 | 2560981.3409 | 1166998.9099
206 | 2560614.6768 | 1166381.1319
207 | 2560814.5065 | 1166600.8473
208 | 2560863.4397 | 1166577.3561
209 | 2558964.4507 | 1170495.484
210 | 2559704.5904 | 1170472.6588

## line_std_types
| c_nf_per_km | r_ohm_per_km | x_ohm_per_km | max_i_ka | type | q_mm2 | alpha | voltage_rating
NAYY 4x50 SE | 210 | 0.642 | 0.083 | 0.142 | cs | 50 | 0.00403 | LV
NAYY 4x120 SE | 264 | 0.225 | 0.08 | 0.242 | cs | 120 | 0.00403 | LV
NAYY 4x150 SE | 261 | 0.208 | 0.08 | 0.27 | cs | 150 | 0.00403 | LV
NA2XS2Y 1x95 RM/25 12/20 kV | 216 | 0.313 | 0.132 | 0.252 | cs | 95 | 0.00403 | MV
NA2XS2Y 1x185 RM/25 12/20 kV | 273 | 0.161 | 0.117 | 0.362 | cs | 185 | 0.00403 | MV
NA2XS2Y 1x240 RM/25 12/20 kV | 304 | 0.122 | 0.112 | 0.421 | cs | 240 | 0.00403 | MV
NA2XS2Y 1x95 RM/25 6/10 kV | 315 | 0.313 | 0.123 | 0.249 | cs | 95 | 0.00403 | MV
NA2XS2Y 1x185 RM/25 6/10 kV | 406 | 0.161 | 0.11 | 0.358 | cs | 185 | 0.00403 | MV
NA2XS2Y 1x240 RM/25 6/10 kV | 456 | 0.122 | 0.105 | 0.416 | cs | 240 | 0.00403 | MV
NA2XS2Y 1x150 RM/25 12/20 kV | 250 | 0.206 | 0.116 | 0.319 | cs | 150 | 0.00403 | MV
NA2XS2Y 1x120 RM/25 12/20 kV | 230 | 0.253 | 0.119 | 0.283 | cs | 120 | 0.00403 | MV
NA2XS2Y 1x70 RM/25 12/20 kV | 190 | 0.443 | 0.132 | 0.22 | cs | 70 | 0.00403 | MV
NA2XS2Y 1x150 RM/25 6/10 kV | 360 | 0.206 | 0.11 | 0.315 | cs | 150 | 0.00403 | MV
NA2XS2Y 1x120 RM/25 6/10 kV | 340 | 0.253 | 0.113 | 0.28 | cs | 120 | 0.00403 | MV
NA2XS2Y 1x70 RM/25 6/10 kV | 280 | 0.443 | 0.123 | 0.217 | cs | 70 | 0.00403 | MV
N2XS(FL)2Y 1x120 RM/35 64/110 kV | 112 | 0.153 | 0.166 | 0.366 | cs | 120 | 0.00393 | HV
N2XS(FL)2Y 1x185 RM/35 64/110 kV | 125 | 0.099 | 0.156 | 0.457 | cs | 185 | 0.00393 | HV
N2XS(FL)2Y 1x240 RM/35 64/110 kV | 135 | 0.075 | 0.149 | 0.526 | cs | 240 | 0.00393 | HV
N2XS(FL)2Y 1x300 RM/35 64/110 kV | 144 | 0.06 | 0.144 | 0.588 | cs | 300 | 0.00393 | HV
15-AL1/3-ST1A 0.4 | 11 | 1.8769 | 0.35 | 0.105 | ol | 16 | 0.00403 | LV
24-AL1/4-ST1A 0.4 | 11.25 | 1.2012 | 0.335 | 0.14 | ol | 24 | 0.00403 | LV
48-AL1/8-ST1A 0.4 | 12.2 | 0.5939 | 0.3 | 0.21 | ol | 48 | 0.00403 | LV
94-AL1/15-ST1A 0.4 | 13.2 | 0.306 | 0.29 | 0.35 | ol | 94 | 0.00403 | LV
34-AL1/6-ST1A 10.0 | 9.7 | 0.8342 | 0.36 | 0.17 | ol | 34 | 0.00403 | MV
48-AL1/8-ST1A 10.0 | 10.1 | 0.5939 | 0.35 | 0.21 | ol | 48 | 0.00403 | MV
70-AL1/11-ST1A 10.0 | 10.4 | 0.4132 | 0.339 | 0.29 | ol | 70 | 0.00403 | MV
94-AL1/15-ST1A 10.0 | 10.75 | 0.306 | 0.33 | 0.35 | ol | 94 | 0.00403 | MV
122-AL1/20-ST1A 10.0 | 11.1 | 0.2376 | 0.323 | 0.41 | ol | 122 | 0.00403 | MV
149-AL1/24-ST1A 10.0 | 11.25 | 0.194 | 0.315 | 0.47 | ol | 149 | 0.00403 | MV
34-AL1/6-ST1A 20.0 | 9.15 | 0.8342 | 0.382 | 0.17 | ol | 34 | 0.00403 | MV
48-AL1/8-ST1A 20.0 | 9.5 | 0.5939 | 0.372 | 0.21 | ol | 48 | 0.00403 | MV
70-AL1/11-ST1A 20.0 | 9.7 | 0.4132 | 0.36 | 0.29 | ol | 70 | 0.00403 | MV
94-AL1/15-ST1A 20.0 | 10 | 0.306 | 0.35 | 0.35 | ol | 94 | 0.00403 | MV
122-AL1/20-ST1A 20.0 | 10.3 | 0.2376 | 0.344 | 0.41 | ol | 122 | 0.00403 | MV
149-AL1/24-ST1A 20.0 | 10.5 | 0.194 | 0.337 | 0.47 | ol | 149 | 0.00403 | MV
184-AL1/30-ST1A 20.0 | 10.75 | 0.1571 | 0.33 | 0.535 | ol | 184 | 0.00403 | MV
243-AL1/39-ST1A 20.0 | 11 | 0.1188 | 0.32 | 0.645 | ol | 243 | 0.00403 | MV
48-AL1/8-ST1A 110.0 | 8 | 0.5939 | 0.46 | 0.21 | ol | 48 | 0.00403 | HV
70-AL1/11-ST1A 110.0 | 8.4 | 0.4132 | 0.45 | 0.29 | ol | 70 | 0.00403 | HV
94-AL1/15-ST1A 110.0 | 8.65 | 0.306 | 0.44 | 0.35 | ol | 94 | 0.00403 | HV
122-AL1/20-ST1A 110.0 | 8.5 | 0.2376 | 0.43 | 0.41 | ol | 122 | 0.00403 | HV
149-AL1/24-ST1A 110.0 | 8.75 | 0.194 | 0.41 | 0.47 | ol | 149 | 0.00403 | HV
184-AL1/30-ST1A 110.0 | 8.8 | 0.1571 | 0.4 | 0.535 | ol | 184 | 0.00403 | HV
243-AL1/39-ST1A 110.0 | 9 | 0.1188 | 0.39 | 0.645 | ol | 243 | 0.00403 | HV
305-AL1/39-ST1A 110.0 | 9.2 | 0.0949 | 0.38 | 0.74 | ol | 305 | 0.00403 | HV
490-AL1/64-ST1A 110.0 | 9.75 | 0.059 | 0.37 | 0.96 | ol | 490 | 0.00403 | HV
679-AL1/86-ST1A 110.0 | 9.95 | 0.042 | 0.36 | 1.15 | ol | 679 | 0.00403 | HV
490-AL1/64-ST1A 220.0 | 10 | 0.059 | 0.285 | 0.96 | ol | 490 | 0.00403 | HV
679-AL1/86-ST1A 220.0 | 11.7 | 0.042 | 0.275 | 1.15 | ol | 679 | 0.00403 | HV
490-AL1/64-ST1A 380.0 | 11 | 0.059 | 0.253 | 0.96 | ol | 490 | 0.00403 | HV
679-AL1/86-ST1A 380.0 | 14.6 | 0.042 | 0.25 | 1.15 | ol | 679 | 0.00403 | HV

## trafo_std_types
| i0_percent | pfe_kw | vkr_percent | sn_mva | vn_lv_kv | vn_hv_kv | vk_percent | shift_degree | vector_group | tap_side | tap_neutral | tap_min | tap_max | tap_step_degree | tap_step_percent | tap_phase_shifter
160 MVA 380/110 kV | 0.06 | 60 | 0.25 | 160 | 110 | 380 | 12.2 | 0 | Yy0 | hv | 0 | -9 | 9 | 0 | 1.5 | FALSE
100 MVA 220/110 kV | 0.06 | 55 | 0.26 | 100 | 110 | 220 | 12 | 0 | Yy0 | hv | 0 | -9 | 9 | 0 | 1.5 | FALSE
63 MVA 110/20 kV | 0.04 | 22 | 0.32 | 63 | 20 | 110 | 18 | 150 | YNd5 | hv | 0 | -9 | 9 | 0 | 1.5 | FALSE
40 MVA 110/20 kV | 0.05 | 18 | 0.34 | 40 | 20 | 110 | 16.2 | 150 | YNd5 | hv | 0 | -9 | 9 | 0 | 1.5 | FALSE
25 MVA 110/20 kV | 0.07 | 14 | 0.41 | 25 | 20 | 110 | 12 | 150 | YNd5 | hv | 0 | -9 | 9 | 0 | 1.5 | FALSE
63 MVA 110/10 kV | 0.04 | 22 | 0.32 | 63 | 10 | 110 | 18 | 150 | YNd5 | hv | 0 | -9 | 9 | 0 | 1.5 | FALSE
40 MVA 110/10 kV | 0.05 | 18 | 0.34 | 40 | 10 | 110 | 16.2 | 150 | YNd5 | hv | 0 | -9 | 9 | 0 | 1.5 | FALSE
25 MVA 110/10 kV | 0.07 | 14 | 0.41 | 25 | 10 | 110 | 12 | 150 | YNd5 | hv | 0 | -9 | 9 | 0 | 1.5 | FALSE
0.25 MVA 20/0.4 kV | 0.32 | 0.8 | 1.44 | 0.25 | 0.4 | 20 | 6 | 150 | Yzn5 | hv | 0 | -2 | 2 | 0 | 2.5 | FALSE
0.4 MVA 20/0.4 kV | 0.3375 | 1.35 | 1.425 | 0.4 | 0.4 | 20 | 6 | 150 | Dyn5 | hv | 0 | -2 | 2 | 0 | 2.5 | FALSE
0.63 MVA 20/0.4 kV | 0.2619 | 1.65 | 1.206 | 0.63 | 0.4 | 20 | 6 | 150 | Dyn5 | hv | 0 | -2 | 2 | 0 | 2.5 | FALSE
0.25 MVA 10/0.4 kV | 0.24 | 0.6 | 1.2 | 0.25 | 0.4 | 10 | 4 | 150 | Dyn5 | hv | 0 | -2 | 2 | 0 | 2.5 | FALSE
0.4 MVA 10/0.4 kV | 0.2375 | 0.95 | 1.325 | 0.4 | 0.4 | 10 | 4 | 150 | Dyn5 | hv | 0 | -2 | 2 | 0 | 2.5 | FALSE
0.63 MVA 10/0.4 kV | 0.1873 | 1.18 | 1.0794 | 0.63 | 0.4 | 10 | 4 | 150 | Dyn5 | hv | 0 | -2 | 2 | 0 | 2.5 | FALSE

## trafo3w_std_types
| sn_hv_mva | sn_mv_mva | sn_lv_mva | vn_hv_kv | vn_mv_kv | vn_lv_kv | vk_hv_percent | vk_mv_percent | vk_lv_percent | vkr_hv_percent | vkr_mv_percent | vkr_lv_percent | pfe_kw | i0_percent | shift_mv_degree | shift_lv_degree | vector_group | tap_side | tap_neutral | tap_min | tap_max | tap_step_percent
63/25/38 MVA 110/20/10 kV | 63 | 25 | 38 | 110 | 20 | 10 | 10.4 | 10.4 | 10.4 | 0.28 | 0.32 | 0.35 | 35 | 0.89 | 0 | 0 | YN0yn0yn0 | hv | 0 | -10 | 10 | 1.2
63/25/38 MVA 110/10/10 kV | 63 | 25 | 38 | 110 | 10 | 10 | 10.4 | 10.4 | 10.4 | 0.28 | 0.32 | 0.35 | 35 | 0.89 | 0 | 0 | YN0yn0yn0 | hv | 0 | -10 | 10 | 1.2

## fuse_std_types
| fuse_type | i_rated_a | t_avg | t_min | t_total | x_avg | x_min | x_total
HV 100A | HV 100A | 100 | 0 | [10.0, 3.64, 0.854, 0.281, 0.1, 0.0531, 0.022, 0.01] | [10.0, 4.267, 1.21, 0.403, 0.1, 0.058, 0.022, 0.01] | 0 | [300.0, 350.0, 450.0, 550.0, 700.0, 850.0, 1200.0, 1752.0] | [600.0, 700.0, 900.0, 1150.0, 1665.0, 2000.0, 3000.0, 4313.0]
HV 10A | HV 10A | 10 | 0 | [10.0, 1675.0, 0.344, 0.156, 0.1, 0.0417, 0.0171, 0.01] | [10.0, 1.3, 0.3, 0.155, 0.1, 0.0555, 0.023, 0.01] | 0 | [30.0, 32.0, 35.0, 37.0, 39.0, 50.0, 70.0, 88.0] | [60.0, 70.0, 80.0, 87.0, 94.0, 110.0, 150.0, 216.0]
HV 125A | HV 125A | 125 | 0 | [10.0, 1.82, 0.344, 0.1, 0.0467, 0.0269, 0.01] | [10.0, 2.478, 0.426, 0.1, 0.0427, 0.0211, 0.01] | 0 | [375.0, 500.0, 700.0, 925.0, 1200.0, 1500.0, 2341.0] | [750.0, 1000.0, 1500.0, 2200.0, 3000.0, 4000.0, 5765.0]
HV 160A | HV 160A | 160 | 0 | [10.0, 4.15, 1.03, 0.198, 0.1, 0.051, 0.0172, 0.01] | [10.0, 2.3, 0.734, 0.274, 0.1, 0.046, 0.0177, 0.01] | 0 | [480.0, 550.0, 700.0, 1000.0, 1260.0, 1600.0, 2500.0, 3227.0] | [960.0, 1300.0, 1700.0, 2200.0, 2996.0, 4000.0, 6000.0, 7946.0]
HV 16A | HV 16A | 16 | 0 | [10.0, 0.352, 0.164, 0.1, 0.0649, 0.0342, 0.01] | [10.0, 2.34, 0.722, 0.181, 0.1, 0.055, 0.0296, 0.01] | 0 | [48.0, 60.0, 65.0, 71.0, 80.0, 100.0, 162.0] | [96.0, 110.0, 125.0, 150.0, 168.0, 200.0, 250.0, 398.0]
HV 200A | HV 200A | 200 | 0 | [10.0, 4.267, 1.21, 0.403, 0.1, 0.058, 0.022, 0.01] | [10.0, 3.73, 1.654, 0.328, 0.1, 0.0531, 0.019, 0.01] | 0 | [600.0, 700.0, 900.0, 1150.0, 1665.0, 2000.0, 3000.0, 4313.0] | [1200.0, 1500.0, 1800.0, 2700.0, 3960.0, 5000.0, 7500.0, 10620.0]
HV 20A | HV 20A | 20 | 0 | [10.0, 1.3, 0.3, 0.155, 0.1, 0.0555, 0.023, 0.01] | [10.0, 1.3, 0.161, 0.1, 0.0611, 0.0399, 0.0141, 0.01] | 0 | [60.0, 70.0, 80.0, 87.0, 94.0, 110.0, 150.0, 216.0] | [120.0, 150.0, 200.0, 223.0, 260.0, 300.0, 450.0, 532.0]
HV 25A | HV 25A | 25 | 0 | [10.0, 2.512, 0.833, 0.299, 0.1, 0.0372, 0.0223, 0.01] | [10.0, 3.125, 0.597, 0.198, 0.1, 0.0378, 0.022, 0.01] | 0 | [75.0, 82.0, 90.0, 100.0, 124.0, 170.0, 200.0, 289.0] | [150.0, 170.0, 210.0, 250.0, 294.0, 400.0, 500.0, 711.0]
HV 31.5A | HV 31.5A | 31.5 | 0 | [10.0, 2.34, 0.722, 0.181, 0.1, 0.055, 0.0296, 0.01] | [10.0, 2.84, 0.368, 0.164, 0.1, 0.0621, 0.0378, 0.0195, 0.01] | 0 | [95.0, 110.0, 125.0, 150.0, 165.0, 200.0, 250.0, 390.0] | [189.0, 220.0, 300.0, 350.0, 393.0, 450.0, 530.0, 700.0, 960.0]
HV 40A | HV 40A | 40 | 0 | [10.0, 1.3, 0.161, 0.1, 0.0611, 0.0399, 0.0141, 0.01] | [10.0, 2.05, 0.369, 0.198, 0.1, 0.051, 0.0298, 0.01] | 0 | [120.0, 150.0, 200.0, 223.0, 260.0, 300.0, 450.0, 532.0] | [240.0, 300.0, 400.0, 450.0, 530.0, 650.0, 800.0, 1311.0]
HV 50A | HV 50A | 50 | 0 | [10.0, 3.215, 0.597, 0.198, 0.1, 0.0378, 0.022, 0.01] | [10.0, 3.64, 0.854, 0.281, 0.1, 0.0531, 0.022, 0.01] | 0 | [150.0, 170.0, 210.0, 250.0, 294.0, 400.0, 500.0, 711.0] | [300.0, 350.0, 450.0, 550.0, 700.0, 850.0, 1200.0, 1752.0]
HV 6.3A | HV 6.3A | 6.3 | 0 | [10.0, 1.39, 0.344, 0.168, 0.1, 0.056, 0.0263, 0.01] | [10.0, 1.711, 0.516, 0.198, 0.1, 0.0634, 0.0303, 0.01] | 0 | [19.0, 19.5, 20.4, 20.8, 22.0, 25.0, 32.0, 48.0] | [38.0, 40.0, 43.0, 48.0, 53.0, 60.0, 75.0, 118.0]
HV 63A | HV 63A | 63 | 0 | [10.0, 2.84, 0.368, 0.164, 0.1, 0.0621, 0.0378, 0.0195, 0.01] | [10.0, 1.82, 0.344, 0.1, 0.0467, 0.0269, 0.01] | 0 | [189.0, 220.0, 300.0, 350.0, 393.0, 450.0, 530.0, 700.0, 961.0] | [378.0, 500.0, 700.0, 934.0, 1200.0, 1500.0, 2366.0]
HV 80A | HV 80A | 80 | 0 | [10.0, 2.05, 0.369, 0.198, 0.1, 0.051, 0.0298, 0.01] | [10.0, 4.15, 1.03, 0.198, 0.1, 0.051, 0.0172, 0.01] | 0 | [240.0, 300.0, 400.0, 450.0, 530.0, 650.0, 800.0, 1311.0] | [480.0, 550.0, 700.0, 1000.0, 1260.0, 1600.0, 2500.0, 3227.0]
Siemens NH-1-100 | Siemens NH-1-100 | 100 | [5400.0, 2000.0, 400.0, 20.0, 1.0, 0.2, 0.012, 0.004] | 0 | 0 | [150.0, 190.0, 250.0, 430.0, 900.0, 1250.0, 2700.0, 3600.0] | 0 | 0
Siemens NH-1-125 | Siemens NH-1-125 | 125 | [4800.0, 120.0, 7.0, 0.1, 0.004] | 0 | 0 | [180.0, 400.0, 740.0, 2000.0, 4250.0] | 0 | 0
Siemens NH-1-16 | Siemens NH-1-16 | 16 | [4000.0, 400.0, 2.0, 0.1, 0.04, 0.01] | 0 | 0 | [26.0, 35.0, 75.0, 150.0, 200.0, 300.0] | 0 | 0
Siemens NH-1-160 | Siemens NH-1-160 | 160 | [4800.0, 120.0, 7.0, 0.1, 0.004] | 0 | 0 | [210.0, 500.0, 900.0, 2300.0, 5000.0] | 0 | 0
Siemens NH-1-25 | Siemens NH-1-25 | 25 | [4000.0, 1000.0, 10.0, 0.2, 0.02, 0.01] | 0 | 0 | [40.0, 50.0, 100.0, 210.0, 400.0, 500.0] | 0 | 0
Siemens NH-1-50 | Siemens NH-1-50 | 50 | [4000.0, 40.0, 4.0, 1.0, 0.02, 0.01] | 0 | 0 | [86.0, 200.0, 300.0, 400.0, 1000.0, 1280.0] | 0 | 0
Siemens NH-1-63 | Siemens NH-1-63 | 63 | [4000.0, 100.0, 10.0, 2.0, 0.04, 0.01] | 0 | 0 | [100.0, 200.0, 300.0, 400.0, 1000.0, 1500.0] | 0 | 0
Siemens NH-1-80 | Siemens NH-1-80 | 80 | [4800.0, 120.0, 7.0, 0.1, 0.01] | 0 | 0 | [150.58, 250.0, 450.0, 1150.0, 2470.0] | 0 | 0
Siemens NH-2-1000 | Siemens NH-2-1000 | 1000 | [4800.0, 120.0, 7.0, 0.1, 0.004] | 0 | 0 | [1900.0, 3500.0, 8400.0, 24000.0, 52000.0] | 0 | 0
Siemens NH-2-200 | Siemens NH-2-200 | 200 | [4800.0, 120.0, 7.0, 0.1, 0.004] | 0 | 0 | [280.0, 650.0, 1200.0, 3000.0, 7000.0] | 0 | 0
Siemens NH-2-224 | Siemens NH-2-224 | 224 | [4800.0, 120.0, 7.0, 0.2, 0.04, 0.004] | 0 | 0 | [400.0, 750.0, 1453.0, 3025.0, 4315.0, 7600.0] | 0 | 0
Siemens NH-2-250 | Siemens NH-2-250 | 250 | [4800.0, 120.0, 7.0, 0.1, 0.004] | 0 | 0 | [450.0, 800.0, 1650.0, 4000.0, 8500.0] | 0 | 0
Siemens NH-2-315 | Siemens NH-2-315 | 315 | [4800.0, 120.0, 7.0, 0.1, 0.004] | 0 | 0 | [550.0, 920.0, 1900.0, 5000.0, 11000.0] | 0 | 0
Siemens NH-2-355 | Siemens NH-2-355 | 355 | [4800.0, 120.0, 6.0, 0.1, 0.004] | 0 | 0 | [650.0, 1116.27, 2350.0, 5840.0, 12790.0] | 0 | 0
Siemens NH-2-400 | Siemens NH-2-400 | 400 | [4800.0, 120.0, 7.0, 0.1, 0.004] | 0 | 0 | [720.0, 1350.0, 2800.0, 6500.0, 15000.0] | 0 | 0
Siemens NH-2-425 | Siemens NH-2-425 | 425 | [4800.0, 120.0, 7.0, 0.1, 0.004] | 0 | 0 | [850.0, 1500.0, 3050.0, 7500.0, 16500.0] | 0 | 0
Siemens NH-2-630 | Siemens NH-2-630 | 630 | [4800.0, 120.0, 7.0, 0.1, 0.004] | 0 | 0 | [1200.0, 2000.0, 4800.0, 12000.0, 26000.0] | 0 | 0

## res_bus
| vm_pu | va_degree | p_mw | q_mvar
0 | 0.98808 | -0.43176 | 0.2373 | 0.11493
1 | 0.98885 | -0.42677 | 0 | 0
2 | 0.98866 | -0.42612 | 0.071144 | 0.034456
3 | 0.99017 | -0.41289 | 0 | 0
4 | 0.98987 | -0.41548 | 0.083963 | 0.040665
5 | 0.98988 | -0.41558 | 0 | 0
6 | 0.99287 | -0.014492 | 0.15596 | 0.075535
7 | 0.99296 | -0.015238 | 0 | 0
8 | 0.99268 | -0.013066 | 0 | 0
9 | 0.99304 | -0.015819 | 0 | 0
10 | 0.99265 | -0.012814 | 0.075266 | 0.036453
11 | 0.9938 | -0.017046 | 0 | 0
12 | 0.9939 | -0.017794 | 0.15224 | 0.073731
13 | 0.99338 | -0.013855 | 0 | 0
14 | 0.99308 | -0.016199 | 0.068346 | 0.033101
15 | 0.99303 | -0.015804 | 0.083281 | 0.040335
16 | 0.99264 | -0.012694 | 0 | 0
17 | 0.99391 | -0.017857 | 0 | 0
18 | 0.99252 | -0.011766 | 0 | 0
19 | 0.99396 | -0.020435 | 0.064995 | 0.031478
20 | 0.99411 | -0.019423 | 0 | 0
21 | 0.9943 | -0.01792 | 0.16259 | 0.078747
22 | 0.99601 | -0.011689 | 0 | 0
23 | 0.99607 | -0.01219 | 0 | 0
24 | 0.99597 | -0.011383 | 0.16213 | 0.078522
25 | 0.99457 | -0.020043 | 0 | 0
26 | 0.9958 | -0.010161 | 0 | 0
27 | 0.99579 | -0.010151 | 0.14501 | 0.070231
28 | 0.99611 | -0.012589 | 0.21613 | 0.10468
29 | 0.9879 | -0.43233 | 0.13389 | 0.064844
30 | 0.9879 | -0.43237 | 0 | 0
31 | 0.98813 | -0.43315 | 0 | 0
32 | 0.98814 | -0.43285 | 0.11571 | 0.056041
33 | 0.98646 | -0.099921 | 0.1612 | 0.078073
34 | 0.98695 | -0.096736 | 0 | 0
35 | 0.99414 | -0.18066 | 0.13682 | 0.066267
36 | 0.99415 | -0.18059 | 0 | 0
37 | 0.99422 | -0.18112 | 0 | 0
38 | 0.99635 | -0.098012 | 0.060101 | 0.029108
39 | 0.99623 | -0.10233 | 0.11981 | 0.058027
40 | 0.99635 | -0.097912 | 0 | 0
41 | 0.99422 | -0.18122 | 0.14852 | 0.071932
42 | 0.99394 | -0.19213 | 0.12456 | 0.060327
43 | 0.98701 | -0.09722 | 0.07507 | 0.036358
44 | 0.99391 | -0.1928 | 0.087419 | 0.042339
45 | 0.99387 | -0.19319 | 0 | 0
46 | 0.99354 | -0.19606 | 0 | 0
47 | 0.99331 | -0.21144 | 0.14611 | 0.070766
48 | 0.9903 | -0.41175 | 0.12217 | 0.059168
49 | 0.99682 | -0.020859 | 0 | 0
50 | 0.997 | -0.019689 | 0 | 0
51 | 0.99681 | -0.020733 | 0.094962 | 0.045992
52 | 0.99591 | -0.10707 | 0.14332 | 0.069412
53 | 0.99591 | -0.10711 | 0 | 0
54 | 0.99592 | -0.10718 | 0 | 0
55 | 0.99121 | -0.114 | 0 | 0
56 | 0.99121 | -0.11402 | 0 | 0
57 | 0.9912 | -0.11387 | 0.16276 | 0.078826
58 | 0.99657 | -0.090277 | 0 | 0
59 | 0.99659 | -0.089821 | 0.068772 | 0.033308
60 | 0.99616 | -0.10418 | 0.10361 | 0.050181
61 | 0.99604 | -0.10574 | 0 | 0
62 | 0.99603 | -0.10577 | 0.14089 | 0.068238
63 | 0.9961 | -0.10535 | 0 | 0
64 | 0.99598 | -0.1068 | 0 | 0
65 | 0.99594 | -0.10647 | 0.12977 | 0.062851
66 | 0.99558 | -0.10359 | 0 | 0
67 | 0.9966 | -0.089633 | 0 | 0
68 | 0.99555 | -0.10331 | 0.11795 | 0.057127
69 | 0.99556 | -0.10339 | 0 | 0
70 | 0.99475 | -0.096682 | 0 | 0
71 | 0.99123 | -0.11389 | 0.14411 | 0.069797
72 | 0.98814 | -0.10501 | 0.07145 | 0.034605
73 | 0.98815 | -0.10506 | 0 | 0
74 | 0.98804 | -0.10429 | 0 | 0
75 | 0.98763 | -0.101 | 0 | 0
76 | 0.98885 | -0.11027 | 0 | 0
77 | 0.98801 | -0.10449 | 0.15384 | 0.074507
78 | 0.98756 | -0.10043 | 0 | 0
79 | 0.98752 | -0.10069 | 0.15545 | 0.07529
80 | 0.9873 | -0.098267 | 0.15157 | 0.073408
81 | 0.98948 | -0.11483 | 0 | 0
82 | 0.98883 | -0.11038 | 0.11696 | 0.056646
83 | 0.98964 | -0.11601 | 0.15907 | 0.077041
84 | 0.9873 | -0.098242 | 0.083129 | 0.040261
85 | 0.98723 | -0.098793 | 0.14257 | 0.06905
86 | 0.98727 | -0.098436 | 0.13614 | 0.065934
87 | 0.98964 | -0.11597 | 0.075977 | 0.036797
88 | 0.98979 | -0.11478 | 0.15463 | 0.07489
89 | 0.99251 | -0.11347 | 0.15542 | 0.075276
90 | 0.99336 | -0.10706 | 0.12764 | 0.06182
91 | 0.99216 | -0.11614 | 0.16347 | 0.079174
92 | 0.99211 | -0.1157 | 0 | 0
93 | 0.99473 | -0.096777 | 0.14177 | 0.06866
94 | 0.99159 | -0.1115 | 0 | 0
95 | 0.99125 | -0.11408 | 0.068007 | 0.032937
96 | 0.99678 | -0.083434 | 0 | 0
97 | 0.99679 | -0.083548 | 0 | 0
98 | 0.99677 | -0.083384 | 0.14914 | 0.072232
99 | 0.99038 | -0.11739 | 0.15629 | 0.075696
100 | 0.99025 | -0.11637 | 0 | 0
101 | 0.99068 | -0.11508 | 0 | 0
102 | 0.99019 | -0.11592 | 0 | 0
103 | 0.99087 | -0.11657 | 0 | 0
104 | 0.9909 | -0.11683 | 0.15858 | 0.076804
105 | 0.99002 | -0.11457 | 0.15273 | 0.073969
106 | 0.99001 | -0.11467 | 0.15914 | 0.077074
107 | 0.9899 | -0.1156 | 0 | 0
108 | 0.99679 | -0.08356 | 0.069797 | 0.033804
109 | 0.9968 | -0.08362 | 0 | 0
110 | 0.99645 | -0.095498 | 0.11407 | 0.055246
111 | 0.99646 | -0.095527 | 0 | 0
112 | 0.9967 | -0.086083 | 0.19282 | 0.093387
113 | 0.99673 | -0.085484 | 0 | 0
114 | 0.99667 | -0.087969 | 0.13647 | 0.066094
115 | 0.99669 | -0.088104 | 0 | 0
116 | 0.99677 | -0.086602 | 0 | 0
117 | 0.99685 | -0.08509 | 0.28243 | 0.13679
118 | 0.99676 | -0.086522 | 0.10789 | 0.052251
119 | 0.9972 | -0.072964 | 0.066456 | 0.032186
120 | 0.99681 | -0.083712 | 0 | 0
121 | 0.9973 | -0.067877 | 0.12591 | 0.060983
122 | 0.99731 | -0.067481 | 0 | 0
123 | 0.99721 | -0.069643 | 0 | 0
124 | 0.99745 | -0.064485 | 0 | 0
125 | 0.99712 | -0.07165 | 0 | 0
126 | 0.99758 | -0.061821 | 0 | 0
127 | 0.99799 | -0.046946 | 0.11245 | 0.054464
128 | 0.9968 | -0.083894 | 0.074941 | 0.036296
129 | 0.99843 | -0.031216 | 0 | 0
130 | 0.99985 | -0.0030247 | 0 | 0
131 | 0.9925 | -0.011523 | 0.097753 | 0.047344
132 | 0.99247 | -0.011317 | 0 | 0
133 | 0.99238 | -0.01056 | 0 | 0
134 | 0.99244 | -0.011506 | 0.13996 | 0.067786
135 | 0.99238 | -0.010535 | 0.10938 | 0.052976
136 | 0.99184 | -0.014444 | 0.085028 | 0.041181
137 | 0.99165 | -0.015856 | 0 | 0
138 | 0.99597 | -0.011316 | 0.11915 | 0.057709
139 | 0.99676 | -0.021023 | 0.11405 | 0.055235
140 | 0.99625 | -0.013668 | 0 | 0
141 | 0.99606 | -0.012108 | 0.11863 | 0.057456
142 | 0.99697 | -0.019455 | 0.30651 | 0.14845
143 | 0.99644 | -0.015228 | 0 | 0
144 | 1 | 0 | -13.3564 | -5.7825
145 | 0.99626 | -0.013845 | 0 | 0
146 | 0.99641 | -0.014968 | 0.16115 | 0.078049
147 | 0.99623 | -0.013393 | 0.53339 | 0.25833
148 | 0.99 | -0.11473 | 0.15295 | 0.074076
149 | 0.98988 | -0.11548 | 0 | 0
150 | 0.99164 | -0.015744 | 0.11145 | 0.053978
151 | 0.98708 | -0.097723 | 0 | 0
152 | 0.98678 | -0.099107 | 0 | 0
153 | 0.98715 | -0.098249 | 0 | 0
154 | 0.98676 | -0.098973 | 0.09661 | 0.04679
155 | 0.98718 | -0.098404 | 0.073001 | 0.035356
156 | 0.98719 | -0.0985 | 0.07027 | 0.034033
157 | 0.98721 | -0.098618 | 0.10418 | 0.050454
158 | 0.98598 | -0.61248 | 0.13064 | 0.06327
159 | 0.98599 | -0.61255 | 0 | 0
160 | 0.98613 | -0.61104 | 0 | 0
161 | 0.98593 | -0.61305 | 0 | 0
162 | 0.9862 | -0.61036 | 0.078319 | 0.037932
163 | 0.98532 | -0.63278 | 0.15361 | 0.074395
164 | 0.98588 | -0.61596 | 0.084563 | 0.040956
165 | 0.98621 | -0.6103 | 0 | 0
166 | 0.98532 | -0.63273 | 0 | 0
167 | 0.98509 | -0.63106 | 0 | 0
168 | 0.98507 | -0.63093 | 0.15659 | 0.075839
169 | 0.98489 | -0.62967 | 0 | 0
170 | 0.98489 | -0.62971 | 0.13249 | 0.064166
171 | 0.98488 | -0.62952 | 0 | 0
172 | 0.98477 | -0.62867 | 0 | 0
173 | 0.98486 | -0.62937 | 0.092212 | 0.04466
174 | 0.98476 | -0.62874 | 0.10301 | 0.049892
175 | 0.98468 | -0.62928 | 0 | 0
176 | 0.98485 | -0.62935 | 0 | 0
177 | 0.98485 | -0.62932 | 0 | 0
178 | 0.98484 | -0.62922 | 0.080581 | 0.039027
179 | 0.98467 | -0.62921 | 0.11165 | 0.054075
180 | 0.98587 | -0.61613 | 0 | 0
181 | 0.98543 | -0.61908 | 0.14261 | 0.069071
182 | 0.98554 | -0.62704 | 0 | 0
183 | 0.98538 | -0.62689 | 0.099599 | 0.048238
184 | 0.98542 | -0.62663 | 0 | 0
185 | 0.98549 | -0.62692 | 0 | 0
186 | 0.98537 | -0.62645 | 0 | 0
187 | 0.98552 | -0.62698 | 0.050291 | 0.024357
188 | 0.98537 | -0.62642 | 0.06605 | 0.031989
189 | 0.98724 | -0.53359 | 0.11528 | 0.055833
190 | 0.98725 | -0.53363 | 0 | 0
191 | 0.98736 | -0.53424 | 0 | 0
192 | 0.98762 | -0.51681 | 0.11257 | 0.054518
193 | 0.98763 | -0.51677 | 0 | 0
194 | 0.98906 | -0.42262 | 0.091474 | 0.044303
195 | 0.98944 | -0.41949 | 0 | 0
196 | 0.98941 | -0.41969 | 0.082702 | 0.040055
197 | 0.98937 | -0.42006 | 0 | 0
198 | 0.9891 | -0.42228 | 0 | 0
199 | 0.98894 | -0.42187 | 0 | 0
200 | 0.98786 | -0.4255 | 0.12984 | 0.062886
201 | 0.98793 | -0.42604 | 0 | 0
202 | 0.98849 | -0.42012 | 0 | 0
203 | 0.98877 | -0.42131 | 0.15864 | 0.076833
204 | 0.98873 | -0.42168 | 0 | 0
205 | 0.98881 | -0.42096 | 0 | 0
206 | 0.98847 | -0.42028 | 0.099832 | 0.048351
207 | 0.98855 | -0.42051 | 0 | 0
208 | 0.98854 | -0.42041 | 0.15874 | 0.076882
209 | 0.99579 | -0.010099 | 0.09255 | 0.044824
210 | 0.99997 | 149.9981 | 0 | 0

## res_line
| p_from_mw | q_from_mvar | p_to_mw | q_to_mvar | pl_mw | ql_mvar | i_from_ka | i_to_ka | i_ka | vm_from_pu | va_from_degree | vm_to_pu | va_to_degree | loading_percent
0 | -0.2373 | -0.11493 | 0.23748 | 0.11311 | 0.00017407 | -0.0018174 | 0.0077033 | 0.007679 | 0.0077033 | 0.98808 | -0.43176 | 0.98885 | -0.42677 | 3.6682
1 | 0.32096 | 0.11081 | -0.32089 | -0.1219 | 6.3075e-05 | -0.011084 | 0.0099124 | 0.010023 | 0.010023 | 0.98885 | -0.42677 | 0.98866 | -0.42612 | 4.5559
2 | -0.55843 | -0.22393 | 0.55913 | 0.22289 | 0.000693 | -0.001041 | 0.017564 | 0.017548 | 0.017564 | 0.98885 | -0.42677 | 0.99017 | -0.41289 | 8.3639
3 | 0.24975 | 0.087441 | -0.24963 | -0.088685 | 0.00012057 | -0.0012444 | 0.0077264 | 0.0077392 | 0.0077392 | 0.98866 | -0.42612 | 0.98814 | -0.43285 | 3.6853
4 | 2.5221 | 0.92238 | -2.5214 | -0.94462 | 0.00069814 | -0.022241 | 0.078292 | 0.078521 | 0.078521 | 0.99017 | -0.41289 | 0.98988 | -0.41558 | 12.3073
5 | -3.0812 | -1.1453 | 3.0816 | 1.1376 | 0.0003622 | -0.007666 | 0.095834 | 0.095754 | 0.095834 | 0.99017 | -0.41289 | 0.9903 | -0.41175 | 15.021
6 | -0.083963 | -0.040665 | 0.083964 | 0.038192 | 1.0327e-06 | -0.0024727 | 0.0027207 | 0.00269 | 0.0027207 | 0.98987 | -0.41548 | 0.98988 | -0.41558 | 1.2367
7 | 2.4374 | 0.90643 | -2.4364 | -0.94144 | 0.0010328 | -0.035011 | 0.075837 | 0.076205 | 0.076205 | 0.98988 | -0.41558 | 0.98944 | -0.41949 | 11.9444
8 | -0.7752 | -0.35176 | 0.77528 | 0.34954 | 7.8097e-05 | -0.0022271 | 0.024751 | 0.024724 | 0.024751 | 0.99287 | -0.014492 | 0.99296 | -0.015238 | 11.2504
9 | 0.61924 | 0.27623 | -0.61912 | -0.28164 | 0.0001205 | -0.0054115 | 0.019714 | 0.01978 | 0.01978 | 0.99287 | -0.014492 | 0.99268 | -0.013066 | 8.9907
10 | -0.77528 | -0.34954 | 0.77534 | 0.34777 | 6.1723e-05 | -0.0017639 | 0.024724 | 0.024703 | 0.024724 | 0.99296 | -0.015238 | 0.99304 | -0.015819 | 11.2381
11 | 0.61912 | 0.28164 | -0.6191 | -0.28257 | 2.0666e-05 | -0.00092428 | 0.01978 | 0.019791 | 0.019791 | 0.99268 | -0.013066 | 0.99265 | -0.012814 | 8.9958
12 | 0.083282 | 0.039983 | -0.083281 | -0.040335 | 1.442e-07 | -0.00035199 | 0.0026855 | 0.00269 | 0.00269 | 0.99304 | -0.015819 | 0.99303 | -0.015804 | 1.2227
13 | -0.85862 | -0.38776 | 0.85867 | 0.38673 | 4.4384e-05 | -0.001031 | 0.027387 | 0.027375 | 0.027387 | 0.99304 | -0.015819 | 0.99308 | -0.016199 | 12.4488
14 | 0.54384 | 0.24611 | -0.54383 | -0.24662 | 8.7902e-06 | -0.00051125 | 0.017359 | 0.017366 | 0.017366 | 0.99265 | -0.012814 | 0.99264 | -0.012694 | 7.8935
15 | -0.92769 | -0.41163 | 0.92779 | 0.40964 | 9.917e-05 | -0.0019879 | 0.029481 | 0.029457 | 0.029481 | 0.9938 | -0.017046 | 0.9939 | -0.017794 | 13.4003
16 | 0.92769 | 0.41163 | -0.92728 | -0.41979 | 0.00040923 | -0.0081647 | 0.029481 | 0.029579 | 0.029579 | 0.9938 | -0.017046 | 0.99338 | -0.013855 | 13.4451
17 | -1.08 | -0.48337 | 1.08 | 0.48323 | 9.435e-06 | -0.00013834 | 0.034367 | 0.034366 | 0.034367 | 0.9939 | -0.017794 | 0.99391 | -0.017857 | 15.6215
18 | 0.92728 | 0.41979 | -0.92701 | -0.41983 | 0.00026327 | -3.3978e-05 | 0.029579 | 0.029582 | 0.029582 | 0.99338 | -0.013855 | 0.99308 | -0.016199 | 14.0865
19 | 0.54383 | 0.24662 | -0.54376 | -0.25047 | 6.6387e-05 | -0.0038489 | 0.017366 | 0.017412 | 0.017412 | 0.99264 | -0.012694 | 0.99252 | -0.011766 | 7.9147
20 | -1.08 | -0.48323 | 1.0803 | 0.47975 | 0.00023731 | -0.0034847 | 0.034366 | 0.034324 | 0.034366 | 0.99391 | -0.017857 | 0.99411 | -0.019423 | 15.6208
21 | 0.54376 | 0.25047 | -0.54374 | -0.25145 | 1.694e-05 | -0.00097867 | 0.017412 | 0.017424 | 0.017424 | 0.99252 | -0.011766 | 0.9925 | -0.011523 | 7.9202
22 | -0.064995 | -0.031478 | 0.065004 | 0.030088 | 9.1978e-06 | -0.0013902 | 0.0020974 | 0.00208 | 0.0020974 | 0.99396 | -0.020435 | 0.99411 | -0.019423 | 0.99875
23 | -1.1453 | -0.50984 | 1.1455 | 0.50986 | 0.00019865 | 2.5147e-05 | 0.036403 | 0.036402 | 0.036403 | 0.99411 | -0.019423 | 0.9943 | -0.01792 | 17.335
24 | -1.3081 | -0.58861 | 1.3084 | 0.58481 | 0.00038357 | -0.0038022 | 0.041645 | 0.041598 | 0.041645 | 0.9943 | -0.01792 | 0.99457 | -0.020043 | 18.9295
25 | -0.28129 | -0.13287 | 0.28131 | 0.12899 | 1.7716e-05 | -0.0038819 | 0.0090166 | 0.008969 | 0.0090166 | 0.99601 | -0.011689 | 0.99607 | -0.01219 | 4.0984
26 | 0.28129 | 0.13287 | -0.28128 | -0.1351 | 1.027e-05 | -0.0022313 | 0.0090166 | 0.0090444 | 0.0090444 | 0.99601 | -0.011689 | 0.99597 | -0.011383 | 4.1111
27 | -0.39994 | -0.18505 | 0.40002 | 0.17628 | 8.0115e-05 | -0.008766 | 0.012772 | 0.012667 | 0.012772 | 0.99607 | -0.01219 | 0.99625 | -0.013668 | 5.8052
28 | 0.11863 | 0.056057 | -0.11863 | -0.057456 | 1.146e-06 | -0.0013995 | 0.0038027 | 0.0038202 | 0.0038202 | 0.99607 | -0.01219 | 0.99606 | -0.012108 | 1.7365
29 | 0.11915 | 0.056583 | -0.11915 | -0.057709 | 9.3097e-07 | -0.0011255 | 0.0038232 | 0.0038373 | 0.0038373 | 0.99597 | -0.011383 | 0.99597 | -0.011316 | 1.7442
30 | -1.3084 | -0.58481 | 1.31 | 0.58517 | 0.0015088 | 0.00036636 | 0.041598 | 0.041592 | 0.041598 | 0.99457 | -0.020043 | 0.9958 | -0.010161 | 19.8088
31 | 0.23756 | 0.11383 | -0.23756 | -0.11392 | 2.9964e-07 | -9.1031e-05 | 0.0076365 | 0.0076377 | 0.0076377 | 0.9958 | -0.010161 | 0.99579 | -0.010151 | 3.4717
32 | -1.5475 | -0.69901 | 1.548 | 0.6954 | 0.00051287 | -0.003606 | 0.049226 | 0.049181 | 0.049226 | 0.9958 | -0.010161 | 0.99611 | -0.012589 | 22.3753
33 | 0.09255 | 0.043693 | -0.09255 | -0.044824 | 5.6412e-07 | -0.001131 | 0.0029669 | 0.0029811 | 0.0029811 | 0.99579 | -0.010151 | 0.99579 | -0.010099 | 1.355
34 | -1.7642 | -0.80008 | 1.7645 | 0.79849 | 0.00029802 | -0.0015906 | 0.056138 | 0.056118 | 0.056138 | 0.99611 | -0.012589 | 0.99626 | -0.013845 | 25.5172
35 | -0.13389 | -0.064844 | 0.13389 | 0.064268 | 6.2255e-07 | -0.00057583 | 0.004347 | 0.0043397 | 0.004347 | 0.9879 | -0.43233 | 0.9879 | -0.43237 | 1.9759
36 | -0.13389 | -0.064268 | 0.13392 | 0.032721 | 3.1295e-05 | -0.031547 | 0.0043397 | 0.0040274 | 0.0043397 | 0.9879 | -0.43237 | 0.98813 | -0.43315 | 1.9726
37 | -0.13392 | -0.032721 | 0.13392 | 0.032645 | 1.9113e-06 | -7.5905e-05 | 0.0040274 | 0.0040269 | 0.0040274 | 0.98813 | -0.43315 | 0.98814 | -0.43285 | 1.9178
38 | -0.1612 | -0.078073 | 0.16128 | 0.076339 | 7.4677e-05 | -0.0017341 | 0.0052415 | 0.005219 | 0.0052415 | 0.98646 | -0.099921 | 0.98695 | -0.096736 | 2.4959
39 | -0.16128 | -0.076339 | 0.16129 | 0.069487 | 1.0545e-05 | -0.0068521 | 0.005219 | 0.0051364 | 0.005219 | 0.98695 | -0.096736 | 0.98701 | -0.09722 | 2.3723
40 | -0.13682 | -0.066267 | 0.13683 | 0.066216 | 1.5285e-06 | -5.0989e-05 | 0.0044145 | 0.0044138 | 0.0044145 | 0.99414 | -0.18066 | 0.99415 | -0.18059 | 2.1021
41 | -0.13683 | -0.066216 | 0.13684 | 0.056982 | 9.9197e-06 | -0.0092339 | 0.0044138 | 0.0043038 | 0.0044138 | 0.99415 | -0.18059 | 0.99422 | -0.18112 | 2.0063
42 | 3.7183 | 1.4319 | -3.7183 | -1.4323 | 1.5103e-05 | -0.00045181 | 0.11569 | 0.1157 | 0.1157 | 0.99422 | -0.18112 | 0.99422 | -0.18122 | 13.7406
43 | -3.8552 | -1.4889 | 3.8609 | 1.4943 | 0.0057467 | 0.0054481 | 0.11999 | 0.11996 | 0.11999 | 0.99422 | -0.18112 | 0.99623 | -0.10233 | 14.6334
44 | 3.9811 | 1.5527 | -3.9807 | -1.5524 | 0.00032651 | 0.00031915 | 0.12381 | 0.12381 | 0.12381 | 0.99635 | -0.098012 | 0.99623 | -0.10233 | 15.0986
45 | -4.0412 | -1.5818 | 4.0412 | 1.5814 | 1.5431e-05 | -0.0003904 | 0.12574 | 0.12573 | 0.12574 | 0.99635 | -0.098012 | 0.99635 | -0.097912 | 14.933
46 | -4.0412 | -1.5814 | 4.0415 | 1.5721 | 0.00036724 | -0.0092998 | 0.12573 | 0.12563 | 0.12573 | 0.99635 | -0.097912 | 0.99646 | -0.095527 | 14.9325
47 | 3.5698 | 1.3604 | -3.5691 | -1.3598 | 0.00072926 | 0.00063041 | 0.11092 | 0.11093 | 0.11093 | 0.99422 | -0.18122 | 0.99394 | -0.19213 | 13.5276
48 | 3.4445 | 1.2995 | -3.4444 | -1.3025 | 8.5382e-05 | -0.0030011 | 0.10692 | 0.10695 | 0.10695 | 0.99394 | -0.19213 | 0.99391 | -0.1928 | 12.7024
49 | -0.33299 | -0.14835 | 0.33301 | 0.1446 | 2.4386e-05 | -0.0037463 | 0.010662 | 0.010618 | 0.010662 | 0.98701 | -0.09722 | 0.98708 | -0.097723 | 4.8463
50 | 0.096632 | 0.042503 | -0.096611 | -0.043942 | 2.1338e-05 | -0.0014392 | 0.0030876 | 0.0031049 | 0.0031049 | 0.98701 | -0.09722 | 0.98678 | -0.099107 | 1.4785
51 | 3.357 | 1.2601 | -3.3569 | -1.2626 | 0.00013856 | -0.0024874 | 0.10414 | 0.10417 | 0.10417 | 0.99391 | -0.1928 | 0.99387 | -0.19319 | 16.3277
52 | 3.3569 | 1.2626 | -3.3558 | -1.2813 | 0.0010455 | -0.01872 | 0.10417 | 0.10437 | 0.10437 | 0.99387 | -0.19319 | 0.99354 | -0.19606 | 16.3589
53 | 3.3558 | 1.2813 | -3.3554 | -1.2803 | 0.00044715 | 0.0010456 | 0.10437 | 0.10437 | 0.10437 | 0.99354 | -0.19606 | 0.99331 | -0.21144 | 16.1816
54 | 3.2093 | 1.2095 | -3.2037 | -1.1968 | 0.005527 | 0.012744 | 0.099672 | 0.099693 | 0.099693 | 0.99331 | -0.21144 | 0.9903 | -0.41175 | 15.4563
55 | -0.20902 | -0.099774 | 0.20905 | 0.099279 | 3.4852e-05 | -0.00049454 | 0.0067073 | 0.0067008 | 0.0067073 | 0.99682 | -0.020859 | 0.997 | -0.019689 | 3.1939
56 | 0.20902 | 0.099774 | -0.20901 | -0.10098 | 3.0744e-06 | -0.0012108 | 0.0067073 | 0.0067225 | 0.0067225 | 0.99682 | -0.020859 | 0.99681 | -0.020733 | 3.0557
57 | 0.30652 | 0.14693 | -0.30651 | -0.14845 | 8.3368e-06 | -0.0015245 | 0.0098421 | 0.0098613 | 0.0098613 | 0.997 | -0.019689 | 0.99697 | -0.019455 | 4.4824
58 | 2.8613 | 1.2982 | -2.8596 | -1.3014 | 0.001703 | -0.0031491 | 0.090975 | 0.091019 | 0.091019 | 0.997 | -0.019689 | 0.99644 | -0.015228 | 41.3721
59 | -3.3768 | -1.5444 | 3.382 | 1.538 | 0.0051515 | -0.0064129 | 0.10752 | 0.10742 | 0.10752 | 0.997 | -0.019689 | 0.99843 | -0.031216 | 48.8705
60 | 0.11405 | 0.054992 | -0.11405 | -0.055235 | 4.9719e-06 | -0.00024286 | 0.0036668 | 0.0036699 | 0.0036699 | 0.99681 | -0.020733 | 0.99676 | -0.021023 | 1.7476
61 | -0.14332 | -0.069412 | 0.14332 | 0.068823 | 7.0616e-07 | -0.00058867 | 0.0046158 | 0.0046084 | 0.0046158 | 0.99591 | -0.10707 | 0.99591 | -0.10711 | 2.0981
62 | -0.14332 | -0.068823 | 0.14332 | 0.067872 | 1.136e-06 | -0.00095097 | 0.0046084 | 0.0045965 | 0.0046084 | 0.99591 | -0.10711 | 0.99592 | -0.10718 | 2.0947
63 | -0.14332 | -0.067872 | 0.14333 | 0.067639 | 7.5646e-06 | -0.00023337 | 0.0045965 | 0.0045936 | 0.0045965 | 0.99592 | -0.10718 | 0.99598 | -0.1068 | 2.1888
64 | -0.16276 | -0.077247 | 0.16276 | 0.077039 | 3.2673e-07 | -0.00020857 | 0.0052468 | 0.0052442 | 0.0052468 | 0.99121 | -0.114 | 0.99121 | -0.11402 | 2.3849
65 | 0.16276 | 0.077247 | -0.16276 | -0.078826 | 2.4836e-06 | -0.0015785 | 0.0052468 | 0.0052667 | 0.0052667 | 0.99121 | -0.114 | 0.9912 | -0.11387 | 2.394
66 | -0.16276 | -0.077039 | 0.16276 | 0.076972 | 2.8499e-06 | -6.6445e-05 | 0.0052442 | 0.0052434 | 0.0052442 | 0.99121 | -0.11402 | 0.99123 | -0.11389 | 2.4973
67 | -4.3859 | -2.0125 | 4.386 | 2.0106 | 9.1956e-05 | -0.0018674 | 0.13978 | 0.13976 | 0.13978 | 0.99657 | -0.090277 | 0.99659 | -0.089821 | 16.6011
68 | 4.3859 | 2.0125 | -4.3846 | -2.0111 | 0.0013027 | 0.0014054 | 0.13978 | 0.13979 | 0.13979 | 0.99657 | -0.090277 | 0.99616 | -0.10418 | 17.0472
69 | -4.4547 | -2.0439 | 4.4548 | 2.0432 | 3.8506e-05 | -0.0007569 | 0.14197 | 0.14196 | 0.14197 | 0.99659 | -0.089821 | 0.9966 | -0.089633 | 16.8611
70 | 4.2809 | 1.9609 | -4.2807 | -1.9658 | 0.00022953 | -0.0048941 | 0.13645 | 0.13651 | 0.13651 | 0.99616 | -0.10418 | 0.9961 | -0.10535 | 16.213
71 | 0.14089 | 0.068218 | -0.14089 | -0.068238 | 6.3785e-07 | -2.0198e-05 | 0.0045369 | 0.0045372 | 0.0045372 | 0.99604 | -0.10574 | 0.99603 | -0.10577 | 2.1605
72 | -0.14089 | -0.068218 | 0.1409 | 0.067957 | 8.2156e-06 | -0.00026039 | 0.0045369 | 0.0045335 | 0.0045369 | 0.99604 | -0.10574 | 0.9961 | -0.10535 | 2.1604
73 | 4.1398 | 1.8979 | -4.1393 | -1.8994 | 0.00047132 | -0.0015638 | 0.13198 | 0.132 | 0.132 | 0.9961 | -0.10535 | 0.99598 | -0.1068 | 36.4651
74 | 3.996 | 1.8318 | -3.9958 | -1.8319 | 0.00016863 | -0.00013426 | 0.12741 | 0.12741 | 0.12741 | 0.99598 | -0.1068 | 0.99594 | -0.10647 | 57.9148
75 | 3.8661 | 1.7691 | -3.8646 | -1.7703 | 0.0014602 | -0.0012717 | 0.12323 | 0.12325 | 0.12325 | 0.99594 | -0.10647 | 0.99558 | -0.10359 | 56.0249
76 | 0.11796 | 0.051803 | -0.11795 | -0.055631 | 3.0513e-06 | -0.0038287 | 0.0037355 | 0.0037815 | 0.0037815 | 0.99558 | -0.10359 | 0.99556 | -0.10339 | 1.7189
77 | 3.7467 | 1.7185 | -3.7433 | -1.7217 | 0.0033596 | -0.0031673 | 0.11952 | 0.11957 | 0.11957 | 0.99558 | -0.10359 | 0.99475 | -0.096682 | 54.35
78 | -4.4548 | -2.0432 | 4.4551 | 2.037 | 0.00031276 | -0.0061524 | 0.14196 | 0.14188 | 0.14196 | 0.9966 | -0.089633 | 0.99669 | -0.088104 | 16.86
79 | -0.11795 | -0.057127 | 0.11795 | 0.055631 | 1.2128e-06 | -0.0014957 | 0.0038003 | 0.0037815 | 0.0038003 | 0.99555 | -0.10331 | 0.99556 | -0.10339 | 1.7274
80 | 3.6015 | 1.6531 | -3.5968 | -1.6504 | 0.004714 | 0.0027167 | 0.115 | 0.115 | 0.115 | 0.99475 | -0.096682 | 0.99336 | -0.10706 | 54.7635
81 | 0.14177 | 0.068597 | -0.14177 | -0.06866 | 2.0305e-06 | -6.3166e-05 | 0.0045704 | 0.0045712 | 0.0045712 | 0.99475 | -0.096682 | 0.99473 | -0.096777 | 2.1768
82 | -0.30687 | -0.14677 | 0.30688 | 0.14557 | 6.7189e-06 | -0.0012029 | 0.0099066 | 0.0098915 | 0.0099066 | 0.99123 | -0.11389 | 0.99125 | -0.11408 | 4.503
83 | -0.07145 | -0.034605 | 0.07145 | 0.033355 | 3.8224e-07 | -0.0012494 | 0.0023193 | 0.0023036 | 0.0023193 | 0.98814 | -0.10501 | 0.98815 | -0.10506 | 1.0542
84 | 0.15386 | 0.06224 | -0.15384 | -0.074385 | 1.683e-05 | -0.012145 | 0.0048487 | 0.0049926 | 0.0049926 | 0.98815 | -0.10506 | 0.98804 | -0.10429 | 2.2694
85 | 1.2505 | 0.55909 | -1.2498 | -0.56643 | 0.00069405 | -0.0073415 | 0.040018 | 0.040108 | 0.040108 | 0.98815 | -0.10506 | 0.98763 | -0.101 | 18.2311
86 | -1.4758 | -0.65469 | 1.477 | 0.64625 | 0.0011138 | -0.0084382 | 0.047167 | 0.047064 | 0.047167 | 0.98815 | -0.10506 | 0.98885 | -0.11027 | 21.4395
87 | 0.15384 | 0.074385 | -0.15384 | -0.074507 | 4.7492e-06 | -0.00012161 | 0.0049926 | 0.0049942 | 0.0049942 | 0.98804 | -0.10429 | 0.98801 | -0.10449 | 2.3782
88 | 1.0944 | 0.49939 | -1.094 | -0.50475 | 0.00038914 | -0.0053636 | 0.03516 | 0.035227 | 0.035227 | 0.98763 | -0.101 | 0.9873 | -0.098267 | 16.0124
89 | 0.15547 | 0.067042 | -0.15546 | -0.075138 | 1.1593e-05 | -0.0080957 | 0.0049488 | 0.0050473 | 0.0050473 | 0.98763 | -0.101 | 0.98756 | -0.10043 | 2.2942
90 | -1.5939 | -0.7028 | 1.595 | 0.69589 | 0.0010661 | -0.0069097 | 0.050854 | 0.050769 | 0.050854 | 0.98885 | -0.11027 | 0.98948 | -0.11483 | 23.1153
91 | 0.11696 | 0.056555 | -0.11696 | -0.056646 | 2.023e-06 | -9.0847e-05 | 0.0037927 | 0.0037938 | 0.0037938 | 0.98885 | -0.11027 | 0.98883 | -0.11038 | 1.8066
92 | 0.15546 | 0.075138 | -0.15545 | -0.07529 | 6.1051e-06 | -0.00015271 | 0.0050473 | 0.0050492 | 0.0050492 | 0.98756 | -0.10043 | 0.98752 | -0.10069 | 2.4044
93 | 0.083129 | 0.039673 | -0.083129 | -0.040261 | 2.4551e-07 | -0.00058839 | 0.0026932 | 0.0027007 | 0.0027007 | 0.9873 | -0.098267 | 0.9873 | -0.098242 | 1.2276
94 | 0.72314 | 0.32585 | -0.7231 | -0.32588 | 4.5403e-05 | -2.6691e-05 | 0.023191 | 0.023192 | 0.023192 | 0.9873 | -0.098267 | 0.98723 | -0.098793 | 11.0438
95 | 0.13614 | 0.065819 | -0.13614 | -0.065934 | 3.4812e-06 | -0.00011408 | 0.0044214 | 0.0044228 | 0.0044228 | 0.9873 | -0.098267 | 0.98727 | -0.098436 | 2.1061
96 | -1.595 | -0.69589 | 1.5953 | 0.69407 | 0.00028097 | -0.0018266 | 0.050769 | 0.050747 | 0.050769 | 0.98948 | -0.11483 | 0.98964 | -0.11601 | 23.0768
97 | 0.075977 | 0.035691 | -0.075977 | -0.036797 | 3.8102e-07 | -0.0011068 | 0.0024486 | 0.0024625 | 0.0024625 | 0.98964 | -0.11601 | 0.98964 | -0.11597 | 1.1193
98 | -1.8303 | -0.8068 | 1.8306 | 0.80691 | 0.00025331 | 0.00010983 | 0.058346 | 0.058346 | 0.058346 | 0.98964 | -0.11601 | 0.98979 | -0.11478 | 27.7839
99 | 0.58053 | 0.25683 | -0.58051 | -0.25756 | 1.4456e-05 | -0.00072668 | 0.018562 | 0.018571 | 0.018571 | 0.98723 | -0.098793 | 0.98721 | -0.098618 | 8.4413
100 | -1.9852 | -0.8818 | 1.9854 | 0.881 | 0.00019708 | -0.00080208 | 0.063354 | 0.063343 | 0.063354 | 0.98979 | -0.11478 | 0.98988 | -0.11548 | 28.7971
101 | -3.4664 | -1.587 | 3.4692 | 1.5886 | 0.0027862 | 0.0015955 | 0.11088 | 0.11088 | 0.11088 | 0.99251 | -0.11347 | 0.99336 | -0.10706 | 52.8022
102 | 3.311 | 1.5117 | -3.3099 | -1.5111 | 0.0010971 | 0.00062258 | 0.10586 | 0.10586 | 0.10586 | 0.99251 | -0.11347 | 0.99216 | -0.11614 | 50.4114
103 | 3.1464 | 1.4319 | -3.1462 | -1.4322 | 0.00018642 | -0.0002691 | 0.10058 | 0.10058 | 0.10058 | 0.99216 | -0.11614 | 0.99211 | -0.1157 | 45.7201
104 | 3.1462 | 1.4322 | -3.1445 | -1.4347 | 0.0017477 | -0.0025198 | 0.10058 | 0.10062 | 0.10062 | 0.99211 | -0.1157 | 0.99159 | -0.1115 | 45.7368
105 | 3.1445 | 1.4347 | -3.1435 | -1.4341 | 0.0010034 | 0.00056322 | 0.10062 | 0.10062 | 0.10062 | 0.99159 | -0.1115 | 0.99125 | -0.11408 | 47.9151
106 | 2.7686 | 1.2556 | -2.7676 | -1.2551 | 0.00092737 | 0.000503 | 0.088532 | 0.088533 | 0.088533 | 0.99125 | -0.11408 | 0.9909 | -0.11683 | 42.1584
107 | -0.14914 | -0.071558 | 0.14914 | 0.069973 | 2.0391e-06 | -0.0015847 | 0.0047907 | 0.004771 | 0.0047907 | 0.99678 | -0.083434 | 0.99679 | -0.083548 | 2.1776
108 | 0.14914 | 0.071558 | -0.14914 | -0.072232 | 8.7268e-07 | -0.00067421 | 0.0047907 | 0.0047992 | 0.0047992 | 0.99678 | -0.083434 | 0.99677 | -0.083384 | 2.1815
109 | -0.14914 | -0.069973 | 0.14914 | 0.069797 | 2.256e-07 | -0.00017612 | 0.004771 | 0.0047689 | 0.004771 | 0.99679 | -0.083548 | 0.99679 | -0.08356 | 2.1687
110 | 2.4514 | 1.1036 | -2.4511 | -1.1045 | 0.00034108 | -0.00087298 | 0.078361 | 0.078372 | 0.078372 | 0.99038 | -0.11739 | 0.99025 | -0.11637 | 35.6238
111 | -2.6077 | -1.1793 | 2.6084 | 1.1797 | 0.00072874 | 0.00038762 | 0.083421 | 0.08342 | 0.083421 | 0.99038 | -0.11739 | 0.99068 | -0.11508 | 39.7241
112 | 2.4511 | 1.1045 | -2.4509 | -1.1049 | 0.00015054 | -0.00038513 | 0.078372 | 0.078378 | 0.078378 | 0.99025 | -0.11637 | 0.99019 | -0.11592 | 35.6262
113 | -2.6084 | -1.1797 | 2.609 | 1.1785 | 0.00052622 | -0.0011717 | 0.08342 | 0.083404 | 0.08342 | 0.99068 | -0.11508 | 0.99087 | -0.11657 | 37.9181
114 | 2.4509 | 1.1049 | -2.4505 | -1.106 | 0.00045139 | -0.0011541 | 0.078378 | 0.078393 | 0.078393 | 0.99019 | -0.11592 | 0.99002 | -0.11457 | 35.6332
115 | -2.609 | -1.1785 | 2.6091 | 1.1783 | 9.237e-05 | -0.00020578 | 0.083404 | 0.083401 | 0.083404 | 0.99087 | -0.11657 | 0.9909 | -0.11683 | 37.9109
116 | 0.31209 | 0.15109 | -0.31209 | -0.15112 | 4.8647e-06 | -2.8205e-05 | 0.01011 | 0.010111 | 0.010111 | 0.99002 | -0.11457 | 0.99001 | -0.11467 | 4.8147
117 | 1.9857 | 0.88097 | -1.9854 | -0.88086 | 0.00023389 | 0.00010822 | 0.063341 | 0.063342 | 0.063342 | 0.99002 | -0.11457 | 0.9899 | -0.1156 | 30.1627
118 | 0.15295 | 0.074042 | -0.15295 | -0.074076 | 1.2997e-06 | -3.3948e-05 | 0.0049549 | 0.0049553 | 0.0049553 | 0.99001 | -0.11467 | 0.99 | -0.11473 | 2.3597
119 | 1.9854 | 0.88086 | -1.9854 | -0.881 | 3.3595e-05 | -0.00013677 | 0.063342 | 0.063343 | 0.063343 | 0.9899 | -0.1156 | 0.98988 | -0.11548 | 28.7925
120 | -0.21894 | -0.1036 | 0.21894 | 0.10303 | 1.5906e-06 | -0.00057456 | 0.0070147 | 0.0070076 | 0.0070147 | 0.99679 | -0.08356 | 0.9968 | -0.08362 | 3.1885
121 | -0.21894 | -0.10303 | 0.21894 | 0.10212 | 2.5054e-06 | -0.00090737 | 0.0070076 | 0.0069964 | 0.0070076 | 0.9968 | -0.08362 | 0.99681 | -0.083712 | 3.1853
122 | -0.11407 | -0.055246 | 0.11407 | 0.054732 | 3.8947e-07 | -0.00051381 | 0.0036718 | 0.0036653 | 0.0036718 | 0.99645 | -0.095498 | 0.99646 | -0.095527 | 1.669
123 | -4.1556 | -1.6268 | 4.1564 | 1.6276 | 0.00074798 | 0.00076011 | 0.12929 | 0.12928 | 0.12929 | 0.99646 | -0.095527 | 0.9967 | -0.086083 | 15.7665
124 | -4.3492 | -1.721 | 4.3493 | 1.7188 | 0.00010061 | -0.0021819 | 0.13547 | 0.13544 | 0.13547 | 0.9967 | -0.086083 | 0.99673 | -0.085484 | 16.0889
125 | -4.3493 | -1.7188 | 4.3495 | 1.713 | 0.00026634 | -0.0057806 | 0.13544 | 0.13538 | 0.13544 | 0.99673 | -0.085484 | 0.9968 | -0.083894 | 16.0861
126 | -0.13647 | -0.066094 | 0.13647 | 0.064078 | 2.1764e-06 | -0.0020156 | 0.0043918 | 0.0043666 | 0.0043918 | 0.99667 | -0.087969 | 0.99669 | -0.088104 | 1.9963
127 | -4.5915 | -2.1011 | 4.5919 | 2.0953 | 0.00031546 | -0.005831 | 0.14625 | 0.14618 | 0.14625 | 0.99669 | -0.088104 | 0.99677 | -0.086602 | 17.3693
128 | -4.6997 | -2.146 | 4.7001 | 2.1403 | 0.00032431 | -0.0057144 | 0.14963 | 0.14956 | 0.14963 | 0.99677 | -0.086602 | 0.99685 | -0.08509 | 17.7706
129 | 0.10789 | 0.050735 | -0.10789 | -0.052251 | 1.0234e-06 | -0.0015168 | 0.0034528 | 0.0034717 | 0.0034717 | 0.99677 | -0.086602 | 0.99676 | -0.086522 | 1.578
130 | -4.9825 | -2.2771 | 4.9838 | 2.2786 | 0.0012869 | 0.001494 | 0.15864 | 0.15864 | 0.15864 | 0.99685 | -0.08509 | 0.9972 | -0.072964 | 19.3465
131 | -5.0502 | -2.3108 | 5.0512 | 2.3118 | 0.00091296 | 0.0010666 | 0.16077 | 0.16077 | 0.16077 | 0.9972 | -0.072964 | 0.99745 | -0.064485 | 19.6066
132 | 4.4245 | 1.7487 | -4.4245 | -1.7493 | 3.1061e-05 | -0.00065025 | 0.13778 | 0.13779 | 0.13779 | 0.99681 | -0.083712 | 0.9968 | -0.083894 | 16.364
133 | -4.6435 | -1.8508 | 4.6445 | 1.852 | 0.00108 | 0.0011916 | 0.14476 | 0.14476 | 0.14476 | 0.99681 | -0.083712 | 0.99712 | -0.07165 | 17.654
134 | -4.7711 | -1.9001 | 4.7712 | 1.8988 | 7.3466e-05 | -0.0013133 | 0.14865 | 0.14864 | 0.14865 | 0.9973 | -0.067877 | 0.99731 | -0.067481 | 17.6548
135 | 4.6452 | 1.8391 | -4.6449 | -1.8451 | 0.00031784 | -0.0060158 | 0.14461 | 0.14468 | 0.14468 | 0.9973 | -0.067877 | 0.99721 | -0.069643 | 17.1831
136 | -4.7712 | -1.8988 | 4.7718 | 1.8888 | 0.00055416 | -0.0099164 | 0.14864 | 0.14853 | 0.14864 | 0.99731 | -0.067481 | 0.99745 | -0.064485 | 17.653
137 | 4.6449 | 1.8451 | -4.6445 | -1.852 | 0.0003624 | -0.0068506 | 0.14468 | 0.14476 | 0.14476 | 0.99721 | -0.069643 | 0.99712 | -0.07165 | 17.1922
138 | -9.8229 | -4.2007 | 9.824 | 4.1969 | 0.0011008 | -0.003774 | 0.30919 | 0.30914 | 0.30919 | 0.99745 | -0.064485 | 0.99758 | -0.061821 | 36.7212
139 | -9.824 | -4.1969 | 9.827 | 4.201 | 0.0029563 | 0.0040565 | 0.30914 | 0.30914 | 0.30914 | 0.99758 | -0.061821 | 0.99799 | -0.046946 | 37.6997
140 | -9.9394 | -4.2554 | 9.9426 | 4.2598 | 0.003168 | 0.0043523 | 0.31275 | 0.31274 | 0.31275 | 0.99799 | -0.046946 | 0.99843 | -0.031216 | 38.1397
141 | -13.3246 | -5.7978 | 13.3407 | 5.7745 | 0.016105 | -0.023281 | 0.42014 | 0.41971 | 0.42014 | 0.99843 | -0.031216 | 0.99985 | -0.0030247 | 49.8983
142 | -13.3407 | -5.7745 | 13.3424 | 5.772 | 0.001723 | -0.0025019 | 0.41971 | 0.41966 | 0.41971 | 0.99985 | -0.0030247 | 1 | 0 | 49.8463
143 | 0.44599 | 0.20411 | -0.44598 | -0.20514 | 1.1966e-05 | -0.0010314 | 0.014266 | 0.014278 | 0.014278 | 0.9925 | -0.011523 | 0.99247 | -0.011317 | 6.4902
144 | 0.30601 | 0.13748 | -0.30598 | -0.14303 | 3.0255e-05 | -0.00555 | 0.0097578 | 0.0098252 | 0.0098252 | 0.99247 | -0.011317 | 0.99238 | -0.01056 | 4.466
145 | 0.13996 | 0.067659 | -0.13996 | -0.067786 | 4.0107e-06 | -0.0001269 | 0.0045218 | 0.0045234 | 0.0045234 | 0.99247 | -0.011317 | 0.99244 | -0.011506 | 2.154
146 | 0.10938 | 0.052538 | -0.10938 | -0.052976 | 3.1039e-07 | -0.00043799 | 0.0035299 | 0.0035354 | 0.0035354 | 0.99238 | -0.01056 | 0.99238 | -0.010535 | 1.607
147 | 0.1966 | 0.090491 | -0.1965 | -0.092088 | 0.00010005 | -0.0015967 | 0.0062957 | 0.006316 | 0.006316 | 0.99238 | -0.01056 | 0.99184 | -0.014444 | 3.0076
148 | 0.11147 | 0.050907 | -0.11145 | -0.051936 | 2.0187e-05 | -0.0010294 | 0.0035667 | 0.0035794 | 0.0035794 | 0.99184 | -0.014444 | 0.99165 | -0.015856 | 1.7045
149 | 0.11145 | 0.051936 | -0.11145 | -0.053978 | 1.4984e-06 | -0.0020419 | 0.0035794 | 0.0036049 | 0.0036049 | 0.99165 | -0.015856 | 0.99164 | -0.015744 | 1.6386
150 | 0.53341 | 0.25732 | -0.53339 | -0.25833 | 1.689e-05 | -0.0010123 | 0.017161 | 0.017173 | 0.017173 | 0.99625 | -0.013668 | 0.99623 | -0.013393 | 7.8061
151 | -0.93343 | -0.4336 | 0.93362 | 0.42994 | 0.000186 | -0.0036633 | 0.029823 | 0.029778 | 0.029823 | 0.99625 | -0.013668 | 0.99644 | -0.015228 | 13.5559
152 | 0.16116 | 0.074694 | -0.16115 | -0.078049 | 5.0461e-06 | -0.0033553 | 0.0051459 | 0.0051875 | 0.0051875 | 0.99644 | -0.015228 | 0.99641 | -0.014968 | 2.358
153 | 1.7648 | 0.79672 | -1.7645 | -0.79849 | 0.00033008 | -0.0017638 | 0.056096 | 0.056118 | 0.056118 | 0.99644 | -0.015228 | 0.99626 | -0.013845 | 25.5081
154 | -0.33301 | -0.1446 | 0.33304 | 0.14033 | 2.7589e-05 | -0.0042766 | 0.010618 | 0.010568 | 0.010618 | 0.98708 | -0.097723 | 0.98715 | -0.098249 | 4.8262
155 | 0.096611 | 0.043942 | -0.09661 | -0.04679 | 1.5946e-06 | -0.0028479 | 0.0031049 | 0.0031403 | 0.0031403 | 0.98678 | -0.099107 | 0.98676 | -0.098973 | 1.4274
156 | -0.33304 | -0.14033 | 0.33305 | 0.13898 | 8.6217e-06 | -0.0013447 | 0.010568 | 0.010553 | 0.010568 | 0.98715 | -0.098249 | 0.98718 | -0.098404 | 4.8038
157 | -0.40605 | -0.17434 | 0.40606 | 0.1737 | 6.1136e-06 | -0.00063669 | 0.012922 | 0.012915 | 0.012922 | 0.98718 | -0.098404 | 0.98719 | -0.0985 | 5.8737
158 | -0.47633 | -0.20773 | 0.47634 | 0.2071 | 8.3856e-06 | -0.00063079 | 0.015196 | 0.015188 | 0.015196 | 0.98719 | -0.0985 | 0.98721 | -0.098618 | 6.9072
159 | -0.13064 | -0.06327 | 0.13064 | 0.062226 | 1.0813e-06 | -0.0010439 | 0.0042498 | 0.0042365 | 0.0042498 | 0.98598 | -0.61248 | 0.98599 | -0.61255 | 1.9317
160 | -0.57394 | -0.21858 | 0.57402 | 0.17124 | 7.5475e-05 | -0.04734 | 0.017981 | 0.017535 | 0.017981 | 0.98599 | -0.61255 | 0.98613 | -0.61104 | 2.8184
161 | 0.44331 | 0.15635 | -0.44328 | -0.18158 | 2.4639e-05 | -0.025231 | 0.013763 | 0.014026 | 0.014026 | 0.98599 | -0.61255 | 0.98593 | -0.61305 | 2.1984
162 | -1.405 | -0.53776 | 1.4051 | 0.5272 | 0.00010393 | -0.010565 | 0.04404 | 0.04393 | 0.04404 | 0.98613 | -0.61104 | 0.9862 | -0.61036 | 6.9028
163 | 0.83101 | 0.36652 | -0.83047 | -0.36692 | 0.00053639 | -0.00039528 | 0.026588 | 0.0266 | 0.0266 | 0.98613 | -0.61104 | 0.98532 | -0.63278 | 7.5999
164 | 0.44328 | 0.18158 | -0.44327 | -0.18177 | 1.1516e-05 | -0.00018932 | 0.014026 | 0.014028 | 0.014028 | 0.98593 | -0.61305 | 0.98588 | -0.61596 | 2.1749
165 | -1.4834 | -0.56513 | 1.4835 | 0.56424 | 9.8243e-06 | -0.0008945 | 0.046467 | 0.046457 | 0.046467 | 0.9862 | -0.61036 | 0.98621 | -0.6103 | 7.2832
166 | 0.67686 | 0.29252 | -0.67686 | -0.29275 | 5.9962e-06 | -0.00022128 | 0.021603 | 0.021606 | 0.021606 | 0.98532 | -0.63278 | 0.98532 | -0.63273 | 9.8207
167 | 0.35871 | 0.14082 | -0.3587 | -0.14284 | 3.7477e-06 | -0.0020255 | 0.011284 | 0.011305 | 0.011305 | 0.98588 | -0.61596 | 0.98587 | -0.61613 | 3.123
168 | -1.4835 | -0.56424 | 1.4844 | 0.56516 | 0.00097688 | 0.00091974 | 0.046457 | 0.04644 | 0.046457 | 0.98621 | -0.6103 | 0.98736 | -0.53424 | 7.2027
169 | 0.67686 | 0.29275 | -0.67669 | -0.29888 | 0.00016683 | -0.0061336 | 0.021606 | 0.021678 | 0.021678 | 0.98532 | -0.63273 | 0.98509 | -0.63106 | 9.8537
170 | 0.15659 | 0.074182 | -0.15659 | -0.075839 | 2.4734e-06 | -0.0016573 | 0.0050777 | 0.0050987 | 0.0050987 | 0.98509 | -0.63106 | 0.98507 | -0.63093 | 2.3176
171 | 0.5201 | 0.2247 | -0.51999 | -0.23132 | 0.00010622 | -0.0066236 | 0.016603 | 0.016681 | 0.016681 | 0.98509 | -0.63106 | 0.98489 | -0.62967 | 7.5823
172 | 0.1728 | 0.075554 | -0.1728 | -0.077591 | 3.6063e-06 | -0.0020375 | 0.0055278 | 0.005552 | 0.005552 | 0.98489 | -0.62967 | 0.98488 | -0.62952 | 2.5236
173 | 0.21471 | 0.091632 | -0.21468 | -0.10225 | 2.9196e-05 | -0.010614 | 0.0068422 | 0.0069703 | 0.0069703 | 0.98489 | -0.62967 | 0.98477 | -0.62867 | 3.1683
174 | 0.13249 | 0.064135 | -0.13249 | -0.064166 | 8.8403e-07 | -3.0313e-05 | 0.0043143 | 0.0043147 | 0.0043147 | 0.98489 | -0.62967 | 0.98489 | -0.62971 | 2.0546
175 | 0.1728 | 0.077591 | -0.17279 | -0.07954 | 3.4802e-06 | -0.0019493 | 0.005552 | 0.0055757 | 0.0055757 | 0.98488 | -0.62952 | 0.98486 | -0.62937 | 2.5344
176 | 0.10301 | 0.049829 | -0.10301 | -0.049892 | 1.0971e-06 | -6.2652e-05 | 0.0033545 | 0.0033553 | 0.0033553 | 0.98477 | -0.62867 | 0.98476 | -0.62874 | 1.5978
177 | 0.11166 | 0.052417 | -0.11165 | -0.052879 | 9.4407e-06 | -0.00046245 | 0.0036159 | 0.0036218 | 0.0036218 | 0.98477 | -0.62867 | 0.98468 | -0.62928 | 1.7247
178 | 0.080582 | 0.03488 | -0.080582 | -0.035671 | 3.0315e-07 | -0.00079093 | 0.0025738 | 0.0025831 | 0.0025831 | 0.98486 | -0.62937 | 0.98485 | -0.62935 | 1.1741
179 | 0.11165 | 0.052879 | -0.11165 | -0.054075 | 9.0866e-07 | -0.001196 | 0.0036218 | 0.003637 | 0.003637 | 0.98468 | -0.62928 | 0.98467 | -0.62921 | 1.6532
180 | 0.080582 | 0.035671 | -0.080582 | -0.036501 | 3.2047e-07 | -0.00082991 | 0.0025831 | 0.002593 | 0.002593 | 0.98485 | -0.62935 | 0.98485 | -0.62932 | 1.1786
181 | 0.080582 | 0.036501 | -0.080581 | -0.039027 | 9.9088e-07 | -0.0025259 | 0.002593 | 0.0026244 | 0.0026244 | 0.98485 | -0.62932 | 0.98484 | -0.62922 | 1.1929
182 | 0.14268 | 0.067266 | -0.14261 | -0.069071 | 6.0716e-05 | -0.0018054 | 0.0046187 | 0.004642 | 0.004642 | 0.98587 | -0.61613 | 0.98543 | -0.61908 | 2.2105
183 | 0.21603 | 0.075577 | -0.21597 | -0.07724 | 5.8565e-05 | -0.0016631 | 0.0067015 | 0.0067184 | 0.0067184 | 0.98587 | -0.61613 | 0.98554 | -0.62704 | 1.9195
184 | 0.21597 | 0.07724 | -0.21597 | -0.078642 | 3.6521e-06 | -0.0014015 | 0.0067184 | 0.0067323 | 0.0067323 | 0.98554 | -0.62704 | 0.98552 | -0.62698 | 3.0601
185 | -0.099599 | -0.048238 | 0.099603 | 0.048 | 3.8905e-06 | -0.00023861 | 0.0032421 | 0.003239 | 0.0032421 | 0.98538 | -0.62689 | 0.98542 | -0.62663 | 1.5438
186 | -0.16566 | -0.065704 | 0.16567 | 0.057672 | 1.2406e-05 | -0.0080316 | 0.0052206 | 0.0051385 | 0.0052206 | 0.98542 | -0.62663 | 0.98549 | -0.62692 | 2.373
187 | 0.066053 | 0.017704 | -0.06605 | -0.031039 | 3.2668e-06 | -0.013335 | 0.0020033 | 0.002138 | 0.002138 | 0.98542 | -0.62663 | 0.98537 | -0.62645 | 0.97183
188 | -0.16567 | -0.057672 | 0.16567 | 0.054285 | 5.1195e-06 | -0.0033875 | 0.0051385 | 0.0051067 | 0.0051385 | 0.98549 | -0.62692 | 0.98552 | -0.62698 | 2.3357
189 | 0.06605 | 0.031039 | -0.06605 | -0.031989 | 2.5155e-07 | -0.00095023 | 0.002138 | 0.00215 | 0.00215 | 0.98537 | -0.62645 | 0.98537 | -0.62642 | 0.97728
190 | -0.11528 | -0.055833 | 0.11528 | 0.055256 | 4.6357e-07 | -0.00057703 | 0.0037454 | 0.0037381 | 0.0037454 | 0.98724 | -0.53359 | 0.98725 | -0.53363 | 1.7025
191 | -0.11528 | -0.055256 | 0.11529 | 0.037113 | 1.3726e-05 | -0.018143 | 0.0037381 | 0.0035412 | 0.0037381 | 0.98725 | -0.53363 | 0.98736 | -0.53424 | 1.6991
192 | -1.5997 | -0.60227 | 1.6 | 0.60255 | 0.0002402 | 0.00028277 | 0.049976 | 0.049973 | 0.049976 | 0.98736 | -0.53424 | 0.98762 | -0.51681 | 7.7483
193 | -1.7125 | -0.65707 | 1.7125 | 0.65645 | 9.0019e-06 | -0.00061613 | 0.053614 | 0.053608 | 0.053614 | 0.98762 | -0.51681 | 0.98763 | -0.51677 | 8.4035
194 | -1.7125 | -0.65645 | 1.7139 | 0.65838 | 0.0014009 | 0.0019228 | 0.053608 | 0.053589 | 0.053608 | 0.98763 | -0.51677 | 0.98906 | -0.42262 | 8.3113
195 | 0.5474 | 0.22948 | -0.54734 | -0.23337 | 6.7304e-05 | -0.0038929 | 0.017324 | 0.017369 | 0.017369 | 0.98906 | -0.42262 | 0.98894 | -0.42187 | 7.8948
196 | -2.3528 | -0.93215 | 2.3529 | 0.92872 | 9.5611e-05 | -0.0034338 | 0.073865 | 0.073827 | 0.073865 | 0.98906 | -0.42262 | 0.9891 | -0.42228 | 11.5776
197 | 2.4364 | 0.94144 | -2.4363 | -0.94329 | 5.471e-05 | -0.0018441 | 0.076205 | 0.076225 | 0.076225 | 0.98944 | -0.41949 | 0.98941 | -0.41969 | 11.9475
198 | 2.3536 | 0.90323 | -2.3535 | -0.9068 | 9.8478e-05 | -0.0035659 | 0.073553 | 0.073591 | 0.073591 | 0.98941 | -0.41969 | 0.98937 | -0.42006 | 11.5347
199 | 2.3535 | 0.9068 | -2.3529 | -0.92872 | 0.0006079 | -0.021922 | 0.073591 | 0.073827 | 0.073827 | 0.98937 | -0.42006 | 0.9891 | -0.42228 | 11.5717
200 | 0.54734 | 0.23337 | -0.54726 | -0.23777 | 7.6567e-05 | -0.0044033 | 0.017369 | 0.01742 | 0.01742 | 0.98894 | -0.42187 | 0.98881 | -0.42096 | 7.918
201 | -0.12984 | -0.062886 | 0.12985 | 0.053143 | 9.6434e-06 | -0.0097431 | 0.0042159 | 0.0040998 | 0.0042159 | 0.98786 | -0.4255 | 0.98793 | -0.42604 | 1.9163
202 | -0.12985 | -0.053143 | 0.12992 | 0.050507 | 6.8328e-05 | -0.0026363 | 0.0040998 | 0.0040708 | 0.0040998 | 0.98793 | -0.42604 | 0.98849 | -0.42012 | 1.9523
203 | 0.099834 | 0.048207 | -0.099832 | -0.048351 | 2.3177e-06 | -0.00014322 | 0.0032376 | 0.0032395 | 0.0032395 | 0.98849 | -0.42012 | 0.98847 | -0.42028 | 1.5426
204 | -0.22976 | -0.098714 | 0.22977 | 0.093772 | 1.4979e-05 | -0.0049423 | 0.0073028 | 0.007247 | 0.0073028 | 0.98849 | -0.42012 | 0.98855 | -0.42051 | 3.3194
205 | 0.3886 | 0.16097 | -0.38859 | -0.16102 | 1.391e-05 | -5.1704e-05 | 0.01228 | 0.012281 | 0.012281 | 0.98877 | -0.42131 | 0.98873 | -0.42168 | 5.848
206 | -0.54724 | -0.2378 | 0.54726 | 0.23777 | 2.0602e-05 | -3.1572e-05 | 0.01742 | 0.01742 | 0.01742 | 0.98877 | -0.42131 | 0.98881 | -0.42096 | 8.2953
207 | 0.38859 | 0.16102 | -0.38851 | -0.16938 | 7.2886e-05 | -0.0083615 | 0.012281 | 0.012377 | 0.012377 | 0.98873 | -0.42168 | 0.98855 | -0.42051 | 5.6257
208 | 0.15874 | 0.075611 | -0.15874 | -0.076882 | 1.9232e-06 | -0.0012704 | 0.0051346 | 0.0051506 | 0.0051506 | 0.98855 | -0.42051 | 0.98854 | -0.42041 | 2.3412

## res_trafo
| p_hv_mw | q_hv_mvar | p_lv_mw | q_lv_mvar | pl_mw | ql_mvar | i_hv_ka | i_lv_ka | vm_hv_pu | va_hv_degree | vm_lv_pu | va_lv_degree | loading_percent
0 | 2.6518e-14 | 1.7507e-14 | 0.013999 | 0.0105 | 0.013999 | 0.0105 | 1.6678e-16 | 0.00050517 | 0.99997 | 149.9981 | 1 | 0 | 0.069998

## res_ext_grid
| p_mw | q_mvar
0 | 13.4623 | 5.8338

## res_load
| p_mw | q_mvar
0 | 0.2373 | 0.11493
1 | 0.071144 | 0.034456
2 | 0.083963 | 0.040665
3 | 0.15596 | 0.075535
4 | 0.075266 | 0.036453
5 | 0.15224 | 0.073731
6 | 0.068346 | 0.033101
7 | 0.083281 | 0.040335
8 | 0.064995 | 0.031478
9 | 0.16259 | 0.078747
10 | 0.16213 | 0.078522
11 | 0.14501 | 0.070231
12 | 0.21613 | 0.10468
13 | 0.13389 | 0.064844
14 | 0.11571 | 0.056041
15 | 0.1612 | 0.078073
16 | 0.13682 | 0.066267
17 | 0.060101 | 0.029108
18 | 0.11981 | 0.058027
19 | 0.14852 | 0.071932
20 | 0.12456 | 0.060327
21 | 0.07507 | 0.036358
22 | 0.087419 | 0.042339
23 | 0.14611 | 0.070766
24 | 0.12217 | 0.059168
25 | 0.094962 | 0.045992
26 | 0.14332 | 0.069412
27 | 0.16276 | 0.078826
28 | 0.068772 | 0.033308
29 | 0.10361 | 0.050181
30 | 0.14089 | 0.068238
31 | 0.12977 | 0.062851
32 | 0.11795 | 0.057127
33 | 0.14411 | 0.069797
34 | 0.07145 | 0.034605
35 | 0.15384 | 0.074507
36 | 0.15545 | 0.07529
37 | 0.15157 | 0.073408
38 | 0.11696 | 0.056646
39 | 0.15907 | 0.077041
40 | 0.083129 | 0.040261
41 | 0.14257 | 0.06905
42 | 0.13614 | 0.065934
43 | 0.075977 | 0.036797
44 | 0.15463 | 0.07489
45 | 0.15542 | 0.075276
46 | 0.12764 | 0.06182
47 | 0.16347 | 0.079174
48 | 0.14177 | 0.06866
49 | 0.068007 | 0.032937
50 | 0.14914 | 0.072232
51 | 0.15629 | 0.075696
52 | 0.15858 | 0.076804
53 | 0.15273 | 0.073969
54 | 0.15914 | 0.077074
55 | 0.069797 | 0.033804
56 | 0.11407 | 0.055246
57 | 0.19282 | 0.093387
58 | 0.13647 | 0.066094
59 | 0.28243 | 0.13679
60 | 0.10789 | 0.052251
61 | 0.066456 | 0.032186
62 | 0.12591 | 0.060983
63 | 0.11245 | 0.054464
64 | 0.074941 | 0.036296
65 | 0.097753 | 0.047344
66 | 0.13996 | 0.067786
67 | 0.10938 | 0.052976
68 | 0.085028 | 0.041181
69 | 0.11915 | 0.057709
70 | 0.11405 | 0.055235
71 | 0.11863 | 0.057456
72 | 0.30651 | 0.14845
73 | 0.10584 | 0.051263
74 | 0.16115 | 0.078049
75 | 0.53339 | 0.25833
76 | 0.15295 | 0.074076
77 | 0.11145 | 0.053978
78 | 0.09661 | 0.04679
79 | 0.073001 | 0.035356
80 | 0.07027 | 0.034033
81 | 0.10418 | 0.050454
82 | 0.13064 | 0.06327
83 | 0.078319 | 0.037932
84 | 0.15361 | 0.074395
85 | 0.084563 | 0.040956
86 | 0.15659 | 0.075839
87 | 0.13249 | 0.064166
88 | 0.092212 | 0.04466
89 | 0.10301 | 0.049892
90 | 0.080581 | 0.039027
91 | 0.11165 | 0.054075
92 | 0.14261 | 0.069071
93 | 0.099599 | 0.048238
94 | 0.050291 | 0.024357
95 | 0.06605 | 0.031989
96 | 0.11528 | 0.055833
97 | 0.11257 | 0.054518
98 | 0.091474 | 0.044303
99 | 0.082702 | 0.040055
100 | 0.12984 | 0.062886
101 | 0.15864 | 0.076833
102 | 0.099832 | 0.048351
103 | 0.15874 | 0.076882
104 | 0.09255 | 0.044824

## dtypes
| element | column | dtype
0 | bus | name | object
1 | bus | vn_kv | float64
2 | bus | type | object
3 | bus | zone | object
4 | bus | in_service | bool
5 | load | name | object
6 | load | bus | uint32
7 | load | p_mw | float64
8 | load | q_mvar | float64
9 | load | const_z_percent | float64
10 | load | const_i_percent | float64
11 | load | sn_mva | float64
12 | load | scaling | float64
13 | load | in_service | bool
14 | load | type | object
15 | ext_grid | name | object
16 | ext_grid | bus | uint32
17 | ext_grid | vm_pu | float64
18 | ext_grid | va_degree | float64
19 | ext_grid | slack_weight | float64
20 | ext_grid | in_service | bool
21 | line | name | object
22 | line | std_type | object
23 | line | from_bus | uint32
24 | line | to_bus | uint32
25 | line | length_km | float64
26 | line | r_ohm_per_km | float64
27 | line | x_ohm_per_km | float64
28 | line | c_nf_per_km | float64
29 | line | g_us_per_km | float64
30 | line | max_i_ka | float64
31 | line | df | float64
32 | line | parallel | uint32
33 | line | type | object
34 | line | in_service | bool
35 | trafo | name | object
36 | trafo | std_type | object
37 | trafo | hv_bus | uint32
38 | trafo | lv_bus | uint32
39 | trafo | sn_mva | float64
40 | trafo | vn_hv_kv | float64
41 | trafo | vn_lv_kv | float64
42 | trafo | vk_percent | float64
43 | trafo | vkr_percent | float64
44 | trafo | pfe_kw | float64
45 | trafo | i0_percent | float64
46 | trafo | shift_degree | float64
47 | trafo | tap_side | object
48 | trafo | tap_neutral | int32
49 | trafo | tap_min | int32
50 | trafo | tap_max | int32
51 | trafo | tap_step_percent | float64
52 | trafo | tap_step_degree | float64
53 | trafo | tap_pos | int32
54 | trafo | tap_phase_shifter | bool
55 | trafo | parallel | uint32
56 | trafo | df | float64
57 | trafo | in_service | bool
58 | bus_geodata | x | float64
59 | bus_geodata | y | float64
60 | bus_geodata | coords | object
61 | res_bus | vm_pu | float64
62 | res_bus | va_degree | float64
63 | res_bus | p_mw | float64
64 | res_bus | q_mvar | float64
65 | res_line | p_from_mw | float64
66 | res_line | q_from_mvar | float64
67 | res_line | p_to_mw | float64
68 | res_line | q_to_mvar | float64
69 | res_line | pl_mw | float64
70 | res_line | ql_mvar | float64
71 | res_line | i_from_ka | float64
72 | res_line | i_to_ka | float64
73 | res_line | i_ka | float64
74 | res_line | vm_from_pu | float64
75 | res_line | va_from_degree | float64
76 | res_line | vm_to_pu | float64
77 | res_line | va_to_degree | float64
78 | res_line | loading_percent | float64
79 | res_trafo | p_hv_mw | float64
80 | res_trafo | q_hv_mvar | float64
81 | res_trafo | p_lv_mw | float64
82 | res_trafo | q_lv_mvar | float64
83 | res_trafo | pl_mw | float64
84 | res_trafo | ql_mvar | float64
85 | res_trafo | i_hv_ka | float64
86 | res_trafo | i_lv_ka | float64
87 | res_trafo | vm_hv_pu | float64
88 | res_trafo | va_hv_degree | float64
89 | res_trafo | vm_lv_pu | float64
90 | res_trafo | va_lv_degree | float64
91 | res_trafo | loading_percent | float64
92 | res_ext_grid | p_mw | float64
93 | res_ext_grid | q_mvar | float64
94 | res_load | p_mw | float64
95 | res_load | q_mvar | float64

## parameters
| version | format_version | converged | OPF_converged | name | f_hz | sn_mva
0 | 2.14.6 | 2.14.0 | TRUE | FALSE |  | 50 | 1