## bus
| name | vn_kv | type | zone | in_service
0 | bus_MV_345_0_node_0 | 20 | n |  | TRUE
1 | bus_MV_345_0_node_1 | 20 | n |  | TRUE
2 | bus_MV_345_0_node_2 | 20 | n |  | TRUE
3 | bus_MV_345_0_node_43 | 20 | n |  | TRUE
4 | bus_MV_345_0_node_3 | 20 | n |  | TRUE
5 | bus_MV_345_0_node_4 | 20 | n |  | TRUE
6 | bus_MV_345_0_node_206 | 20 | n |  | TRUE
7 | bus_MV_345_0_node_5 | 20 | n |  | TRUE
8 | bus_MV_345_0_node_40 | 20 | n |  | TRUE
9 | bus_MV_345_0_node_37 | 20 | n |  | TRUE
10 | bus_MV_345_0_node_211 | 20 | n |  | TRUE
11 | bus_MV_345_0_node_38 | 20 | n |  | TRUE
12 | bus_MV_345_0_node_39 | 20 | n |  | TRUE
13 | bus_MV_345_0_node_145 | 20 | n |  | TRUE
14 | bus_MV_345_0_node_124 | 20 | n |  | TRUE
15 | bus_MV_345_0_node_41 | 20 | n |  | TRUE
16 | bus_MV_345_0_node_110 | 20 | n |  | TRUE
17 | bus_MV_345_0_node_6 | 20 | n |  | TRUE
18 | bus_MV_345_0_node_7 | 20 | n |  | TRUE
19 | bus_MV_345_0_node_32 | 20 | n |  | TRUE
20 | bus_MV_345_0_node_33 | 20 | n |  | TRUE
21 | bus_MV_345_0_node_8 | 20 | n |  | TRUE
22 | bus_MV_345_0_node_205 | 20 | n |  | TRUE
23 | bus_MV_345_0_node_34 | 20 | n |  | TRUE
24 | bus_MV_345_0_node_30 | 20 | n |  | TRUE
25 | bus_MV_345_0_node_9 | 20 | n |  | TRUE
26 | bus_MV_345_0_node_10 | 20 | n |  | TRUE
27 | bus_MV_345_0_node_11 | 20 | n |  | TRUE
28 | bus_MV_345_0_node_12 | 20 | n |  | TRUE
29 | bus_MV_345_0_node_13 | 20 | n |  | TRUE
30 | bus_MV_345_0_node_14 | 20 | n |  | TRUE
31 | bus_MV_345_0_node_58 | 20 | n |  | TRUE
32 | bus_MV_345_0_node_59 | 20 | n |  | TRUE
33 | bus_MV_345_0_node_24 | 20 | n |  | TRUE
34 | bus_MV_345_0_node_19 | 20 | n |  | TRUE
35 | bus_MV_345_0_node_16 | 20 | n |  | TRUE
36 | bus_MV_345_0_node_27 | 20 | n |  | TRUE
37 | bus_MV_345_0_node_18 | 20 | n |  | TRUE
38 | bus_MV_345_0_node_20 | 20 | n |  | TRUE
39 | bus_MV_345_0_node_17 | 20 | n |  | TRUE
40 | bus_MV_345_0_node_15 | 20 | n |  | TRUE
41 | bus_MV_345_0_node_180 | 20 | n |  | TRUE
42 | bus_MV_345_0_node_169 | 20 | n |  | TRUE
43 | bus_MV_345_0_node_179 | 20 | n |  | TRUE
44 | bus_MV_345_0_node_202 | 20 | n |  | TRUE
45 | bus_MV_345_0_node_203 | 20 | n |  | TRUE
46 | bus_MV_345_0_node_204 | 20 | n |  | TRUE
47 | bus_MV_345_0_node_216 | 20 | n |  | TRUE
48 | bus_MV_345_0_node_22 | 20 | n |  | TRUE
49 | bus_MV_345_0_node_21 | 20 | n |  | TRUE
50 | bus_MV_345_0_node_23 | 20 | n |  | TRUE
51 | bus_MV_345_0_node_25 | 20 | n |  | TRUE
52 | bus_MV_345_0_node_26 | 20 | n |  | TRUE
53 | bus_MV_345_0_node_201 | 20 | n |  | TRUE
54 | bus_MV_345_0_node_28 | 20 | n |  | TRUE
55 | bus_MV_345_0_node_29 | 20 | n |  | TRUE
56 | bus_MV_345_0_node_31 | 20 | n |  | TRUE
57 | bus_MV_345_0_node_35 | 20 | n |  | TRUE
58 | bus_MV_345_0_node_42 | 20 | n |  | TRUE
59 | bus_MV_345_0_node_214 | 20 | n |  | TRUE
60 | bus_MV_345_0_node_36 | 20 | n |  | TRUE
61 | bus_MV_345_0_node_186 | 20 | n |  | TRUE
62 | bus_MV_345_0_node_133 | 20 | n |  | TRUE
63 | bus_MV_345_0_node_125 | 20 | n |  | TRUE
64 | bus_MV_345_0_node_123 | 20 | n |  | TRUE
65 | bus_MV_345_0_node_44 | 20 | n |  | TRUE
66 | bus_MV_345_0_node_46 | 20 | n |  | TRUE
67 | bus_MV_345_0_node_45 | 20 | n |  | TRUE
68 | bus_MV_345_0_node_51 | 20 | n |  | TRUE
69 | bus_MV_345_0_node_154 | 20 | n |  | TRUE
70 | bus_MV_345_0_node_155 | 20 | n |  | TRUE
71 | bus_MV_345_0_node_153 | 20 | n |  | TRUE
72 | bus_MV_345_0_node_48 | 20 | n |  | TRUE
73 | bus_MV_345_0_node_50 | 20 | n |  | TRUE
74 | bus_MV_345_0_node_47 | 20 | n |  | TRUE
75 | bus_MV_345_0_node_53 | 20 | n |  | TRUE
76 | bus_MV_345_0_node_52 | 20 | n |  | TRUE
77 | bus_MV_345_0_node_49 | 20 | n |  | TRUE
78 | bus_MV_345_0_node_170 | 20 | n |  | TRUE
79 | bus_MV_345_0_node_168 | 20 | n |  | TRUE
80 | bus_MV_345_0_node_92 | 20 | n |  | TRUE
81 | bus_MV_345_0_node_88 | 20 | n |  | TRUE
82 | bus_MV_345_0_node_90 | 20 | n |  | TRUE
83 | bus_MV_345_0_node_177 | 20 | n |  | TRUE
84 | bus_MV_345_0_node_200 | 20 | n |  | TRUE
85 | bus_MV_345_0_node_176 | 20 | n |  | TRUE
86 | bus_MV_345_0_node_187 | 20 | n |  | TRUE
87 | bus_MV_345_0_node_173 | 20 | n |  | TRUE
88 | bus_MV_345_0_node_175 | 20 | n |  | TRUE
89 | bus_MV_345_0_node_174 | 20 | n |  | TRUE
90 | bus_MV_345_0_node_178 | 20 | n |  | TRUE
91 | bus_MV_345_0_node_198 | 20 | n |  | TRUE
92 | bus_MV_345_0_node_188 | 20 | n |  | TRUE
93 | bus_MV_345_0_node_199 | 20 | n |  | TRUE
94 | bus_MV_345_0_node_69 | 20 | n |  | TRUE
95 | bus_MV_345_0_node_57 | 20 | n |  | TRUE
96 | bus_MV_345_0_node_181 | 20 | n |  | TRUE
97 | bus_MV_345_0_node_208 | 20 | n |  | TRUE
98 | bus_MV_345_0_node_86 | 20 | n |  | TRUE
99 | bus_MV_345_0_node_87 | 20 | n |  | TRUE
100 | bus_MV_345_0_node_212 | 20 | n |  | TRUE
101 | bus_MV_345_0_node_91 | 20 | n |  | TRUE
102 | bus_MV_345_0_node_85 | 20 | n |  | TRUE
103 | bus_MV_345_0_node_172 | 20 | n |  | TRUE
104 | bus_MV_345_0_node_67 | 20 | n |  | TRUE
105 | bus_MV_345_0_node_54 | 20 | n |  | TRUE
106 | bus_MV_345_0_node_56 | 20 | n |  | TRUE
107 | bus_MV_345_0_node_196 | 20 | n |  | TRUE
108 | bus_MV_345_0_node_55 | 20 | n |  | TRUE
109 | bus_MV_345_0_node_167 | 20 | n |  | TRUE
110 | bus_MV_345_0_node_194 | 20 | n |  | TRUE
111 | bus_MV_345_0_node_197 | 20 | n |  | TRUE
112 | bus_MV_345_0_node_166 | 20 | n |  | TRUE
113 | bus_MV_345_0_node_195 | 20 | n |  | TRUE
114 | bus_MV_345_0_node_193 | 20 | n |  | TRUE
115 | bus_MV_345_0_node_60 | 20 | n |  | TRUE
116 | bus_MV_345_0_node_61 | 20 | n |  | TRUE
117 | bus_MV_345_0_node_62 | 20 | n |  | TRUE
118 | bus_MV_345_0_node_97 | 20 | n |  | TRUE
119 | bus_MV_345_0_node_98 | 20 | n |  | TRUE
120 | bus_MV_345_0_node_99 | 20 | n |  | TRUE
121 | bus_MV_345_0_node_63 | 20 | n |  | TRUE
122 | bus_MV_345_0_node_64 | 20 | n |  | TRUE
123 | bus_MV_345_0_node_65 | 20 | n |  | TRUE
124 | bus_MV_345_0_node_96 | 20 | n |  | TRUE
125 | bus_MV_345_0_node_68 | 20 | n |  | TRUE
126 | bus_MV_345_0_node_66 | 20 | n |  | TRUE
127 | bus_MV_345_0_node_95 | 20 | n |  | TRUE
128 | bus_MV_345_0_node_70 | 20 | n |  | TRUE
129 | bus_MV_345_0_node_94 | 20 | n |  | TRUE
130 | bus_MV_345_0_node_209 | 20 | n |  | TRUE
131 | bus_MV_345_0_node_73 | 20 | n |  | TRUE
132 | bus_MV_345_0_node_78 | 20 | n |  | TRUE
133 | bus_MV_345_0_node_71 | 20 | n |  | TRUE
134 | bus_MV_345_0_node_72 | 20 | n |  | TRUE
135 | bus_MV_345_0_node_74 | 20 | n |  | TRUE
136 | bus_MV_345_0_node_76 | 20 | n |  | TRUE
137 | bus_MV_345_0_node_140 | 20 | n |  | TRUE
138 | bus_MV_345_0_node_75 | 20 | n |  | TRUE
139 | bus_MV_345_0_node_77 | 20 | n |  | TRUE
140 | bus_MV_345_0_node_165 | 20 | n |  | TRUE
141 | bus_MV_345_0_node_143 | 20 | n |  | TRUE
142 | bus_MV_345_0_node_144 | 20 | n |  | TRUE
143 | bus_MV_345_0_node_215 | 20 | n |  | TRUE
144 | bus_MV_345_0_node_131 | 20 | n |  | TRUE
145 | bus_MV_345_0_node_128 | 20 | n |  | TRUE
146 | bus_MV_345_0_node_130 | 20 | n |  | TRUE
147 | bus_MV_345_0_node_151 | 20 | n |  | TRUE
148 | bus_MV_345_0_node_142 | 20 | n |  | TRUE
149 | bus_MV_345_0_node_79 | 20 | n |  | TRUE
150 | bus_MV_345_0_node_80 | 20 | n |  | TRUE
151 | bus_MV_345_0_node_81 | 20 | n |  | TRUE
152 | bus_MV_345_0_node_82 | 20 | n |  | TRUE
153 | bus_MV_345_0_node_83 | 20 | n |  | TRUE
154 | bus_MV_345_0_node_111 | 20 | n |  | TRUE
155 | bus_MV_345_0_node_84 | 20 | n |  | TRUE
156 | bus_MV_345_0_node_171 | 20 | n |  | TRUE
157 | bus_MV_345_0_node_100 | 20 | n |  | TRUE
158 | bus_MV_345_0_node_152 | 20 | n |  | TRUE
159 | bus_MV_345_0_node_156 | 20 | n |  | TRUE
160 | bus_MV_345_0_node_150 | 20 | n |  | TRUE
161 | bus_MV_345_0_node_101 | 20 | n |  | TRUE
162 | bus_MV_345_0_node_102 | 20 | n |  | TRUE
163 | bus_MV_345_0_node_104 | 20 | n |  | TRUE
164 | bus_MV_345_0_node_103 | 20 | n |  | TRUE
165 | bus_MV_345_0_node_158 | 20 | n |  | TRUE
166 | bus_MV_345_0_node_157 | 20 | n |  | TRUE
167 | bus_MV_345_0_node_105 | 20 | n |  | TRUE
168 | bus_MV_345_0_node_114 | 20 | n |  | TRUE
169 | bus_MV_345_0_node_113 | 20 | n |  | TRUE
170 | bus_MV_345_0_node_115 | 20 | n |  | TRUE
171 | bus_MV_345_0_node_207 | 20 | n |  | TRUE
172 | bus_MV_345_0_node_112 | 20 | n |  | TRUE
173 | bus_MV_345_0_node_106 | 20 | n |  | TRUE
174 | bus_MV_345_0_node_107 | 20 | n |  | TRUE
175 | bus_MV_345_0_node_108 | 20 | n |  | TRUE
176 | bus_MV_345_0_node_109 | 20 | n |  | TRUE
177 | bus_MV_345_0_node_121 | 20 | n |  | TRUE
178 | bus_MV_345_0_node_164 | 20 | n |  | TRUE
179 | bus_MV_345_0_node_189 | 20 | n |  | TRUE
180 | bus_MV_345_0_node_117 | 20 | n |  | TRUE
181 | bus_MV_345_0_node_120 | 20 | n |  | TRUE
182 | bus_MV_345_0_node_122 | 20 | n |  | TRUE
183 | bus_MV_345_0_node_116 | 20 | n |  | TRUE
184 | bus_MV_345_0_node_137 | 20 | n |  | TRUE
185 | bus_MV_345_0_node_132 | 20 | n |  | TRUE
186 | bus_MV_345_0_node_119 | 20 | n |  | TRUE
187 | bus_MV_345_0_node_185 | 20 | n |  | TRUE
188 | bus_MV_345_0_node_126 | 20 | n |  | TRUE
189 | bus_MV_345_0_node_127 | 20 | n |  | TRUE
190 | bus_MV_345_0_node_129 | 20 | n |  | TRUE
191 | bus_MV_345_0_node_134 | 20 | n |  | TRUE
192 | bus_MV_345_0_node_135 | 20 | n |  | TRUE
193 | bus_MV_345_0_node_141 | 20 | n |  | TRUE
194 | bus_MV_345_0_node_184 | 20 | n |  | TRUE
195 | bus_MV_345_0_node_183 | 20 | n |  | TRUE
196 | bus_MV_345_0_node_136 | 20 | n |  | TRUE
197 | bus_MV_345_0_node_139 | 20 | n |  | TRUE
198 | bus_MV_345_0_node_190 | 20 | n |  | TRUE
199 | bus_MV_345_0_node_163 | 20 | n |  | TRUE
200 | bus_MV_345_0_node_191 | 20 | n |  | TRUE
201 | bus_MV_345_0_node_159 | 20 | n |  | TRUE
202 | bus_MV_345_0_node_146 | 20 | n |  | TRUE
203 | bus_MV_345_0_node_147 | 20 | n |  | TRUE
204 | bus_MV_345_0_node_148 | 20 | n |  | TRUE
205 | bus_MV_345_0_node_213 | 20 | n |  | TRUE
206 | bus_MV_345_0_node_149 | 20 | n |  | TRUE
207 | bus_MV_345_0_node_192 | 20 | n |  | TRUE
208 | bus_MV_345_0_node_210 | 20 | n |  | TRUE
209 | bus_MV_345_0_node_182 | 20 | n |  | TRUE
210 | bus_MV_345_0_node_162 | 20 | n |  | TRUE
211 | bus_MV_345_0_node_160 | 20 | n |  | TRUE
212 | bus_MV_345_0_node_161 | 20 | n |  | TRUE
213 | bus_HV_345_0_node_115 | 110 | n |  | TRUE

## load
| name | bus | p_mw | q_mvar | const_z_percent | const_i_percent | sn_mva | scaling | in_service | type
0 | MV_345_0_load_0 | 0 | 0.10769 | 0.052157 | 0 | 0 |  | 1 | TRUE | wye
1 | MV_345_0_load_43 | 3 | 0.08026 | 0.038871 | 0 | 0 |  | 1 | TRUE | wye
2 | MV_345_0_load_206 | 6 | 0.059658 | 0.028894 | 0 | 0 |  | 1 | TRUE | wye
3 | MV_345_0_load_5 | 7 | 0.10174 | 0.049277 | 0 | 0 |  | 1 | TRUE | wye
4 | MV_345_0_load_37 | 9 | 0.13844 | 0.067052 | 0 | 0 |  | 1 | TRUE | wye
5 | MV_345_0_load_211 | 10 | 0.051025 | 0.024713 | 0 | 0 |  | 1 | TRUE | wye
6 | MV_345_0_load_145 | 13 | 0.11951 | 0.057882 | 0 | 0 |  | 1 | TRUE | wye
7 | MV_345_0_load_41 | 15 | 0.16294 | 0.078917 | 0 | 0 |  | 1 | TRUE | wye
8 | MV_345_0_load_6 | 17 | 0.13676 | 0.066234 | 0 | 0 |  | 1 | TRUE | wye
9 | MV_345_0_load_32 | 19 | 0.15266 | 0.073939 | 0 | 0 |  | 1 | TRUE | wye
10 | MV_345_0_load_205 | 22 | 0.14633 | 0.070871 | 0 | 0 |  | 1 | TRUE | wye
11 | MV_345_0_load_34 | 23 | 0.10715 | 0.051895 | 0 | 0 |  | 1 | TRUE | wye
12 | MV_345_0_load_9 | 25 | 0.14116 | 0.068365 | 0 | 0 |  | 1 | TRUE | wye
13 | MV_345_0_load_58 | 31 | 0.10896 | 0.052771 | 0 | 0 |  | 1 | TRUE | wye
14 | MV_345_0_load_24 | 33 | 0.10382 | 0.050284 | 0 | 0 |  | 1 | TRUE | wye
15 | MV_345_0_load_19 | 34 | 0.11425 | 0.055336 | 0 | 0 |  | 1 | TRUE | wye
16 | MV_345_0_load_27 | 36 | 0.14093 | 0.068254 | 0 | 0 |  | 1 | TRUE | wye
17 | MV_345_0_load_18 | 37 | 0.1574 | 0.076233 | 0 | 0 |  | 1 | TRUE | wye
18 | MV_345_0_load_17 | 39 | 0.15782 | 0.076435 | 0 | 0 |  | 1 | TRUE | wye
19 | MV_345_0_load_15 | 40 | 0.063655 | 0.03083 | 0 | 0 |  | 1 | TRUE | wye
20 | MV_345_0_load_179 | 43 | 0.071665 | 0.034709 | 0 | 0 |  | 1 | TRUE | wye
21 | MV_345_0_load_203 | 45 | 0.1627 | 0.078798 | 0 | 0 |  | 1 | TRUE | wye
22 | MV_345_0_load_216 | 47 | 0.062148 | 0.0301 | 0 | 0 |  | 1 | TRUE | wye
23 | MV_345_0_load_25 | 51 | 0.12462 | 0.060358 | 0 | 0 |  | 1 | TRUE | wye
24 | MV_345_0_load_26 | 52 | 0.12778 | 0.061889 | 0 | 0 |  | 1 | TRUE | wye
25 | MV_345_0_load_201 | 53 | 0.065186 | 0.031571 | 0 | 0 |  | 1 | TRUE | wye
26 | MV_345_0_load_28 | 54 | 0.162 | 0.078459 | 0 | 0 |  | 1 | TRUE | wye
27 | MV_345_0_load_42 | 58 | 0.096959 | 0.04696 | 0 | 0 |  | 1 | TRUE | wye
28 | MV_345_0_load_214 | 59 | 0.13212 | 0.06399 | 0 | 0 |  | 1 | TRUE | wye
29 | MV_345_0_load_36 | 60 | 0.07823 | 0.037888 | 0 | 0 |  | 1 | TRUE | wye
30 | MV_345_0_load_186 | 61 | 0.2816 | 0.13638 | 0 | 0 |  | 1 | TRUE | wye
31 | MV_345_0_load_125 | 63 | 0.14753 | 0.071451 | 0 | 0 |  | 1 | TRUE | wye
32 | MV_345_0_load_123 | 64 | 0.11744 | 0.05688 | 0 | 0 |  | 1 | TRUE | wye
33 | MV_345_0_load_44 | 65 | 0.10288 | 0.049829 | 0 | 0 |  | 1 | TRUE | wye
34 | MV_345_0_load_153 | 71 | 0.12205 | 0.059113 | 0 | 0 |  | 1 | TRUE | wye
35 | MV_345_0_load_53 | 75 | 0.064926 | 0.031445 | 0 | 0 |  | 1 | TRUE | wye
36 | MV_345_0_load_52 | 76 | 0.12134 | 0.058767 | 0 | 0 |  | 1 | TRUE | wye
37 | MV_345_0_load_168 | 79 | 0.14885 | 0.07209 | 0 | 0 |  | 1 | TRUE | wye
38 | MV_345_0_load_88 | 81 | 0.12787 | 0.06193 | 0 | 0 |  | 1 | TRUE | wye
39 | MV_345_0_load_177 | 83 | 0.13504 | 0.065403 | 0 | 0 |  | 1 | TRUE | wye
40 | MV_345_0_load_200 | 84 | 0.38757 | 0.18771 | 0 | 0 |  | 1 | TRUE | wye
41 | MV_345_0_load_176 | 85 | 0.1258 | 0.060928 | 0 | 0 |  | 1 | TRUE | wye
42 | MV_345_0_load_187 | 86 | 0.16999 | 0.08233 | 0 | 0 |  | 1 | TRUE | wye
43 | MV_345_0_load_173 | 87 | 0.16042 | 0.077693 | 0 | 0 |  | 1 | TRUE | wye
44 | MV_345_0_load_198 | 91 | 0.78971 | 0.38247 | 0 | 0 |  | 1 | TRUE | wye
45 | MV_345_0_load_188 | 92 | 0.20343 | 0.098525 | 0 | 0 |  | 1 | TRUE | wye
46 | MV_345_0_load_199 | 93 | 0.15283 | 0.074018 | 0 | 0 |  | 1 | TRUE | wye
47 | MV_345_0_load_181 | 96 | 0.11949 | 0.057872 | 0 | 0 |  | 1 | TRUE | wye
48 | MV_345_0_load_208 | 97 | 0.12598 | 0.061015 | 0 | 0 |  | 1 | TRUE | wye
49 | MV_345_0_load_212 | 100 | 0.085638 | 0.041476 | 0 | 0 |  | 1 | TRUE | wye
50 | MV_345_0_load_91 | 101 | 0.13583 | 0.065783 | 0 | 0 |  | 1 | TRUE | wye
51 | MV_345_0_load_172 | 103 | 0.10318 | 0.049975 | 0 | 0 |  | 1 | TRUE | wye
52 | MV_345_0_load_54 | 105 | 0.15969 | 0.07734 | 0 | 0 |  | 1 | TRUE | wye
53 | MV_345_0_load_56 | 106 | 0.074631 | 0.036146 | 0 | 0 |  | 1 | TRUE | wye
54 | MV_345_0_load_196 | 107 | 0.24563 | 0.11896 | 0 | 0 |  | 1 | TRUE | wye
55 | MV_345_0_load_55 | 108 | 0.11785 | 0.057078 | 0 | 0 |  | 1 | TRUE | wye
56 | MV_345_0_load_197 | 111 | 0.11846 | 0.057371 | 0 | 0 |  | 1 | TRUE | wye
57 | MV_345_0_load_193 | 114 | 0.20229 | 0.097975 | 0 | 0 |  | 1 | TRUE | wye
58 | MV_345_0_load_60 | 115 | 0.12847 | 0.062221 | 0 | 0 |  | 1 | TRUE | wye
59 | MV_345_0_load_97 | 118 | 0.142 | 0.068774 | 0 | 0 |  | 1 | TRUE | wye
60 | MV_345_0_load_63 | 121 | 0.095533 | 0.046269 | 0 | 0 |  | 1 | TRUE | wye
61 | MV_345_0_load_96 | 124 | 0.14418 | 0.069828 | 0 | 0 |  | 1 | TRUE | wye
62 | MV_345_0_load_66 | 126 | 0.13432 | 0.065054 | 0 | 0 |  | 1 | TRUE | wye
63 | MV_345_0_load_94 | 129 | 0.14496 | 0.070207 | 0 | 0 |  | 1 | TRUE | wye
64 | MV_345_0_load_209 | 130 | 0.12616 | 0.061103 | 0 | 0 |  | 1 | TRUE | wye
65 | MV_345_0_load_78 | 132 | 0.1084 | 0.052503 | 0 | 0 |  | 1 | TRUE | wye
66 | MV_345_0_load_72 | 134 | 0.11319 | 0.054819 | 0 | 0 |  | 1 | TRUE | wye
67 | MV_345_0_load_140 | 137 | 0.14171 | 0.068634 | 0 | 0 |  | 1 | TRUE | wye
68 | MV_345_0_load_165 | 140 | 0.11536 | 0.055872 | 0 | 0 |  | 1 | TRUE | wye
69 | MV_345_0_load_144 | 142 | 0.13398 | 0.064891 | 0 | 0 |  | 1 | TRUE | wye
70 | MV_345_0_load_215 | 143 | 0.11374 | 0.055087 | 0 | 0 |  | 1 | TRUE | wye
71 | MV_345_0_load_151 | 147 | 0.13354 | 0.064678 | 0 | 0 |  | 1 | TRUE | wye
72 | MV_345_0_load_79 | 149 | 0.12056 | 0.05839 | 0 | 0 |  | 1 | TRUE | wye
73 | MV_345_0_load_111 | 154 | 0.1307 | 0.063299 | 0 | 0 |  | 1 | TRUE | wye
74 | MV_345_0_load_84 | 155 | 0.15125 | 0.073252 | 0 | 0 |  | 1 | TRUE | wye
75 | MV_345_0_load_171 | 156 | 0.14189 | 0.068723 | 0 | 0 |  | 1 | TRUE | wye
76 | MV_345_0_load_152 | 158 | 0.15771 | 0.076384 | 0 | 0 |  | 1 | TRUE | wye
77 | MV_345_0_load_156 | 159 | 0.094555 | 0.045795 | 0 | 0 |  | 1 | TRUE | wye
78 | MV_345_0_load_101 | 161 | 0.10308 | 0.049925 | 0 | 0 |  | 1 | TRUE | wye
79 | MV_345_0_load_157 | 166 | 0.12132 | 0.058756 | 0 | 0 |  | 1 | TRUE | wye
80 | MV_345_0_load_114 | 168 | 0.088224 | 0.042729 | 0 | 0 |  | 1 | TRUE | wye
81 | MV_345_0_load_115 | 170 | 0.081668 | 0.039554 | 0 | 0 |  | 1 | TRUE | wye
82 | MV_345_0_load_207 | 171 | 0.16222 | 0.078565 | 0 | 0 |  | 1 | TRUE | wye
83 | MV_345_0_load_112 | 172 | 0.14948 | 0.072399 | 0 | 0 |  | 1 | TRUE | wye
84 | MV_345_0_load_106 | 173 | 0.14714 | 0.071264 | 0 | 0 |  | 1 | TRUE | wye
85 | MV_345_0_load_164 | 178 | 0.19288 | 0.093417 | 0 | 0 |  | 1 | TRUE | wye
86 | MV_345_0_load_189 | 179 | 0.073321 | 0.035511 | 0 | 0 |  | 1 | TRUE | wye
87 | MV_345_0_load_116 | 183 | 0.11524 | 0.055813 | 0 | 0 |  | 1 | TRUE | wye
88 | MV_345_0_load_132 | 185 | 0.14146 | 0.068513 | 0 | 0 |  | 1 | TRUE | wye
89 | MV_345_0_load_119 | 186 | 0.11911 | 0.057688 | 0 | 0 |  | 1 | TRUE | wye
90 | MV_345_0_load_126 | 188 | 0.14186 | 0.068706 | 0 | 0 |  | 1 | TRUE | wye
91 | MV_345_0_load_134 | 191 | 0.12882 | 0.06239 | 0 | 0 |  | 1 | TRUE | wye
92 | MV_345_0_load_141 | 193 | 0.10359 | 0.050169 | 0 | 0 |  | 1 | TRUE | wye
93 | MV_345_0_load_184 | 194 | 0.082963 | 0.040181 | 0 | 0 |  | 1 | TRUE | wye
94 | MV_345_0_load_136 | 196 | 0.085932 | 0.041619 | 0 | 0 |  | 1 | TRUE | wye
95 | MV_345_0_load_190 | 198 | 0.13446 | 0.065121 | 0 | 0 |  | 1 | TRUE | wye
96 | MV_345_0_load_163 | 199 | 0.14434 | 0.069905 | 0 | 0 |  | 1 | TRUE | wye
97 | MV_345_0_load_191 | 200 | 0.22512 | 0.10903 | 0 | 0 |  | 1 | TRUE | wye
98 | MV_345_0_load_159 | 201 | 0.13841 | 0.067034 | 0 | 0 |  | 1 | TRUE | wye
99 | MV_345_0_load_146 | 202 | 0.12016 | 0.058198 | 0 | 0 |  | 1 | TRUE | wye
100 | MV_345_0_load_213 | 205 | 0.31463 | 0.15238 | 0 | 0 |  | 1 | TRUE | wye
101 | MV_345_0_load_210 | 208 | 0.16171 | 0.078319 | 0 | 0 |  | 1 | TRUE | wye
102 | MV_345_0_load_182 | 209 | 0.13417 | 0.064981 | 0 | 0 |  | 1 | TRUE | wye
103 | MV_345_0_load_162 | 210 | 0.088116 | 0.042676 | 0 | 0 |  | 1 | TRUE | wye

## ext_grid
| name | bus | vm_pu | va_degree | slack_weight | in_service
0 |  | 170 | 1 | 0 | 1 | TRUE

## line
| name | std_type | from_bus | to_bus | length_km | r_ohm_per_km | x_ohm_per_km | c_nf_per_km | g_us_per_km | max_i_ka | df | parallel | type | in_service
0 | MV_345_0_line_0 |  | 0 | 1 | 0.00991 | 0.445 | 0.132 | 190 | 0 | 0.22 | 1 | 1 | cs | TRUE
1 | MV_345_0_line_1 |  | 0 | 2 | 0.05429 | 0.445 | 0.132 | 190 | 0 | 0.22 | 1 | 1 | cs | TRUE
2 | MV_345_0_line_2 |  | 0 | 3 | 1.16 | 0.5939 | 0.372 | 9.5 | 0 | 0.21 | 1 | 1 | ol | TRUE
3 | MV_345_0_line_3 |  | 1 | 4 | 0.1963 | 0.445 | 0.132 | 190 | 0 | 0.22 | 1 | 1 | cs | TRUE
4 | MV_345_0_line_4 |  | 2 | 5 | 1.2209 | 0.445 | 0.132 | 190 | 0 | 0.22 | 1 | 1 | cs | TRUE
5 | MV_345_0_line_5 |  | 3 | 6 | 0.27356 | 0.5939 | 0.372 | 9.5 | 0 | 0.21 | 1 | 1 | ol | TRUE
6 | MV_345_0_line_6 |  | 4 | 7 | 0.08115 | 0.445 | 0.132 | 190 | 0 | 0.22 | 1 | 1 | cs | TRUE
7 | MV_345_0_line_7 |  | 5 | 8 | 0.36039 | 0.445 | 0.132 | 190 | 0 | 0.22 | 1 | 1 | cs | TRUE
8 | MV_345_0_line_8 |  | 5 | 9 | 0.16429 | 0.5939 | 0.372 | 9.5 | 0 | 0.21 | 1 | 1 | ol | TRUE
9 | MV_345_0_line_9 |  | 5 | 10 | 0.8746 | 0.119 | 0.32 | 11 | 0 | 0.645 | 1 | 1 | ol | TRUE
10 | MV_345_0_line_10 |  | 6 | 58 | 0.35637 | 0.5939 | 0.372 | 9.5 | 0 | 0.21 | 1 | 1 | ol | TRUE
11 | MV_345_0_line_11 |  | 8 | 15 | 0.024676 | 0.5939 | 0.372 | 9.5 | 0 | 0.21 | 1 | 1 | ol | TRUE
12 | MV_345_0_line_12 |  | 10 | 16 | 0.14753 | 0.1188 | 0.172 | 20.6 | 0 | 0.82 | 1 | 1 | ol | TRUE
13 | MV_345_0_line_13 |  | 11 | 12 | 0.1885 | 0.445 | 0.132 | 190 | 0 | 0.22 | 1 | 1 | cs | TRUE
14 | MV_345_0_line_14 |  | 11 | 13 | 0.14172 | 0.5939 | 0.372 | 9.5 | 0 | 0.21 | 1 | 1 | ol | TRUE
15 | MV_345_0_line_15 |  | 12 | 14 | 0.17009 | 0.445 | 0.132 | 190 | 0 | 0.22 | 1 | 1 | cs | TRUE
16 | MV_345_0_line_16 |  | 13 | 62 | 0.053383 | 0.445 | 0.132 | 190 | 0 | 0.22 | 1 | 1 | cs | TRUE
17 | MV_345_0_line_17 |  | 14 | 63 | 0.11975 | 0.445 | 0.132 | 190 | 0 | 0.22 | 1 | 1 | cs | TRUE
18 | MV_345_0_line_18 |  | 14 | 64 | 0.10612 | 0.5939 | 0.372 | 9.5 | 0 | 0.21 | 1 | 1 | ol | TRUE
19 | MV_345_0_line_19 |  | 16 | 175 | 0.12085 | 0.061 | 0.056 | 608 | 0 | 0.842 | 1 | 1 | cs | TRUE
20 | MV_345_0_line_20 |  | 17 | 18 | 0.021159 | 0.445 | 0.132 | 190 | 0 | 0.22 | 1 | 1 | cs | TRUE
21 | MV_345_0_line_21 |  | 18 | 19 | 1.064 | 0.5939 | 0.372 | 9.5 | 0 | 0.21 | 1 | 1 | ol | TRUE
22 | MV_345_0_line_22 |  | 19 | 23 | 0.028005 | 0.445 | 0.132 | 190 | 0 | 0.22 | 1 | 1 | cs | TRUE
23 | MV_345_0_line_23 |  | 19 | 20 | 0.28805 | 0.5939 | 0.372 | 9.5 | 0 | 0.21 | 1 | 1 | ol | TRUE
24 | MV_345_0_line_24 |  | 20 | 21 | 0.16098 | 0.5939 | 0.372 | 9.5 | 0 | 0.21 | 1 | 1 | ol | TRUE
25 | MV_345_0_line_25 |  | 21 | 22 | 0.053915 | 0.445 | 0.132 | 190 | 0 | 0.22 | 1 | 1 | cs | TRUE
26 | MV_345_0_line_26 |  | 22 | 24 | 0.12233 | 0.5939 | 0.372 | 9.5 | 0 | 0.21 | 1 | 1 | ol | TRUE
27 | MV_345_0_line_27 |  | 23 | 60 | 0.11506 | 0.445 | 0.132 | 190 | 0 | 0.22 | 1 | 1 | cs | TRUE
28 | MV_345_0_line_28 |  | 23 | 61 | 0.042228 | 0.5939 | 0.372 | 9.5 | 0 | 0.21 | 1 | 1 | ol | TRUE
29 | MV_345_0_line_29 |  | 24 | 57 | 0.10586 | 0.445 | 0.132 | 190 | 0 | 0.22 | 1 | 1 | cs | TRUE
30 | MV_345_0_line_30 |  | 24 | 55 | 0.36285 | 0.445 | 0.132 | 190 | 0 | 0.22 | 1 | 1 | cs | TRUE
31 | MV_345_0_line_31 |  | 25 | 26 | 0.081357 | 0.445 | 0.132 | 190 | 0 | 0.22 | 1 | 1 | cs | TRUE
32 | MV_345_0_line_32 |  | 25 | 27 | 0.084515 | 0.445 | 0.132 | 190 | 0 | 0.22 | 1 | 1 | cs | TRUE
33 | MV_345_0_line_33 |  | 26 | 28 | 0.051286 | 0.445 | 0.132 | 190 | 0 | 0.22 | 1 | 1 | cs | TRUE
34 | MV_345_0_line_34 |  | 26 | 29 | 0.14376 | 0.445 | 0.132 | 190 | 0 | 0.22 | 1 | 1 | cs | TRUE
35 | MV_345_0_line_35 |  | 27 | 30 | 0.18948 | 0.445 | 0.132 | 190 | 0 | 0.22 | 1 | 1 | cs | TRUE
36 | MV_345_0_line_36 |  | 28 | 34 | 0.065505 | 0.445 | 0.132 | 190 | 0 | 0.22 | 1 | 1 | cs | TRUE
37 | MV_345_0_line_37 |  | 29 | 35 | 0.69811 | 0.445 | 0.132 | 190 | 0 | 0.22 | 1 | 1 | cs | TRUE
38 | MV_345_0_line_38 |  | 29 | 36 | 0.067976 | 0.445 | 0.132 | 190 | 0 | 0.22 | 1 | 1 | cs | TRUE
39 | MV_345_0_line_39 |  | 30 | 37 | 0.030168 | 0.5939 | 0.372 | 9.5 | 0 | 0.21 | 1 | 1 | ol | TRUE
40 | MV_345_0_line_40 |  | 31 | 32 | 0.1242 | 0.445 | 0.132 | 190 | 0 | 0.22 | 1 | 1 | cs | TRUE
41 | MV_345_0_line_41 |  | 31 | 33 | 2.6302 | 0.5939 | 0.372 | 9.5 | 0 | 0.21 | 1 | 1 | ol | TRUE
42 | MV_345_0_line_42 |  | 32 | 84 | 0.036329 | 0.5939 | 0.372 | 9.5 | 0 | 0.21 | 1 | 1 | ol | TRUE
43 | MV_345_0_line_43 |  | 33 | 45 | 0.14794 | 0.5939 | 0.372 | 9.5 | 0 | 0.21 | 1 | 1 | ol | TRUE
44 | MV_345_0_line_44 |  | 33 | 51 | 0.31853 | 0.5939 | 0.372 | 9.5 | 0 | 0.21 | 1 | 1 | ol | TRUE
45 | MV_345_0_line_45 |  | 34 | 38 | 0.10887 | 0.5939 | 0.372 | 9.5 | 0 | 0.21 | 1 | 1 | ol | TRUE
46 | MV_345_0_line_46 |  | 35 | 39 | 0.050051 | 0.445 | 0.132 | 190 | 0 | 0.22 | 1 | 1 | cs | TRUE
47 | MV_345_0_line_47 |  | 35 | 40 | 0.29195 | 0.5939 | 0.372 | 9.5 | 0 | 0.21 | 1 | 1 | ol | TRUE
48 | MV_345_0_line_48 |  | 38 | 48 | 0.33845 | 0.445 | 0.132 | 190 | 0 | 0.22 | 1 | 1 | cs | TRUE
49 | MV_345_0_line_49 |  | 41 | 42 | 0.20064 | 0.445 | 0.132 | 190 | 0 | 0.22 | 1 | 1 | cs | TRUE
50 | MV_345_0_line_50 |  | 41 | 43 | 0.016969 | 0.445 | 0.132 | 190 | 0 | 0.22 | 1 | 1 | cs | TRUE
51 | MV_345_0_line_51 |  | 42 | 78 | 0.40529 | 0.445 | 0.132 | 190 | 0 | 0.22 | 1 | 1 | cs | TRUE
52 | MV_345_0_line_52 |  | 42 | 96 | 0.13238 | 0.5939 | 0.372 | 9.5 | 0 | 0.21 | 1 | 1 | ol | TRUE
53 | MV_345_0_line_53 |  | 44 | 45 | 0.064406 | 0.445 | 0.132 | 190 | 0 | 0.22 | 1 | 1 | cs | TRUE
54 | MV_345_0_line_54 |  | 44 | 46 | 0.2386 | 0.445 | 0.132 | 190 | 0 | 0.22 | 1 | 1 | cs | TRUE
55 | MV_345_0_line_55 |  | 46 | 47 | 0.078543 | 0.5939 | 0.372 | 9.5 | 0 | 0.21 | 1 | 1 | ol | TRUE
56 | MV_345_0_line_56 |  | 48 | 50 | 0.27612 | 0.445 | 0.132 | 190 | 0 | 0.22 | 1 | 1 | cs | TRUE
57 | MV_345_0_line_57 |  | 48 | 52 | 0.043244 | 0.5939 | 0.372 | 9.5 | 0 | 0.21 | 1 | 1 | ol | TRUE
58 | MV_345_0_line_58 |  | 49 | 50 | 0.16597 | 0.445 | 0.132 | 190 | 0 | 0.22 | 1 | 1 | cs | TRUE
59 | MV_345_0_line_59 |  | 49 | 51 | 0.080179 | 0.445 | 0.132 | 190 | 0 | 0.22 | 1 | 1 | cs | TRUE
60 | MV_345_0_line_60 |  | 50 | 53 | 0.059302 | 0.445 | 0.132 | 190 | 0 | 0.22 | 1 | 1 | cs | TRUE
61 | MV_345_0_line_61 |  | 54 | 55 | 0.055024 | 0.445 | 0.132 | 190 | 0 | 0.22 | 1 | 1 | cs | TRUE
62 | MV_345_0_line_62 |  | 55 | 56 | 1.1316 | 0.445 | 0.132 | 190 | 0 | 0.22 | 1 | 1 | cs | TRUE
63 | MV_345_0_line_63 |  | 56 | 58 | 0.06189 | 0.445 | 0.132 | 190 | 0 | 0.22 | 1 | 1 | cs | TRUE
64 | MV_345_0_line_64 |  | 57 | 59 | 0.020323 | 0.445 | 0.132 | 190 | 0 | 0.22 | 1 | 1 | cs | TRUE
65 | MV_345_0_line_65 |  | 62 | 182 | 0.15053 | 0.445 | 0.132 | 190 | 0 | 0.22 | 1 | 1 | cs | TRUE
66 | MV_345_0_line_66 |  | 65 | 66 | 0.01109 | 0.161 | 0.117 | 273 | 0 | 0.362 | 1 | 1 | cs | TRUE
67 | MV_345_0_line_67 |  | 65 | 67 | 0.099564 | 0.1188 | 0.172 | 20.6 | 0 | 0.82 | 1 | 1 | ol | TRUE
68 | MV_345_0_line_68 |  | 66 | 68 | 0.017995 | 0.161 | 0.117 | 273 | 0 | 0.362 | 1 | 1 | cs | TRUE
69 | MV_345_0_line_69 |  | 67 | 72 | 0.39791 | 0.061 | 0.056 | 608 | 0 | 0.842 | 1 | 1 | cs | TRUE
70 | MV_345_0_line_70 |  | 67 | 73 | 0.54368 | 0.445 | 0.132 | 190 | 0 | 0.22 | 1 | 1 | cs | TRUE
71 | MV_345_0_line_71 |  | 68 | 83 | 0.045466 | 0.161 | 0.117 | 273 | 0 | 0.362 | 1 | 1 | cs | TRUE
72 | MV_345_0_line_72 |  | 69 | 70 | 0.018316 | 0.445 | 0.132 | 190 | 0 | 0.22 | 1 | 1 | cs | TRUE
73 | MV_345_0_line_73 |  | 69 | 71 | 0.045033 | 0.445 | 0.132 | 190 | 0 | 0.22 | 1 | 1 | cs | TRUE
74 | MV_345_0_line_74 |  | 70 | 85 | 0.041067 | 0.445 | 0.132 | 190 | 0 | 0.22 | 1 | 1 | cs | TRUE
75 | MV_345_0_line_75 |  | 70 | 86 | 0.032193 | 0.445 | 0.132 | 190 | 0 | 0.22 | 1 | 1 | cs | TRUE
76 | MV_345_0_line_76 |  | 72 | 76 | 0.011271 | 0.445 | 0.132 | 190 | 0 | 0.22 | 1 | 1 | cs | TRUE
77 | MV_345_0_line_77 |  | 72 | 74 | 0.28382 | 0.061 | 0.056 | 608 | 0 | 0.842 | 1 | 1 | cs | TRUE
78 | MV_345_0_line_78 |  | 73 | 81 | 0.018024 | 0.445 | 0.132 | 190 | 0 | 0.22 | 1 | 1 | cs | TRUE
79 | MV_345_0_line_79 |  | 73 | 82 | 0.15778 | 0.5939 | 0.372 | 9.5 | 0 | 0.21 | 1 | 1 | ol | TRUE
80 | MV_345_0_line_80 |  | 74 | 75 | 0.092163 | 0.061 | 0.056 | 608 | 0 | 0.842 | 1 | 1 | cs | TRUE
81 | MV_345_0_line_81 |  | 75 | 94 | 0.050828 | 0.445 | 0.132 | 190 | 0 | 0.22 | 1 | 1 | cs | TRUE
82 | MV_345_0_line_82 |  | 75 | 95 | 0.05126 | 0.061 | 0.056 | 608 | 0 | 0.842 | 1 | 1 | cs | TRUE
83 | MV_345_0_line_83 |  | 77 | 78 | 0.95155 | 0.445 | 0.132 | 190 | 0 | 0.22 | 1 | 1 | cs | TRUE
84 | MV_345_0_line_84 |  | 77 | 79 | 0.048353 | 0.445 | 0.132 | 190 | 0 | 0.22 | 1 | 1 | cs | TRUE
85 | MV_345_0_line_85 |  | 77 | 80 | 0.24738 | 0.5939 | 0.372 | 9.5 | 0 | 0.21 | 1 | 1 | ol | TRUE
86 | MV_345_0_line_86 |  | 78 | 97 | 0.031939 | 0.445 | 0.132 | 190 | 0 | 0.22 | 1 | 1 | cs | TRUE
87 | MV_345_0_line_87 |  | 80 | 101 | 0.039825 | 0.445 | 0.132 | 190 | 0 | 0.22 | 1 | 1 | cs | TRUE
88 | MV_345_0_line_88 |  | 82 | 103 | 0.013803 | 0.445 | 0.132 | 190 | 0 | 0.22 | 1 | 1 | cs | TRUE
89 | MV_345_0_line_89 |  | 83 | 89 | 0.033612 | 0.161 | 0.117 | 273 | 0 | 0.362 | 1 | 1 | cs | TRUE
90 | MV_345_0_line_90 |  | 84 | 93 | 0.091345 | 0.5939 | 0.372 | 9.5 | 0 | 0.21 | 1 | 1 | ol | TRUE
91 | MV_345_0_line_91 |  | 85 | 87 | 0.032967 | 0.445 | 0.132 | 190 | 0 | 0.22 | 1 | 1 | cs | TRUE
92 | MV_345_0_line_92 |  | 86 | 92 | 0.072237 | 0.445 | 0.132 | 190 | 0 | 0.22 | 1 | 1 | cs | TRUE
93 | MV_345_0_line_93 |  | 87 | 88 | 0.019929 | 0.445 | 0.132 | 190 | 0 | 0.22 | 1 | 1 | cs | TRUE
94 | MV_345_0_line_94 |  | 87 | 89 | 0.068494 | 0.306 | 0.35 | 10 | 0 | 0.35 | 1 | 1 | ol | TRUE
95 | MV_345_0_line_95 |  | 88 | 90 | 0.22125 | 0.445 | 0.132 | 190 | 0 | 0.22 | 1 | 1 | cs | TRUE
96 | MV_345_0_line_96 |  | 90 | 91 | 0.070581 | 0.445 | 0.132 | 190 | 0 | 0.22 | 1 | 1 | cs | TRUE
97 | MV_345_0_line_97 |  | 91 | 93 | 0.0022702 | 0.445 | 0.132 | 190 | 0 | 0.22 | 1 | 1 | cs | TRUE
98 | MV_345_0_line_98 |  | 94 | 104 | 0.18337 | 0.445 | 0.132 | 190 | 0 | 0.22 | 1 | 1 | cs | TRUE
99 | MV_345_0_line_99 |  | 95 | 105 | 0.040195 | 0.061 | 0.056 | 608 | 0 | 0.842 | 1 | 1 | cs | TRUE
100 | MV_345_0_line_100 |  | 98 | 99 | 0.25211 | 0.445 | 0.132 | 190 | 0 | 0.22 | 1 | 1 | cs | TRUE
101 | MV_345_0_line_101 |  | 98 | 100 | 0.1023 | 0.5939 | 0.372 | 9.5 | 0 | 0.21 | 1 | 1 | ol | TRUE
102 | MV_345_0_line_102 |  | 99 | 101 | 0.094195 | 0.5939 | 0.372 | 9.5 | 0 | 0.21 | 1 | 1 | ol | TRUE
103 | MV_345_0_line_103 |  | 99 | 102 | 0.13202 | 0.445 | 0.132 | 190 | 0 | 0.22 | 1 | 1 | cs | TRUE
104 | MV_345_0_line_104 |  | 102 | 156 | 0.20266 | 0.5939 | 0.372 | 9.5 | 0 | 0.21 | 1 | 1 | ol | TRUE
105 | MV_345_0_line_105 |  | 102 | 154 | 0.020182 | 0.445 | 0.132 | 190 | 0 | 0.22 | 1 | 1 | cs | TRUE
106 | MV_345_0_line_106 |  | 104 | 128 | 0.37696 | 0.445 | 0.132 | 190 | 0 | 0.22 | 1 | 1 | cs | TRUE
107 | MV_345_0_line_107 |  | 104 | 125 | 0.1695 | 0.445 | 0.132 | 190 | 0 | 0.22 | 1 | 1 | cs | TRUE
108 | MV_345_0_line_108 |  | 105 | 106 | 0.014422 | 0.061 | 0.056 | 608 | 0 | 0.842 | 1 | 1 | cs | TRUE
109 | MV_345_0_line_109 |  | 106 | 107 | 0.088705 | 0.1188 | 0.172 | 20.6 | 0 | 0.82 | 1 | 1 | ol | TRUE
110 | MV_345_0_line_110 |  | 107 | 109 | 0.111 | 0.061 | 0.056 | 608 | 0 | 0.842 | 1 | 1 | cs | TRUE
111 | MV_345_0_line_111 |  | 108 | 109 | 0.08183 | 0.1188 | 0.172 | 20.6 | 0 | 0.82 | 1 | 1 | ol | TRUE
112 | MV_345_0_line_112 |  | 108 | 110 | 0.10613 | 0.1188 | 0.172 | 20.6 | 0 | 0.82 | 1 | 1 | ol | TRUE
113 | MV_345_0_line_113 |  | 109 | 111 | 0.086626 | 0.445 | 0.132 | 190 | 0 | 0.22 | 1 | 1 | cs | TRUE
114 | MV_345_0_line_114 |  | 109 | 112 | 0.068679 | 0.445 | 0.132 | 190 | 0 | 0.22 | 1 | 1 | cs | TRUE
115 | MV_345_0_line_115 |  | 110 | 113 | 0.008303 | 0.061 | 0.056 | 608 | 0 | 0.842 | 1 | 1 | cs | TRUE
116 | MV_345_0_line_116 |  | 110 | 114 | 0.0081342 | 0.445 | 0.132 | 190 | 0 | 0.22 | 1 | 1 | cs | TRUE
117 | MV_345_0_line_117 |  | 112 | 140 | 0.061951 | 0.5939 | 0.372 | 9.5 | 0 | 0.21 | 1 | 1 | ol | TRUE
118 | MV_345_0_line_118 |  | 113 | 132 | 0.003975 | 0.061 | 0.056 | 608 | 0 | 0.842 | 1 | 1 | cs | TRUE
119 | MV_345_0_line_119 |  | 115 | 116 | 0.058239 | 0.445 | 0.132 | 190 | 0 | 0.22 | 1 | 1 | cs | TRUE
120 | MV_345_0_line_120 |  | 116 | 117 | 0.17698 | 0.445 | 0.132 | 190 | 0 | 0.22 | 1 | 1 | cs | TRUE
121 | MV_345_0_line_121 |  | 117 | 118 | 0.034212 | 0.445 | 0.132 | 190 | 0 | 0.22 | 1 | 1 | cs | TRUE
122 | MV_345_0_line_122 |  | 117 | 119 | 0.10025 | 0.5939 | 0.372 | 9.5 | 0 | 0.21 | 1 | 1 | ol | TRUE
123 | MV_345_0_line_123 |  | 119 | 120 | 0.13511 | 0.445 | 0.132 | 190 | 0 | 0.22 | 1 | 1 | cs | TRUE
124 | MV_345_0_line_124 |  | 120 | 157 | 0.045153 | 0.445 | 0.132 | 190 | 0 | 0.22 | 1 | 1 | cs | TRUE
125 | MV_345_0_line_125 |  | 120 | 158 | 0.008055 | 0.445 | 0.132 | 190 | 0 | 0.22 | 1 | 1 | cs | TRUE
126 | MV_345_0_line_126 |  | 121 | 122 | 0.051729 | 0.5939 | 0.372 | 9.5 | 0 | 0.21 | 1 | 1 | ol | TRUE
127 | MV_345_0_line_127 |  | 122 | 123 | 0.17127 | 0.445 | 0.132 | 190 | 0 | 0.22 | 1 | 1 | cs | TRUE
128 | MV_345_0_line_128 |  | 123 | 124 | 0.01079 | 0.445 | 0.132 | 190 | 0 | 0.22 | 1 | 1 | cs | TRUE
129 | MV_345_0_line_129 |  | 123 | 125 | 0.095922 | 0.5939 | 0.372 | 9.5 | 0 | 0.21 | 1 | 1 | ol | TRUE
130 | MV_345_0_line_130 |  | 126 | 127 | 0.084544 | 0.5939 | 0.372 | 9.5 | 0 | 0.21 | 1 | 1 | ol | TRUE
131 | MV_345_0_line_131 |  | 127 | 128 | 0.10453 | 0.445 | 0.132 | 190 | 0 | 0.22 | 1 | 1 | cs | TRUE
132 | MV_345_0_line_132 |  | 127 | 129 | 0.059866 | 0.445 | 0.132 | 190 | 0 | 0.22 | 1 | 1 | cs | TRUE
133 | MV_345_0_line_133 |  | 128 | 130 | 0.040965 | 0.445 | 0.132 | 190 | 0 | 0.22 | 1 | 1 | cs | TRUE
134 | MV_345_0_line_134 |  | 129 | 151 | 0.075811 | 0.5939 | 0.372 | 9.5 | 0 | 0.21 | 1 | 1 | ol | TRUE
135 | MV_345_0_line_135 |  | 129 | 153 | 0.26075 | 0.5939 | 0.372 | 9.5 | 0 | 0.21 | 1 | 1 | ol | TRUE
136 | MV_345_0_line_136 |  | 131 | 132 | 0.063684 | 0.061 | 0.056 | 608 | 0 | 0.842 | 1 | 1 | cs | TRUE
137 | MV_345_0_line_137 |  | 131 | 133 | 0.089278 | 0.061 | 0.056 | 608 | 0 | 0.842 | 1 | 1 | cs | TRUE
138 | MV_345_0_line_138 |  | 133 | 134 | 0.017269 | 0.445 | 0.132 | 190 | 0 | 0.22 | 1 | 1 | cs | TRUE
139 | MV_345_0_line_139 |  | 133 | 135 | 0.21522 | 0.061 | 0.056 | 608 | 0 | 0.842 | 1 | 1 | cs | TRUE
140 | MV_345_0_line_140 |  | 135 | 136 | 0.12513 | 0.445 | 0.132 | 190 | 0 | 0.22 | 1 | 1 | cs | TRUE
141 | MV_345_0_line_141 |  | 135 | 137 | 0.059111 | 0.1188 | 0.172 | 20.6 | 0 | 0.82 | 1 | 1 | ol | TRUE
142 | MV_345_0_line_142 |  | 136 | 141 | 0.052911 | 0.445 | 0.132 | 190 | 0 | 0.22 | 1 | 1 | cs | TRUE
143 | MV_345_0_line_143 |  | 136 | 142 | 0.041846 | 0.445 | 0.132 | 190 | 0 | 0.22 | 1 | 1 | cs | TRUE
144 | MV_345_0_line_144 |  | 137 | 144 | 0.007599 | 0.061 | 0.056 | 608 | 0 | 0.842 | 1 | 1 | cs | TRUE
145 | MV_345_0_line_145 |  | 138 | 139 | 0.32049 | 0.445 | 0.132 | 190 | 0 | 0.22 | 1 | 1 | cs | TRUE
146 | MV_345_0_line_146 |  | 138 | 140 | 0.053366 | 0.445 | 0.132 | 190 | 0 | 0.22 | 1 | 1 | cs | TRUE
147 | MV_345_0_line_147 |  | 139 | 143 | 0.031167 | 0.445 | 0.132 | 190 | 0 | 0.22 | 1 | 1 | cs | TRUE
148 | MV_345_0_line_148 |  | 141 | 147 | 0.050056 | 0.5939 | 0.372 | 9.5 | 0 | 0.21 | 1 | 1 | ol | TRUE
149 | MV_345_0_line_149 |  | 141 | 148 | 0.044465 | 0.445 | 0.132 | 190 | 0 | 0.22 | 1 | 1 | cs | TRUE
150 | MV_345_0_line_150 |  | 144 | 145 | 0.15545 | 0.061 | 0.056 | 608 | 0 | 0.842 | 1 | 1 | cs | TRUE
151 | MV_345_0_line_151 |  | 144 | 146 | 0.26901 | 0.061 | 0.056 | 608 | 0 | 0.842 | 1 | 1 | cs | TRUE
152 | MV_345_0_line_152 |  | 145 | 188 | 0.050459 | 0.061 | 0.056 | 608 | 0 | 0.842 | 1 | 1 | cs | TRUE
153 | MV_345_0_line_153 |  | 146 | 165 | 0.082177 | 0.1188 | 0.172 | 20.6 | 0 | 0.82 | 1 | 1 | ol | TRUE
154 | MV_345_0_line_154 |  | 147 | 158 | 0.02015 | 0.445 | 0.132 | 190 | 0 | 0.22 | 1 | 1 | cs | TRUE
155 | MV_345_0_line_155 |  | 148 | 193 | 0.006789 | 0.445 | 0.132 | 190 | 0 | 0.22 | 1 | 1 | cs | TRUE
156 | MV_345_0_line_156 |  | 149 | 150 | 0.007514 | 0.445 | 0.132 | 190 | 0 | 0.22 | 1 | 1 | cs | TRUE
157 | MV_345_0_line_157 |  | 150 | 151 | 0.010151 | 0.445 | 0.132 | 190 | 0 | 0.22 | 1 | 1 | cs | TRUE
158 | MV_345_0_line_158 |  | 150 | 152 | 0.14488 | 0.445 | 0.132 | 190 | 0 | 0.22 | 1 | 1 | cs | TRUE
159 | MV_345_0_line_159 |  | 152 | 154 | 0.090021 | 0.445 | 0.132 | 190 | 0 | 0.22 | 1 | 1 | cs | TRUE
160 | MV_345_0_line_160 |  | 153 | 155 | 0.05999 | 0.445 | 0.132 | 190 | 0 | 0.22 | 1 | 1 | cs | TRUE
161 | MV_345_0_line_161 |  | 157 | 159 | 0.011073 | 0.445 | 0.132 | 190 | 0 | 0.22 | 1 | 1 | cs | TRUE
162 | MV_345_0_line_162 |  | 158 | 160 | 0.065731 | 0.5939 | 0.372 | 9.5 | 0 | 0.21 | 1 | 1 | ol | TRUE
163 | MV_345_0_line_163 |  | 160 | 203 | 0.28298 | 0.445 | 0.132 | 190 | 0 | 0.22 | 1 | 1 | cs | TRUE
164 | MV_345_0_line_164 |  | 161 | 162 | 0.10097 | 0.445 | 0.132 | 190 | 0 | 0.22 | 1 | 1 | cs | TRUE
165 | MV_345_0_line_165 |  | 162 | 163 | 0.3932 | 0.445 | 0.132 | 190 | 0 | 0.22 | 1 | 1 | cs | TRUE
166 | MV_345_0_line_166 |  | 163 | 167 | 0.20233 | 0.061 | 0.056 | 608 | 0 | 0.842 | 1 | 1 | cs | TRUE
167 | MV_345_0_line_167 |  | 163 | 168 | 0.043337 | 0.5939 | 0.372 | 9.5 | 0 | 0.21 | 1 | 1 | ol | TRUE
168 | MV_345_0_line_168 |  | 163 | 164 | 0.39289 | 0.061 | 0.056 | 608 | 0 | 0.842 | 1 | 1 | cs | TRUE
169 | MV_345_0_line_169 |  | 164 | 165 | 0.23915 | 0.061 | 0.056 | 608 | 0 | 0.842 | 1 | 1 | cs | TRUE
170 | MV_345_0_line_170 |  | 164 | 166 | 0.065077 | 0.5939 | 0.372 | 9.5 | 0 | 0.21 | 1 | 1 | ol | TRUE
171 | MV_345_0_line_171 |  | 165 | 171 | 0.022032 | 0.445 | 0.132 | 190 | 0 | 0.22 | 1 | 1 | cs | TRUE
172 | MV_345_0_line_172 |  | 167 | 169 | 0.020039 | 0.445 | 0.132 | 190 | 0 | 0.22 | 1 | 1 | cs | TRUE
173 | MV_345_0_line_173 |  | 167 | 170 | 0.11735 | 0.061 | 0.056 | 608 | 0 | 0.842 | 1 | 1 | cs | TRUE
174 | MV_345_0_line_174 |  | 169 | 172 | 0.008065 | 0.445 | 0.132 | 190 | 0 | 0.22 | 1 | 1 | cs | TRUE
175 | MV_345_0_line_175 |  | 173 | 174 | 0.013301 | 0.061 | 0.056 | 608 | 0 | 0.842 | 1 | 1 | cs | TRUE
176 | MV_345_0_line_176 |  | 173 | 175 | 0.014604 | 0.061 | 0.056 | 608 | 0 | 0.842 | 1 | 1 | cs | TRUE
177 | MV_345_0_line_177 |  | 174 | 176 | 0.14673 | 0.061 | 0.056 | 608 | 0 | 0.842 | 1 | 1 | cs | TRUE
178 | MV_345_0_line_178 |  | 176 | 177 | 0.36355 | 0.445 | 0.132 | 190 | 0 | 0.22 | 1 | 1 | cs | TRUE
179 | MV_345_0_line_179 |  | 176 | 178 | 0.032959 | 0.061 | 0.056 | 608 | 0 | 0.842 | 1 | 1 | cs | TRUE
180 | MV_345_0_line_180 |  | 177 | 179 | 0.031056 | 0.445 | 0.132 | 190 | 0 | 0.22 | 1 | 1 | cs | TRUE
181 | MV_345_0_line_181 |  | 177 | 180 | 0.10158 | 0.445 | 0.132 | 190 | 0 | 0.22 | 1 | 1 | cs | TRUE
182 | MV_345_0_line_182 |  | 177 | 181 | 0.043009 | 0.445 | 0.132 | 190 | 0 | 0.22 | 1 | 1 | cs | TRUE
183 | MV_345_0_line_183 |  | 178 | 184 | 0.038697 | 0.061 | 0.056 | 608 | 0 | 0.842 | 1 | 1 | cs | TRUE
184 | MV_345_0_line_184 |  | 180 | 182 | 0.14607 | 0.445 | 0.132 | 190 | 0 | 0.22 | 1 | 1 | cs | TRUE
185 | MV_345_0_line_185 |  | 180 | 183 | 0.048937 | 0.445 | 0.132 | 190 | 0 | 0.22 | 1 | 1 | cs | TRUE
186 | MV_345_0_line_186 |  | 181 | 186 | 0.048075 | 0.445 | 0.132 | 190 | 0 | 0.22 | 1 | 1 | cs | TRUE
187 | MV_345_0_line_187 |  | 182 | 185 | 0.042487 | 0.445 | 0.132 | 190 | 0 | 0.22 | 1 | 1 | cs | TRUE
188 | MV_345_0_line_188 |  | 184 | 198 | 0.10733 | 0.5939 | 0.372 | 9.5 | 0 | 0.21 | 1 | 1 | ol | TRUE
189 | MV_345_0_line_189 |  | 184 | 199 | 0.066344 | 0.5939 | 0.372 | 9.5 | 0 | 0.21 | 1 | 1 | ol | TRUE
190 | MV_345_0_line_190 |  | 184 | 192 | 0.21636 | 0.061 | 0.056 | 608 | 0 | 0.842 | 1 | 1 | cs | TRUE
191 | MV_345_0_line_191 |  | 185 | 187 | 2.1359 | 0.5939 | 0.372 | 9.5 | 0 | 0.21 | 1 | 1 | ol | TRUE
192 | MV_345_0_line_192 |  | 187 | 195 | 0.31927 | 0.445 | 0.132 | 190 | 0 | 0.22 | 1 | 1 | cs | TRUE
193 | MV_345_0_line_193 |  | 187 | 194 | 0.063781 | 0.445 | 0.132 | 190 | 0 | 0.22 | 1 | 1 | cs | TRUE
194 | MV_345_0_line_194 |  | 188 | 189 | 0.027357 | 0.061 | 0.056 | 608 | 0 | 0.842 | 1 | 1 | cs | TRUE
195 | MV_345_0_line_195 |  | 189 | 190 | 0.041557 | 0.061 | 0.056 | 608 | 0 | 0.842 | 1 | 1 | cs | TRUE
196 | MV_345_0_line_196 |  | 190 | 191 | 0.10286 | 0.1188 | 0.172 | 20.6 | 0 | 0.82 | 1 | 1 | ol | TRUE
197 | MV_345_0_line_197 |  | 191 | 192 | 0.043737 | 0.061 | 0.056 | 608 | 0 | 0.842 | 1 | 1 | cs | TRUE
198 | MV_345_0_line_198 |  | 192 | 196 | 0.055176 | 0.445 | 0.132 | 190 | 0 | 0.22 | 1 | 1 | cs | TRUE
199 | MV_345_0_line_199 |  | 195 | 209 | 0.050687 | 0.445 | 0.132 | 190 | 0 | 0.22 | 1 | 1 | cs | TRUE
200 | MV_345_0_line_200 |  | 196 | 197 | 0.075524 | 0.5939 | 0.372 | 9.5 | 0 | 0.21 | 1 | 1 | ol | TRUE
201 | MV_345_0_line_201 |  | 197 | 200 | 0.056081 | 0.445 | 0.132 | 190 | 0 | 0.22 | 1 | 1 | cs | TRUE
202 | MV_345_0_line_202 |  | 200 | 201 | 0.073105 | 0.5939 | 0.372 | 9.5 | 0 | 0.21 | 1 | 1 | ol | TRUE
203 | MV_345_0_line_203 |  | 201 | 211 | 0.019222 | 0.445 | 0.132 | 190 | 0 | 0.22 | 1 | 1 | cs | TRUE
204 | MV_345_0_line_204 |  | 202 | 203 | 0.055134 | 0.445 | 0.132 | 190 | 0 | 0.22 | 1 | 1 | cs | TRUE
205 | MV_345_0_line_205 |  | 203 | 204 | 0.29377 | 0.445 | 0.132 | 190 | 0 | 0.22 | 1 | 1 | cs | TRUE
206 | MV_345_0_line_206 |  | 204 | 205 | 0.029189 | 0.445 | 0.132 | 190 | 0 | 0.22 | 1 | 1 | cs | TRUE
207 | MV_345_0_line_207 |  | 206 | 207 | 0.10089 | 0.445 | 0.132 | 190 | 0 | 0.22 | 1 | 1 | cs | TRUE
208 | MV_345_0_line_208 |  | 206 | 208 | 0.01682 | 0.5939 | 0.372 | 9.5 | 0 | 0.21 | 1 | 1 | ol | TRUE
209 | MV_345_0_line_209 |  | 207 | 210 | 0.035905 | 0.445 | 0.132 | 190 | 0 | 0.22 | 1 | 1 | cs | TRUE
210 | MV_345_0_line_210 |  | 210 | 212 | 0.069309 | 0.445 | 0.132 | 190 | 0 | 0.22 | 1 | 1 | cs | TRUE
211 | MV_345_0_line_211 |  | 211 | 212 | 0.09504 | 0.445 | 0.132 | 190 | 0 | 0.22 | 1 | 1 | cs | TRUE

## trafo
| name | std_type | hv_bus | lv_bus | sn_mva | vn_hv_kv | vn_lv_kv | vk_percent | vkr_percent | pfe_kw | i0_percent | shift_degree | tap_side | tap_neutral | tap_min | tap_max | tap_step_percent | tap_step_degree | tap_pos | tap_phase_shifter | parallel | df | in_service
0 | MV_345_0_trafo_115 | 25 MVA 110/20 kV | 213 | 170 | 25 | 110 | 20 | 12 | 0.41 | 14 | 0.07 | 150 | hv | 0 | -9 | 9 | 1.5 | 0 | 0 | FALSE | 1 | 1 | TRUE

## bus_geodata
| x | y | coords
0 | 2597542.6463 | 1236824.8929
1 | 2597538.2923 | 1236833.8002
2 | 2597541.1711 | 1236772.0724
3 | 2598702.4915 | 1236842.2002
4 | 2597440.8437 | 1236996.6978
5 | 2596743.7394 | 1236206.5097
6 | 2598866.3996 | 1237061.2207
7 | 2597467.0907 | 1237071.3874
8 | 2597053.9054 | 1236034.6614
9 | 2596877.5801 | 1236301.7832
10 | 2595875.8262 | 1236314.4591
11 | 2596079.9936 | 1236728.4711
12 | 2596259.107 | 1236672.3968
13 | 2595958.0913 | 1236800.7429
14 | 2596400.8731 | 1236741.8387
15 | 2597066.3709 | 1236055.9569
16 | 2595820.8797 | 1236451.3707
17 | 2601253.1172 | 1237210.1066
18 | 2601260.7393 | 1237190.3627
19 | 2600384.082 | 1236587.3612
20 | 2600251.4587 | 1236843.0674
21 | 2600318.4385 | 1236989.4482
22 | 2600264.6786 | 1236990.1022
23 | 2600389.1494 | 1236559.8183
24 | 2600143.1706 | 1236975.9797
25 | 2592310.0397 | 1231998.405
26 | 2592292.2133 | 1232077.4313
27 | 2592362.2441 | 1231931.8304
28 | 2592338.2032 | 1232100.2627
29 | 2592178.3915 | 1232085.8088
30 | 2592434.2714 | 1231981.7117
31 | 2594110.9774 | 1235134.5398
32 | 2594091.4559 | 1235235.5653
33 | 2593274.3927 | 1232640.9202
34 | 2592401.0494 | 1232118.8813
35 | 2591557.2526 | 1232278.9495
36 | 2592174.5139 | 1232153.4212
37 | 2592461.2746 | 1231995.1629
38 | 2592505.3733 | 1232150.0106
39 | 2591589.0394 | 1232317.3715
40 | 2591296.5349 | 1232410.3302
41 | 2592491.2355 | 1236005.6621
42 | 2592685.0855 | 1235986.6617
43 | 2592501.7469 | 1236018.4787
44 | 2593431.915 | 1232506.1609
45 | 2593371.7053 | 1232529.487
46 | 2593633.5638 | 1232428.2809
47 | 2593702.414 | 1232390.484
48 | 2592699.6433 | 1232361.549
49 | 2592953.4404 | 1232404.4874
50 | 2592848.5207 | 1232425.6268
51 | 2593021.1941 | 1232447.6547
52 | 2592739.1948 | 1232379.0327
53 | 2592871.1773 | 1232478.342
54 | 2599903.9259 | 1237139.7041
55 | 2599933.5128 | 1237108.9845
56 | 2599241.1377 | 1236879.2451
57 | 2600051.3866 | 1236924.3256
58 | 2599180.6683 | 1236893.1958
59 | 2600034.5609 | 1236934.3762
60 | 2600389.87 | 1236446.2087
61 | 2600347.0483 | 1236556.5511
62 | 2595904.8862 | 1236795.9327
63 | 2596287.0624 | 1236778.5549
64 | 2596451.1282 | 1236648.373
65 | 2594172.27 | 1235713.9643
66 | 2594170.0799 | 1235703.0932
67 | 2594084.4412 | 1235760.8586
68 | 2594166.5285 | 1235685.4527
69 | 2594267.6238 | 1235692.0792
70 | 2594263.8832 | 1235674.1497
71 | 2594276.4296 | 1235736.2419
72 | 2594331.2132 | 1235976.9464
73 | 2593943.0143 | 1235783.0387
74 | 2594490.2112 | 1236112.1216
75 | 2594566.228 | 1236164.5492
76 | 2594337.2689 | 1235986.452
77 | 2593509.6135 | 1236238.8021
78 | 2593038.0057 | 1235841.0108
79 | 2593485.9864 | 1236277.7756
80 | 2593731.8938 | 1236347.3823
81 | 2593960.4911 | 1235787.6457
82 | 2593803.2507 | 1235709.8289
83 | 2594163.6819 | 1235641.9381
84 | 2594127.0388 | 1235242.8896
85 | 2594255.347 | 1235633.9793
86 | 2594291.4304 | 1235657.4896
87 | 2594248.4963 | 1235601.7318
88 | 2594245.2004 | 1235582.0786
89 | 2594181.4877 | 1235615.9177
90 | 2594210.8534 | 1235383.5917
91 | 2594170.0413 | 1235326.0151
92 | 2594353.2372 | 1235620.0978
93 | 2594168.7116 | 1235324.1751
94 | 2594538.2187 | 1236207.0123
95 | 2594582.6855 | 1236115.9933
96 | 2592720.5725 | 1236114.1954
97 | 2593056.5367 | 1235866.3599
98 | 2593789.4326 | 1236223.59
99 | 2593850.7141 | 1236347.3677
100 | 2593797.6402 | 1236121.6191
101 | 2593759.8021 | 1236322.7153
102 | 2593972.7629 | 1236300.9794
103 | 2593789.6199 | 1235707.4197
104 | 2594525.7513 | 1236346.7536
105 | 2594620.914 | 1236128.4105
106 | 2594625.3693 | 1236114.6941
107 | 2594710.1871 | 1236088.7231
108 | 2594720.4833 | 1236185.8051
109 | 2594797.2793 | 1236157.5462
110 | 2594667.8508 | 1236277.9695
111 | 2594784.0837 | 1236073.1287
112 | 2594849.1645 | 1236202.5278
113 | 2594665.0508 | 1236285.7879
114 | 2594674.8232 | 1236282.1588
115 | 2594711.2398 | 1236708.9155
116 | 2594661.1585 | 1236738.379
117 | 2594663.1255 | 1236638.8052
118 | 2594643.6792 | 1236611.7953
119 | 2594747.2999 | 1236584.3625
120 | 2594851.2282 | 1236518.441
121 | 2594388.2482 | 1236660.8645
122 | 2594413.5508 | 1236615.7461
123 | 2594522.0514 | 1236500.4176
124 | 2594513.6467 | 1236493.6213
125 | 2594580.2848 | 1236424.1946
126 | 2594362.3221 | 1236262.1236
127 | 2594291.7128 | 1236308.6204
128 | 2594234.9704 | 1236390.4147
129 | 2594247.0778 | 1236268.6063
130 | 2594222.9859 | 1236429.0501
131 | 2594721.8937 | 1236316.1438
132 | 2594665.5235 | 1236289.7343
133 | 2594777.5229 | 1236292.8797
134 | 2594773.0433 | 1236309.4049
135 | 2594944.0468 | 1236385.5901
136 | 2594901.3245 | 1236442.195
137 | 2594988.8944 | 1236424.0972
138 | 2594958.0402 | 1236240.4339
139 | 2595162.6829 | 1236124.4792
140 | 2594907.0366 | 1236224.6351
141 | 2594911.7201 | 1236494.0732
142 | 2594860.1275 | 1236434.204
143 | 2595191.3574 | 1236112.0702
144 | 2594994.9362 | 1236428.7282
145 | 2595110.113 | 1236434.79
146 | 2595151.6839 | 1236346.7128
147 | 2594873.0248 | 1236525.8264
148 | 2594955.0817 | 1236503.4747
149 | 2594204.7497 | 1236190.1223
150 | 2594205.7404 | 1236197.3035
151 | 2594214.8531 | 1236199.985
152 | 2594073.19 | 1236255.6493
153 | 2594015.8483 | 1236148.0975
154 | 2593990.9142 | 1236292.1555
155 | 2594009.8854 | 1236088.4116
156 | 2593991.6132 | 1236502.761
157 | 2594846.5404 | 1236496.2204
158 | 2594852.8921 | 1236526.3221
159 | 2594851.8054 | 1236486.4765
160 | 2594858.1022 | 1236591.8465
161 | 2595433.6655 | 1235974.7631
162 | 2595516.9932 | 1235917.7374
163 | 2595191.826 | 1235973.5076
164 | 2595321.9063 | 1236182.4406
165 | 2595192.7176 | 1236275.5132
166 | 2595384.2837 | 1236200.9912
167 | 2595125.2823 | 1235844.0839
168 | 2595205.6614 | 1236014.5768
169 | 2595125.992 | 1235824.06
170 | 2595099.8596 | 1235945.8115
171 | 2595182.1315 | 1236256.1768
172 | 2595125.2135 | 1235816.0335
173 | 2595707.7537 | 1236403.3457
174 | 2595695.2123 | 1236407.8799
175 | 2595722.1679 | 1236404.2357
176 | 2595571.1103 | 1236475.2806
177 | 2595619.5959 | 1236639.4998
178 | 2595538.55 | 1236470.1712
179 | 2595596.2829 | 1236619.2655
180 | 2595684.8839 | 1236713.8967
181 | 2595587.1409 | 1236662.8608
182 | 2595773.7182 | 1236793.2468
183 | 2595648.1454 | 1236745.4988
184 | 2595500.321 | 1236464.1723
185 | 2595796.6141 | 1236828.7635
186 | 2595539.6033 | 1236670.9018
187 | 2595745.4559 | 1238964.1002
188 | 2595152.4803 | 1236462.197
189 | 2595169.7052 | 1236482.2028
190 | 2595208.4512 | 1236482.3821
191 | 2595304.2602 | 1236519.8161
192 | 2595339.665 | 1236542.9686
193 | 2594961.7109 | 1236505.0255
194 | 2595758.7213 | 1239026.4846
195 | 2595439.3192 | 1239024.8133
196 | 2595307.4017 | 1236587.6773
197 | 2595347.3101 | 1236651.7957
198 | 2595470.8404 | 1236567.3692
199 | 2595436.253 | 1236446.9449
200 | 2595359.4648 | 1236704.3959
201 | 2595316.5272 | 1236763.5622
202 | 2595063.253 | 1236753.8576
203 | 2595008.0883 | 1236750.2578
204 | 2595129.5964 | 1236834.9961
205 | 2595133.2719 | 1236806.042
206 | 2595041.6877 | 1236625.3974
207 | 2595113.3038 | 1236685.6628
208 | 2595040.1906 | 1236608.644
209 | 2595395.1038 | 1239049.6077
210 | 2595147.4866 | 1236694.7003
211 | 2595299.3801 | 1236754.8748
212 | 2595212.7655 | 1236715.1986
213 | 2595099.8596 | 1235945.8115

## line_std_types
| c_nf_per_km | r_ohm_per_km | x_ohm_per_km | max_i_ka | type | q_mm2 | alpha | voltage_rating
NAYY 4x50 SE | 210 | 0.642 | 0.083 | 0.142 | cs | 50 | 0.00403 | LV
NAYY 4x120 SE | 264 | 0.225 | 0.08 | 0.242 | cs | 120 | 0.00403 | LV
NAYY 4x150 SE | 261 | 0.208 | 0.08 | 0.27 | cs | 150 | 0.00403 | LV
NA2XS2Y 1x95 RM/25 12/20 kV | 216 | 0.313 | 0.132 | 0.252 | cs | 95 | 0.00403 | MV
NA2XS2Y 1x185 RM/25 12/20 kV | 273 | 0.161 | 0.117 | 0.362 | cs | 185 | 0.00403 | MV
NA2XS2Y 1x240 RM/25 12/20 kV | 304 | 0.122 | 0.112 | 0.421 | cs | 240 | 0.00403 | MV
NA2XS2Y 1x95 RM/25 6/10 kV | 315 | 0.313 | 0.123 | 0.249 | cs | 95 | 0.00403 | MV
NA2XS2Y 1x185 RM/25 6/10 kV | 406 | 0.161 | 0.11 | 0.358 | cs | 185 | 0.00403 | MV
NA2XS2Y 1x240 RM/25 6/10 kV | 456 | 0.122 | 0.105 | 0.416 | cs | 240 | 0.00403 | MV
NA2XS2Y 1x150 RM/25 12/20 kV | 250 | 0.206 | 0.116 | 0.319 | cs | 150 | 0.00403 | MV
NA2XS2Y 1x120 RM/25 12/20 kV | 230 | 0.253 | 0.119 | 0.283 | cs | 120 | 0.00403 | MV
NA2XS2Y 1x70 RM/25 12/20 kV | 190 | 0.443 | 0.132 | 0.22 | cs | 70 | 0.00403 | MV
NA2XS2Y 1x150 RM/25 6/10 kV | 360 | 0.206 | 0.11 | 0.315 | cs | 150 | 0.00403 | MV
NA2XS2Y 1x120 RM/25 6/10 kV | 340 | 0.253 | 0.113 | 0.28 | cs | 120 | 0.00403 | MV
NA2XS2Y 1x70 RM/25 6/10 kV | 280 | 0.443 | 0.123 | 0.217 | cs | 70 | 0.00403 | MV
N2XS(FL)2Y 1x120 RM/35 64/110 kV | 112 | 0.153 | 0.166 | 0.366 | cs | 120 | 0.00393 | HV
N2XS(FL)2Y 1x185 RM/35 64/110 kV | 125 | 0.099 | 0.156 | 0.457 | cs | 185 | 0.00393 | HV
N2XS(FL)2Y 1x240 RM/35 64/110 kV | 135 | 0.075 | 0.149 | 0.526 | cs | 240 | 0.00393 | HV
N2XS(FL)2Y 1x300 RM/35 64/110 kV | 144 | 0.06 | 0.144 | 0.588 | cs | 300 | 0.00393 | HV
15-AL1/3-ST1A 0.4 | 11 | 1.8769 | 0.35 | 0.105 | ol | 16 | 0.00403 | LV
24-AL1/4-ST1A 0.4 | 11.25 | 1.2012 | 0.335 | 0.14 | ol | 24 | 0.00403 | LV
48-AL1/8-ST1A 0.4 | 12.2 | 0.5939 | 0.3 | 0.21 | ol | 48 | 0.00403 | LV
94-AL1/15-ST1A 0.4 | 13.2 | 0.306 | 0.29 | 0.35 | ol | 94 | 0.00403 | LV
34-AL1/6-ST1A 10.0 | 9.7 | 0.8342 | 0.36 | 0.17 | ol | 34 | 0.00403 | MV
48-AL1/8-ST1A 10.0 | 10.1 | 0.5939 | 0.35 | 0.21 | ol | 48 | 0.00403 | MV
70-AL1/11-ST1A 10.0 | 10.4 | 0.4132 | 0.339 | 0.29 | ol | 70 | 0.00403 | MV
94-AL1/15-ST1A 10.0 | 10.75 | 0.306 | 0.33 | 0.35 | ol | 94 | 0.00403 | MV
122-AL1/20-ST1A 10.0 | 11.1 | 0.2376 | 0.323 | 0.41 | ol | 122 | 0.00403 | MV
149-AL1/24-ST1A 10.0 | 11.25 | 0.194 | 0.315 | 0.47 | ol | 149 | 0.00403 | MV
34-AL1/6-ST1A 20.0 | 9.15 | 0.8342 | 0.382 | 0.17 | ol | 34 | 0.00403 | MV
48-AL1/8-ST1A 20.0 | 9.5 | 0.5939 | 0.372 | 0.21 | ol | 48 | 0.00403 | MV
70-AL1/11-ST1A 20.0 | 9.7 | 0.4132 | 0.36 | 0.29 | ol | 70 | 0.00403 | MV
94-AL1/15-ST1A 20.0 | 10 | 0.306 | 0.35 | 0.35 | ol | 94 | 0.00403 | MV
122-AL1/20-ST1A 20.0 | 10.3 | 0.2376 | 0.344 | 0.41 | ol | 122 | 0.00403 | MV
149-AL1/24-ST1A 20.0 | 10.5 | 0.194 | 0.337 | 0.47 | ol | 149 | 0.00403 | MV
184-AL1/30-ST1A 20.0 | 10.75 | 0.1571 | 0.33 | 0.535 | ol | 184 | 0.00403 | MV
243-AL1/39-ST1A 20.0 | 11 | 0.1188 | 0.32 | 0.645 | ol | 243 | 0.00403 | MV
48-AL1/8-ST1A 110.0 | 8 | 0.5939 | 0.46 | 0.21 | ol | 48 | 0.00403 | HV
70-AL1/11-ST1A 110.0 | 8.4 | 0.4132 | 0.45 | 0.29 | ol | 70 | 0.00403 | HV
94-AL1/15-ST1A 110.0 | 8.65 | 0.306 | 0.44 | 0.35 | ol | 94 | 0.00403 | HV
122-AL1/20-ST1A 110.0 | 8.5 | 0.2376 | 0.43 | 0.41 | ol | 122 | 0.00403 | HV
149-AL1/24-ST1A 110.0 | 8.75 | 0.194 | 0.41 | 0.47 | ol | 149 | 0.00403 | HV
184-AL1/30-ST1A 110.0 | 8.8 | 0.1571 | 0.4 | 0.535 | ol | 184 | 0.00403 | HV
243-AL1/39-ST1A 110.0 | 9 | 0.1188 | 0.39 | 0.645 | ol | 243 | 0.00403 | HV
305-AL1/39-ST1A 110.0 | 9.2 | 0.0949 | 0.38 | 0.74 | ol | 305 | 0.00403 | HV
490-AL1/64-ST1A 110.0 | 9.75 | 0.059 | 0.37 | 0.96 | ol | 490 | 0.00403 | HV
679-AL1/86-ST1A 110.0 | 9.95 | 0.042 | 0.36 | 1.15 | ol | 679 | 0.00403 | HV
490-AL1/64-ST1A 220.0 | 10 | 0.059 | 0.285 | 0.96 | ol | 490 | 0.00403 | HV
679-AL1/86-ST1A 220.0 | 11.7 | 0.042 | 0.275 | 1.15 | ol | 679 | 0.00403 | HV
490-AL1/64-ST1A 380.0 | 11 | 0.059 | 0.253 | 0.96 | ol | 490 | 0.00403 | HV
679-AL1/86-ST1A 380.0 | 14.6 | 0.042 | 0.25 | 1.15 | ol | 679 | 0.00403 | HV

## trafo_std_types
| i0_percent | pfe_kw | vkr_percent | sn_mva | vn_lv_kv | vn_hv_kv | vk_percent | shift_degree | vector_group | tap_side | tap_neutral | tap_min | tap_max | tap_step_degree | tap_step_percent | tap_phase_shifter
160 MVA 380/110 kV | 0.06 | 60 | 0.25 | 160 | 110 | 380 | 12.2 | 0 | Yy0 | hv | 0 | -9 | 9 | 0 | 1.5 | FALSE
100 MVA 220/110 kV | 0.06 | 55 | 0.26 | 100 | 110 | 220 | 12 | 0 | Yy0 | hv | 0 | -9 | 9 | 0 | 1.5 | FALSE
63 MVA 110/20 kV | 0.04 | 22 | 0.32 | 63 | 20 | 110 | 18 | 150 | YNd5 | hv | 0 | -9 | 9 | 0 | 1.5 | FALSE
40 MVA 110/20 kV | 0.05 | 18 | 0.34 | 40 | 20 | 110 | 16.2 | 150 | YNd5 | hv | 0 | -9 | 9 | 0 | 1.5 | FALSE
25 MVA 110/20 kV | 0.07 | 14 | 0.41 | 25 | 20 | 110 | 12 | 150 | YNd5 | hv | 0 | -9 | 9 | 0 | 1.5 | FALSE
63 MVA 110/10 kV | 0.04 | 22 | 0.32 | 63 | 10 | 110 | 18 | 150 | YNd5 | hv | 0 | -9 | 9 | 0 | 1.5 | FALSE
40 MVA 110/10 kV | 0.05 | 18 | 0.34 | 40 | 10 | 110 | 16.2 | 150 | YNd5 | hv | 0 | -9 | 9 | 0 | 1.5 | FALSE
25 MVA 110/10 kV | 0.07 | 14 | 0.41 | 25 | 10 | 110 | 12 | 150 | YNd5 | hv | 0 | -9 | 9 | 0 | 1.5 | FALSE
0.25 MVA 20/0.4 kV | 0.32 | 0.8 | 1.44 | 0.25 | 0.4 | 20 | 6 | 150 | Yzn5 | hv | 0 | -2 | 2 | 0 | 2.5 | FALSE
0.4 MVA 20/0.4 kV | 0.3375 | 1.35 | 1.425 | 0.4 | 0.4 | 20 | 6 | 150 | Dyn5 | hv | 0 | -2 | 2 | 0 | 2.5 | FALSE
0.63 MVA 20/0.4 kV | 0.2619 | 1.65 | 1.206 | 0.63 | 0.4 | 20 | 6 | 150 | Dyn5 | hv | 0 | -2 | 2 | 0 | 2.5 | FALSE
0.25 MVA 10/0.4 kV | 0.24 | 0.6 | 1.2 | 0.25 | 0.4 | 10 | 4 | 150 | Dyn5 | hv | 0 | -2 | 2 | 0 | 2.5 | FALSE
0.4 MVA 10/0.4 kV | 0.2375 | 0.95 | 1.325 | 0.4 | 0.4 | 10 | 4 | 150 | Dyn5 | hv | 0 | -2 | 2 | 0 | 2.5 | FALSE
0.63 MVA 10/0.4 kV | 0.1873 | 1.18 | 1.0794 | 0.63 | 0.4 | 10 | 4 | 150 | Dyn5 | hv | 0 | -2 | 2 | 0 | 2.5 | FALSE

## trafo3w_std_types
| sn_hv_mva | sn_mv_mva | sn_lv_mva | vn_hv_kv | vn_mv_kv | vn_lv_kv | vk_hv_percent | vk_mv_percent | vk_lv_percent | vkr_hv_percent | vkr_mv_percent | vkr_lv_percent | pfe_kw | i0_percent | shift_mv_degree | shift_lv_degree | vector_group | tap_side | tap_neutral | tap_min | tap_max | tap_step_percent
63/25/38 MVA 110/20/10 kV | 63 | 25 | 38 | 110 | 20 | 10 | 10.4 | 10.4 | 10.4 | 0.28 | 0.32 | 0.35 | 35 | 0.89 | 0 | 0 | YN0yn0yn0 | hv | 0 | -10 | 10 | 1.2
63/25/38 MVA 110/10/10 kV | 63 | 25 | 38 | 110 | 10 | 10 | 10.4 | 10.4 | 10.4 | 0.28 | 0.32 | 0.35 | 35 | 0.89 | 0 | 0 | YN0yn0yn0 | hv | 0 | -10 | 10 | 1.2

## fuse_std_types
| fuse_type | i_rated_a | t_avg | t_min | t_total | x_avg | x_min | x_total
HV 100A | HV 100A | 100 | 0 | [10.0, 3.64, 0.854, 0.281, 0.1, 0.0531, 0.022, 0.01] | [10.0, 4.267, 1.21, 0.403, 0.1, 0.058, 0.022, 0.01] | 0 | [300.0, 350.0, 450.0, 550.0, 700.0, 850.0, 1200.0, 1752.0] | [600.0, 700.0, 900.0, 1150.0, 1665.0, 2000.0, 3000.0, 4313.0]
HV 10A | HV 10A | 10 | 0 | [10.0, 1675.0, 0.344, 0.156, 0.1, 0.0417, 0.0171, 0.01] | [10.0, 1.3, 0.3, 0.155, 0.1, 0.0555, 0.023, 0.01] | 0 | [30.0, 32.0, 35.0, 37.0, 39.0, 50.0, 70.0, 88.0] | [60.0, 70.0, 80.0, 87.0, 94.0, 110.0, 150.0, 216.0]
HV 125A | HV 125A | 125 | 0 | [10.0, 1.82, 0.344, 0.1, 0.0467, 0.0269, 0.01] | [10.0, 2.478, 0.426, 0.1, 0.0427, 0.0211, 0.01] | 0 | [375.0, 500.0, 700.0, 925.0, 1200.0, 1500.0, 2341.0] | [750.0, 1000.0, 1500.0, 2200.0, 3000.0, 4000.0, 5765.0]
HV 160A | HV 160A | 160 | 0 | [10.0, 4.15, 1.03, 0.198, 0.1, 0.051, 0.0172, 0.01] | [10.0, 2.3, 0.734, 0.274, 0.1, 0.046, 0.0177, 0.01] | 0 | [480.0, 550.0, 700.0, 1000.0, 1260.0, 1600.0, 2500.0, 3227.0] | [960.0, 1300.0, 1700.0, 2200.0, 2996.0, 4000.0, 6000.0, 7946.0]
HV 16A | HV 16A | 16 | 0 | [10.0, 0.352, 0.164, 0.1, 0.0649, 0.0342, 0.01] | [10.0, 2.34, 0.722, 0.181, 0.1, 0.055, 0.0296, 0.01] | 0 | [48.0, 60.0, 65.0, 71.0, 80.0, 100.0, 162.0] | [96.0, 110.0, 125.0, 150.0, 168.0, 200.0, 250.0, 398.0]
HV 200A | HV 200A | 200 | 0 | [10.0, 4.267, 1.21, 0.403, 0.1, 0.058, 0.022, 0.01] | [10.0, 3.73, 1.654, 0.328, 0.1, 0.0531, 0.019, 0.01] | 0 | [600.0, 700.0, 900.0, 1150.0, 1665.0, 2000.0, 3000.0, 4313.0] | [1200.0, 1500.0, 1800.0, 2700.0, 3960.0, 5000.0, 7500.0, 10620.0]
HV 20A | HV 20A | 20 | 0 | [10.0, 1.3, 0.3, 0.155, 0.1, 0.0555, 0.023, 0.01] | [10.0, 1.3, 0.161, 0.1, 0.0611, 0.0399, 0.0141, 0.01] | 0 | [60.0, 70.0, 80.0, 87.0, 94.0, 110.0, 150.0, 216.0] | [120.0, 150.0, 200.0, 223.0, 260.0, 300.0, 450.0, 532.0]
HV 25A | HV 25A | 25 | 0 | [10.0, 2.512, 0.833, 0.299, 0.1, 0.0372, 0.0223, 0.01] | [10.0, 3.125, 0.597, 0.198, 0.1, 0.0378, 0.022, 0.01] | 0 | [75.0, 82.0, 90.0, 100.0, 124.0, 170.0, 200.0, 289.0] | [150.0, 170.0, 210.0, 250.0, 294.0, 400.0, 500.0, 711.0]
HV 31.5A | HV 31.5A | 31.5 | 0 | [10.0, 2.34, 0.722, 0.181, 0.1, 0.055, 0.0296, 0.01] | [10.0, 2.84, 0.368, 0.164, 0.1, 0.0621, 0.0378, 0.0195, 0.01] | 0 | [95.0, 110.0, 125.0, 150.0, 165.0, 200.0, 250.0, 390.0] | [189.0, 220.0, 300.0, 350.0, 393.0, 450.0, 530.0, 700.0, 960.0]
HV 40A | HV 40A | 40 | 0 | [10.0, 1.3, 0.161, 0.1, 0.0611, 0.0399, 0.0141, 0.01] | [10.0, 2.05, 0.369, 0.198, 0.1, 0.051, 0.0298, 0.01] | 0 | [120.0, 150.0, 200.0, 223.0, 260.0, 300.0, 450.0, 532.0] | [240.0, 300.0, 400.0, 450.0, 530.0, 650.0, 800.0, 1311.0]
HV 50A | HV 50A | 50 | 0 | [10.0, 3.215, 0.597, 0.198, 0.1, 0.0378, 0.022, 0.01] | [10.0, 3.64, 0.854, 0.281, 0.1, 0.0531, 0.022, 0.01] | 0 | [150.0, 170.0, 210.0, 250.0, 294.0, 400.0, 500.0, 711.0] | [300.0, 350.0, 450.0, 550.0, 700.0, 850.0, 1200.0, 1752.0]
HV 6.3A | HV 6.3A | 6.3 | 0 | [10.0, 1.39, 0.344, 0.168, 0.1, 0.056, 0.0263, 0.01] | [10.0, 1.711, 0.516, 0.198, 0.1, 0.0634, 0.0303, 0.01] | 0 | [19.0, 19.5, 20.4, 20.8, 22.0, 25.0, 32.0, 48.0] | [38.0, 40.0, 43.0, 48.0, 53.0, 60.0, 75.0, 118.0]
HV 63A | HV 63A | 63 | 0 | [10.0, 2.84, 0.368, 0.164, 0.1, 0.0621, 0.0378, 0.0195, 0.01] | [10.0, 1.82, 0.344, 0.1, 0.0467, 0.0269, 0.01] | 0 | [189.0, 220.0, 300.0, 350.0, 393.0, 450.0, 530.0, 700.0, 961.0] | [378.0, 500.0, 700.0, 934.0, 1200.0, 1500.0, 2366.0]
HV 80A | HV 80A | 80 | 0 | [10.0, 2.05, 0.369, 0.198, 0.1, 0.051, 0.0298, 0.01] | [10.0, 4.15, 1.03, 0.198, 0.1, 0.051, 0.0172, 0.01] | 0 | [240.0, 300.0, 400.0, 450.0, 530.0, 650.0, 800.0, 1311.0] | [480.0, 550.0, 700.0, 1000.0, 1260.0, 1600.0, 2500.0, 3227.0]
Siemens NH-1-100 | Siemens NH-1-100 | 100 | [5400.0, 2000.0, 400.0, 20.0, 1.0, 0.2, 0.012, 0.004] | 0 | 0 | [150.0, 190.0, 250.0, 430.0, 900.0, 1250.0, 2700.0, 3600.0] | 0 | 0
Siemens NH-1-125 | Siemens NH-1-125 | 125 | [4800.0, 120.0, 7.0, 0.1, 0.004] | 0 | 0 | [180.0, 400.0, 740.0, 2000.0, 4250.0] | 0 | 0
Siemens NH-1-16 | Siemens NH-1-16 | 16 | [4000.0, 400.0, 2.0, 0.1, 0.04, 0.01] | 0 | 0 | [26.0, 35.0, 75.0, 150.0, 200.0, 300.0] | 0 | 0
Siemens NH-1-160 | Siemens NH-1-160 | 160 | [4800.0, 120.0, 7.0, 0.1, 0.004] | 0 | 0 | [210.0, 500.0, 900.0, 2300.0, 5000.0] | 0 | 0
Siemens NH-1-25 | Siemens NH-1-25 | 25 | [4000.0, 1000.0, 10.0, 0.2, 0.02, 0.01] | 0 | 0 | [40.0, 50.0, 100.0, 210.0, 400.0, 500.0] | 0 | 0
Siemens NH-1-50 | Siemens NH-1-50 | 50 | [4000.0, 40.0, 4.0, 1.0, 0.02, 0.01] | 0 | 0 | [86.0, 200.0, 300.0, 400.0, 1000.0, 1280.0] | 0 | 0
Siemens NH-1-63 | Siemens NH-1-63 | 63 | [4000.0, 100.0, 10.0, 2.0, 0.04, 0.01] | 0 | 0 | [100.0, 200.0, 300.0, 400.0, 1000.0, 1500.0] | 0 | 0
Siemens NH-1-80 | Siemens NH-1-80 | 80 | [4800.0, 120.0, 7.0, 0.1, 0.01] | 0 | 0 | [150.58, 250.0, 450.0, 1150.0, 2470.0] | 0 | 0
Siemens NH-2-1000 | Siemens NH-2-1000 | 1000 | [4800.0, 120.0, 7.0, 0.1, 0.004] | 0 | 0 | [1900.0, 3500.0, 8400.0, 24000.0, 52000.0] | 0 | 0
Siemens NH-2-200 | Siemens NH-2-200 | 200 | [4800.0, 120.0, 7.0, 0.1, 0.004] | 0 | 0 | [280.0, 650.0, 1200.0, 3000.0, 7000.0] | 0 | 0
Siemens NH-2-224 | Siemens NH-2-224 | 224 | [4800.0, 120.0, 7.0, 0.2, 0.04, 0.004] | 0 | 0 | [400.0, 750.0, 1453.0, 3025.0, 4315.0, 7600.0] | 0 | 0
Siemens NH-2-250 | Siemens NH-2-250 | 250 | [4800.0, 120.0, 7.0, 0.1, 0.004] | 0 | 0 | [450.0, 800.0, 1650.0, 4000.0, 8500.0] | 0 | 0
Siemens NH-2-315 | Siemens NH-2-315 | 315 | [4800.0, 120.0, 7.0, 0.1, 0.004] | 0 | 0 | [550.0, 920.0, 1900.0, 5000.0, 11000.0] | 0 | 0
Siemens NH-2-355 | Siemens NH-2-355 | 355 | [4800.0, 120.0, 6.0, 0.1, 0.004] | 0 | 0 | [650.0, 1116.27, 2350.0, 5840.0, 12790.0] | 0 | 0
Siemens NH-2-400 | Siemens NH-2-400 | 400 | [4800.0, 120.0, 7.0, 0.1, 0.004] | 0 | 0 | [720.0, 1350.0, 2800.0, 6500.0, 15000.0] | 0 | 0
Siemens NH-2-425 | Siemens NH-2-425 | 425 | [4800.0, 120.0, 7.0, 0.1, 0.004] | 0 | 0 | [850.0, 1500.0, 3050.0, 7500.0, 16500.0] | 0 | 0
Siemens NH-2-630 | Siemens NH-2-630 | 630 | [4800.0, 120.0, 7.0, 0.1, 0.004] | 0 | 0 | [1200.0, 2000.0, 4800.0, 12000.0, 26000.0] | 0 | 0

## res_bus
| vm_pu | va_degree | p_mw | q_mvar
0 | 0.99095 | -0.16385 | 0.10769 | 0.052157
1 | 0.99094 | -0.16384 | 0 | 0
2 | 0.99106 | -0.16474 | 0 | 0
3 | 0.98773 | -0.18938 | 0.08026 | 0.038871
4 | 0.99092 | -0.16365 | 0 | 0
5 | 0.99362 | -0.18364 | 0 | 0
6 | 0.98701 | -0.19513 | 0.059658 | 0.028894
7 | 0.99091 | -0.16356 | 0.10174 | 0.049277
8 | 0.99355 | -0.18303 | 0 | 0
9 | 0.99358 | -0.18392 | 0.13844 | 0.067052
10 | 0.99474 | -0.11704 | 0.051025 | 0.024713
11 | 0.99411 | -0.10366 | 0 | 0
12 | 0.99405 | -0.10317 | 0 | 0
13 | 0.99418 | -0.10306 | 0.11951 | 0.057882
14 | 0.99399 | -0.10268 | 0 | 0
15 | 0.99354 | -0.18308 | 0.16294 | 0.078917
16 | 0.99488 | -0.11189 | 0 | 0
17 | 0.98258 | -0.19036 | 0.13676 | 0.066234
18 | 0.98258 | -0.1904 | 0 | 0
19 | 0.98286 | -0.18847 | 0.15266 | 0.073939
20 | 0.98329 | -0.18562 | 0 | 0
21 | 0.98353 | -0.18402 | 0 | 0
22 | 0.98358 | -0.1845 | 0.14633 | 0.070871
23 | 0.98285 | -0.18832 | 0.10715 | 0.051895
24 | 0.9838 | -0.18305 | 0 | 0
25 | 0.98126 | -0.23347 | 0.14116 | 0.068365
26 | 0.98129 | -0.23373 | 0 | 0
27 | 0.98124 | -0.23333 | 0 | 0
28 | 0.98133 | -0.23405 | 0 | 0
29 | 0.98122 | -0.23328 | 0 | 0
30 | 0.9812 | -0.23299 | 0 | 0
31 | 0.99039 | -0.17285 | 0.10896 | 0.052771
32 | 0.99064 | -0.17465 | 0 | 0
33 | 0.98318 | -0.23398 | 0.10382 | 0.050284
34 | 0.98139 | -0.23444 | 0.11425 | 0.055336
35 | 0.98103 | -0.2318 | 0 | 0
36 | 0.98121 | -0.23317 | 0.14093 | 0.068254
37 | 0.98119 | -0.23305 | 0.1574 | 0.076233
38 | 0.98155 | -0.23306 | 0 | 0
39 | 0.98102 | -0.2317 | 0.15782 | 0.076435
40 | 0.98099 | -0.23204 | 0.063655 | 0.03083
41 | 0.99057 | -0.13713 | 0 | 0
42 | 0.99058 | -0.13727 | 0 | 0
43 | 0.99056 | -0.13711 | 0.071665 | 0.034709
44 | 0.98311 | -0.23447 | 0 | 0
45 | 0.98312 | -0.23449 | 0.1627 | 0.078798
46 | 0.98309 | -0.23433 | 0 | 0
47 | 0.98308 | -0.23439 | 0.062148 | 0.0301
48 | 0.98189 | -0.23549 | 0 | 0
49 | 0.98241 | -0.23921 | 0 | 0
50 | 0.98221 | -0.23777 | 0 | 0
51 | 0.98251 | -0.23988 | 0.12462 | 0.060358
52 | 0.98188 | -0.23556 | 0.12778 | 0.061889
53 | 0.9822 | -0.23773 | 0.065186 | 0.031571
54 | 0.98427 | -0.18725 | 0.162 | 0.078459
55 | 0.98428 | -0.18735 | 0 | 0
56 | 0.98603 | -0.20164 | 0 | 0
57 | 0.98378 | -0.18288 | 0 | 0
58 | 0.98612 | -0.20237 | 0.096959 | 0.04696
59 | 0.98378 | -0.18285 | 0.13212 | 0.06399
60 | 0.98284 | -0.18821 | 0.07823 | 0.037888
61 | 0.98282 | -0.18846 | 0.2816 | 0.13638
62 | 0.99421 | -0.10327 | 0 | 0
63 | 0.99397 | -0.10248 | 0.14753 | 0.071451
64 | 0.99397 | -0.10283 | 0.11744 | 0.05688
65 | 0.99275 | -0.17046 | 0.10288 | 0.049829
66 | 0.99272 | -0.17072 | 0 | 0
67 | 0.99294 | -0.16386 | 0 | 0
68 | 0.99269 | -0.17114 | 0 | 0
69 | 0.99218 | -0.18007 | 0 | 0
70 | 0.99218 | -0.18009 | 0 | 0
71 | 0.99217 | -0.18 | 0.12205 | 0.059113
72 | 0.9933 | -0.15715 | 0 | 0
73 | 0.99278 | -0.16259 | 0 | 0
74 | 0.99356 | -0.15217 | 0 | 0
75 | 0.99365 | -0.15054 | 0.064926 | 0.031445
76 | 0.9933 | -0.15713 | 0.12134 | 0.058767
77 | 0.99106 | -0.13998 | 0 | 0
78 | 0.99068 | -0.13795 | 0 | 0
79 | 0.99105 | -0.13989 | 0.14885 | 0.07209
80 | 0.99128 | -0.13772 | 0 | 0
81 | 0.99278 | -0.16256 | 0.12787 | 0.06193
82 | 0.99275 | -0.16279 | 0 | 0
83 | 0.99259 | -0.1722 | 0.13504 | 0.065403
84 | 0.99074 | -0.17375 | 0.38757 | 0.18771
85 | 0.9922 | -0.18033 | 0.1258 | 0.060928
86 | 0.99216 | -0.17995 | 0.16999 | 0.08233
87 | 0.99223 | -0.18057 | 0.16042 | 0.077693
88 | 0.99216 | -0.17997 | 0 | 0
89 | 0.99253 | -0.17297 | 0 | 0
90 | 0.99135 | -0.17326 | 0 | 0
91 | 0.99109 | -0.1711 | 0.78971 | 0.38247
92 | 0.99214 | -0.17978 | 0.20343 | 0.098525
93 | 0.99108 | -0.17105 | 0.15283 | 0.074018
94 | 0.99352 | -0.14966 | 0 | 0
95 | 0.99371 | -0.14921 | 0 | 0
96 | 0.99055 | -0.13746 | 0.11949 | 0.057872
97 | 0.99068 | -0.1379 | 0.12598 | 0.061015
98 | 0.99138 | -0.13661 | 0 | 0
99 | 0.99141 | -0.13682 | 0 | 0
100 | 0.99136 | -0.13672 | 0.085638 | 0.041476
101 | 0.9913 | -0.13785 | 0.13583 | 0.065783
102 | 0.99152 | -0.13752 | 0 | 0
103 | 0.99275 | -0.16278 | 0.10318 | 0.049975
104 | 0.99309 | -0.14646 | 0 | 0
105 | 0.99377 | -0.14816 | 0.15969 | 0.07734
106 | 0.99379 | -0.14778 | 0.074631 | 0.036146
107 | 0.99407 | -0.13793 | 0.24563 | 0.11896
108 | 0.99451 | -0.12492 | 0.11785 | 0.057078
109 | 0.99423 | -0.13484 | 0 | 0
110 | 0.99488 | -0.11186 | 0 | 0
111 | 0.99422 | -0.13472 | 0.11846 | 0.057371
112 | 0.99421 | -0.13469 | 0 | 0
113 | 0.9949 | -0.1116 | 0 | 0
114 | 0.99488 | -0.11184 | 0.20229 | 0.097975
115 | 0.99494 | -0.097799 | 0.12847 | 0.062221
116 | 0.99495 | -0.097887 | 0 | 0
117 | 0.99498 | -0.098122 | 0 | 0
118 | 0.99497 | -0.098064 | 0.142 | 0.068774
119 | 0.99503 | -0.097736 | 0 | 0
120 | 0.99508 | -0.098107 | 0 | 0
121 | 0.99296 | -0.14624 | 0.095533 | 0.046269
122 | 0.99297 | -0.14618 | 0 | 0
123 | 0.99299 | -0.14636 | 0 | 0
124 | 0.99299 | -0.14634 | 0.14418 | 0.069828
125 | 0.99304 | -0.14604 | 0 | 0
126 | 0.99208 | -0.13923 | 0.13432 | 0.065054
127 | 0.9921 | -0.13909 | 0 | 0
128 | 0.9923 | -0.1406 | 0 | 0
129 | 0.992 | -0.13832 | 0.14496 | 0.070207
130 | 0.9923 | -0.14054 | 0.12616 | 0.061103
131 | 0.99501 | -0.10951 | 0 | 0
132 | 0.9949 | -0.11148 | 0.1084 | 0.052503
133 | 0.99515 | -0.10674 | 0 | 0
134 | 0.99515 | -0.10672 | 0.11319 | 0.054819
135 | 0.9955 | -0.099962 | 0 | 0
136 | 0.99529 | -0.098214 | 0 | 0
137 | 0.99576 | -0.090919 | 0.14171 | 0.068634
138 | 0.99417 | -0.13487 | 0 | 0
139 | 0.99413 | -0.13453 | 0 | 0
140 | 0.99418 | -0.13492 | 0.11536 | 0.055872
141 | 0.99521 | -0.09755 | 0 | 0
142 | 0.99528 | -0.098148 | 0.13398 | 0.064891
143 | 0.99412 | -0.13448 | 0.11374 | 0.055087
144 | 0.99578 | -0.090635 | 0 | 0
145 | 0.99562 | -0.093694 | 0 | 0
146 | 0.99657 | -0.075234 | 0 | 0
147 | 0.99511 | -0.098335 | 0.13354 | 0.064678
148 | 0.99521 | -0.097497 | 0 | 0
149 | 0.99183 | -0.13958 | 0.12056 | 0.05839
150 | 0.99183 | -0.1396 | 0 | 0
151 | 0.99184 | -0.13969 | 0 | 0
152 | 0.99165 | -0.13841 | 0 | 0
153 | 0.99192 | -0.13884 | 0 | 0
154 | 0.99154 | -0.13766 | 0.1307 | 0.063299
155 | 0.99191 | -0.13873 | 0.15125 | 0.073252
156 | 0.99147 | -0.13787 | 0.14189 | 0.068723
157 | 0.99507 | -0.098058 | 0 | 0
158 | 0.99508 | -0.098137 | 0.15771 | 0.076384
159 | 0.99507 | -0.098045 | 0.094555 | 0.045795
160 | 0.99503 | -0.098574 | 0 | 0
161 | 0.99896 | -0.018622 | 0.10308 | 0.049925
162 | 0.99897 | -0.018739 | 0 | 0
163 | 0.99902 | -0.019047 | 0 | 0
164 | 0.99784 | -0.042003 | 0 | 0
165 | 0.99712 | -0.055843 | 0 | 0
166 | 0.99782 | -0.042099 | 0.12132 | 0.058756
167 | 0.99964 | -0.0070378 | 0 | 0
168 | 0.99901 | -0.019093 | 0.088224 | 0.042729
169 | 0.99963 | -0.0070025 | 0 | 0
170 | 1 | 0 | -14.3952 | -6.347
171 | 0.99712 | -0.0558 | 0.16222 | 0.078565
172 | 0.99963 | -0.0069881 | 0.14948 | 0.072399
173 | 0.99494 | -0.11072 | 0.14714 | 0.071264
174 | 0.99495 | -0.1106 | 0 | 0
175 | 0.99493 | -0.11085 | 0 | 0
176 | 0.99501 | -0.10925 | 0 | 0
177 | 0.99453 | -0.10566 | 0 | 0
178 | 0.99504 | -0.10879 | 0.19288 | 0.093417
179 | 0.99453 | -0.10564 | 0.073321 | 0.035511
180 | 0.99442 | -0.10484 | 0 | 0
181 | 0.99452 | -0.10561 | 0 | 0
182 | 0.99428 | -0.10383 | 0 | 0
183 | 0.99441 | -0.10478 | 0.11524 | 0.055813
184 | 0.99507 | -0.10823 | 0 | 0
185 | 0.99426 | -0.10368 | 0.14146 | 0.068513
186 | 0.99452 | -0.10554 | 0.11911 | 0.057688
187 | 0.99338 | -0.11147 | 0 | 0
188 | 0.99557 | -0.094684 | 0.14186 | 0.068706
189 | 0.99554 | -0.095205 | 0 | 0
190 | 0.9955 | -0.095996 | 0 | 0
191 | 0.99528 | -0.10403 | 0.12882 | 0.06239
192 | 0.99524 | -0.10484 | 0 | 0
193 | 0.99521 | -0.097488 | 0.10359 | 0.050169
194 | 0.99338 | -0.11141 | 0.082963 | 0.040181
195 | 0.99333 | -0.11105 | 0 | 0
196 | 0.99519 | -0.10441 | 0.085932 | 0.041619
197 | 0.9951 | -0.10503 | 0 | 0
198 | 0.99504 | -0.10841 | 0.13446 | 0.065121
199 | 0.99505 | -0.10835 | 0.14434 | 0.069905
200 | 0.99505 | -0.10465 | 0.22512 | 0.10903
201 | 0.995 | -0.10504 | 0.13841 | 0.067034
202 | 0.99486 | -0.097233 | 0.12016 | 0.058198
203 | 0.99487 | -0.097311 | 0 | 0
204 | 0.99475 | -0.096272 | 0 | 0
205 | 0.99474 | -0.096162 | 0.31463 | 0.15238
206 | 0.99491 | -0.1043 | 0 | 0
207 | 0.99493 | -0.10449 | 0 | 0
208 | 0.99491 | -0.10433 | 0.16171 | 0.078319
209 | 0.99332 | -0.11097 | 0.13417 | 0.064981
210 | 0.99494 | -0.10455 | 0.088116 | 0.042676
211 | 0.99499 | -0.10499 | 0 | 0
212 | 0.99496 | -0.10474 | 0 | 0
213 | 0.99997 | 149.9981 | 0 | 0

## res_line
| p_from_mw | q_from_mvar | p_to_mw | q_to_mvar | pl_mw | ql_mvar | i_from_ka | i_to_ka | i_ka | vm_from_pu | va_from_degree | vm_to_pu | va_to_degree | loading_percent
0 | 0.10175 | 0.042541 | -0.10175 | -0.042774 | 1.3666e-07 | -0.00023231 | 0.0032127 | 0.0032153 | 0.0032153 | 0.99095 | -0.16385 | 0.99094 | -0.16384 | 1.4615
1 | -1.6533 | -0.74515 | 1.6535 | 0.74394 | 0.00020221 | -0.001213 | 0.052828 | 0.052813 | 0.052828 | 0.99095 | -0.16385 | 0.99106 | -0.16474 | 24.0128
2 | 1.4439 | 0.65045 | -1.4395 | -0.64905 | 0.0043999 | 0.0014006 | 0.046132 | 0.046149 | 0.046149 | 0.99095 | -0.16385 | 0.98773 | -0.18938 | 21.9755
3 | 0.10175 | 0.042774 | -0.10175 | -0.047375 | 2.7543e-06 | -0.0046015 | 0.0032153 | 0.0032696 | 0.0032696 | 0.99094 | -0.16384 | 0.99092 | -0.16365 | 1.4862
4 | -1.6535 | -0.74394 | 1.658 | 0.71657 | 0.004517 | -0.027366 | 0.052813 | 0.052476 | 0.052813 | 0.99106 | -0.16474 | 0.99362 | -0.18364 | 24.0059
5 | 1.3592 | 0.61018 | -1.3583 | -0.60992 | 0.00092421 | 0.00026051 | 0.043543 | 0.043547 | 0.043547 | 0.98773 | -0.18938 | 0.98701 | -0.19513 | 20.7367
6 | 0.10175 | 0.047375 | -0.10174 | -0.049277 | 1.1665e-06 | -0.0019021 | 0.0032696 | 0.0032934 | 0.0032934 | 0.99092 | -0.16365 | 0.99091 | -0.16356 | 1.497
7 | 0.16296 | 0.070398 | -0.16295 | -0.078889 | 1.3047e-05 | -0.0084909 | 0.0051573 | 0.0052601 | 0.0052601 | 0.99362 | -0.18364 | 0.99355 | -0.18303 | 2.3909
8 | 0.13845 | 0.066862 | -0.13844 | -0.067052 | 5.8436e-06 | -0.00018996 | 0.0044669 | 0.0044693 | 0.0044693 | 0.99362 | -0.18364 | 0.99358 | -0.18392 | 2.1282
9 | -1.9594 | -0.85383 | 1.9606 | 0.85587 | 0.0012037 | 0.0020419 | 0.062097 | 0.062083 | 0.062097 | 0.99362 | -0.18364 | 0.99474 | -0.11704 | 9.6274
10 | 1.2986 | 0.58102 | -1.2975 | -0.58075 | 0.0010994 | 0.00027456 | 0.041609 | 0.041614 | 0.041614 | 0.98701 | -0.19513 | 0.98612 | -0.20237 | 19.8163
11 | 0.16295 | 0.078889 | -0.16294 | -0.078917 | 1.2165e-06 | -2.8317e-05 | 0.0052601 | 0.0052604 | 0.0052604 | 0.99355 | -0.18303 | 0.99354 | -0.18308 | 2.505
12 | -2.0116 | -0.88058 | 2.0119 | 0.88052 | 0.00021351 | -6.8819e-05 | 0.063727 | 0.063722 | 0.063727 | 0.99474 | -0.11704 | 0.99488 | -0.11189 | 7.7716
13 | 0.26501 | 0.11693 | -0.26499 | -0.12138 | 1.7915e-05 | -0.0044422 | 0.0084113 | 0.0084643 | 0.0084643 | 0.99411 | -0.10366 | 0.99405 | -0.10317 | 3.8474
14 | -0.26501 | -0.11693 | 0.26503 | 0.11678 | 1.786e-05 | -0.00015602 | 0.0084113 | 0.0084094 | 0.0084113 | 0.99411 | -0.10366 | 0.99418 | -0.10306 | 4.0054
15 | 0.26499 | 0.12138 | -0.26498 | -0.12538 | 1.6362e-05 | -0.0040078 | 0.0084643 | 0.0085135 | 0.0085135 | 0.99405 | -0.10317 | 0.99399 | -0.10268 | 3.8698
16 | -0.38454 | -0.17466 | 0.38455 | 0.1734 | 1.0705e-05 | -0.0012567 | 0.012263 | 0.012248 | 0.012263 | 0.99418 | -0.10306 | 0.99421 | -0.10327 | 5.5743
17 | 0.14753 | 0.068627 | -0.14753 | -0.071451 | 3.5961e-06 | -0.0028237 | 0.0047255 | 0.0047607 | 0.0047607 | 0.99399 | -0.10268 | 0.99397 | -0.10248 | 2.1639
18 | 0.11745 | 0.056757 | -0.11744 | -0.05688 | 2.7145e-06 | -0.00012347 | 0.0037883 | 0.0037898 | 0.0037898 | 0.99399 | -0.10268 | 0.99397 | -0.10283 | 1.8047
19 | -2.0119 | -0.88052 | 2.012 | 0.87146 | 8.9652e-05 | -0.0090573 | 0.063722 | 0.063616 | 0.063722 | 0.99488 | -0.11189 | 0.99493 | -0.11085 | 7.568
20 | -0.13676 | -0.066234 | 0.13676 | 0.065747 | 5.6217e-07 | -0.00048758 | 0.0044643 | 0.004458 | 0.0044643 | 0.98258 | -0.19036 | 0.98258 | -0.1904 | 2.0292
21 | -0.13676 | -0.065747 | 0.13679 | 0.064544 | 3.7545e-05 | -0.0012032 | 0.004458 | 0.0044425 | 0.004458 | 0.98258 | -0.1904 | 0.98286 | -0.18847 | 2.1229
22 | 0.46699 | 0.22283 | -0.46699 | -0.22347 | 8.6395e-06 | -0.00064336 | 0.015197 | 0.015206 | 0.015206 | 0.98286 | -0.18847 | 0.98285 | -0.18832 | 6.9116
23 | -0.75645 | -0.36131 | 0.75676 | 0.36117 | 0.00031108 | -0.00013749 | 0.024622 | 0.024618 | 0.024622 | 0.98286 | -0.18847 | 0.98329 | -0.18562 | 11.7247
24 | -0.75676 | -0.36117 | 0.75694 | 0.36109 | 0.0001738 | -7.6989e-05 | 0.024618 | 0.024615 | 0.024618 | 0.98329 | -0.18562 | 0.98353 | -0.18402 | 11.7227
25 | -0.75694 | -0.36109 | 0.75698 | 0.35986 | 4.3584e-05 | -0.0012324 | 0.024615 | 0.0246 | 0.024615 | 0.98353 | -0.18402 | 0.98358 | -0.1845 | 11.1888
26 | -0.90331 | -0.43073 | 0.9035 | 0.43071 | 0.00018801 | -2.3547e-05 | 0.029371 | 0.02937 | 0.029371 | 0.98358 | -0.1845 | 0.9838 | -0.18305 | 13.9864
27 | 0.078231 | 0.035235 | -0.07823 | -0.037888 | 9.881e-07 | -0.0026534 | 0.00252 | 0.002553 | 0.002553 | 0.98285 | -0.18832 | 0.98284 | -0.18821 | 1.1605
28 | 0.2816 | 0.13634 | -0.2816 | -0.13638 | 6.3539e-06 | -4.4716e-05 | 0.0091895 | 0.0091901 | 0.0091901 | 0.98285 | -0.18832 | 0.98282 | -0.18846 | 4.3762
29 | 0.13213 | 0.061075 | -0.13212 | -0.063521 | 2.5963e-06 | -0.0024454 | 0.0042711 | 0.0043017 | 0.0043017 | 0.9838 | -0.18305 | 0.98378 | -0.18288 | 1.9553
30 | -1.0356 | -0.49178 | 1.0362 | 0.48356 | 0.00054649 | -0.0082272 | 0.03364 | 0.033536 | 0.03364 | 0.9838 | -0.18305 | 0.98428 | -0.18735 | 15.2911
31 | -0.29857 | -0.13827 | 0.29858 | 0.1364 | 1.0152e-05 | -0.0018674 | 0.0096797 | 0.0096567 | 0.0096797 | 0.98126 | -0.23347 | 0.98129 | -0.23373 | 4.3999
32 | 0.15741 | 0.069903 | -0.15741 | -0.071845 | 2.9101e-06 | -0.0019421 | 0.0050669 | 0.0050904 | 0.0050904 | 0.98126 | -0.23347 | 0.98124 | -0.23333 | 2.3138
33 | -0.66106 | -0.28955 | 0.66109 | 0.28838 | 3.084e-05 | -0.00117 | 0.021231 | 0.021217 | 0.021231 | 0.98129 | -0.23373 | 0.98133 | -0.23405 | 9.6503
34 | 0.36248 | 0.15315 | -0.36246 | -0.15644 | 2.5803e-05 | -0.0032973 | 0.011576 | 0.011614 | 0.011614 | 0.98129 | -0.23373 | 0.98122 | -0.23328 | 5.2792
35 | 0.15741 | 0.071845 | -0.1574 | -0.076199 | 6.6243e-06 | -0.0043538 | 0.0050904 | 0.0051449 | 0.0051449 | 0.98124 | -0.23333 | 0.9812 | -0.23299 | 2.3386
36 | -0.66109 | -0.28838 | 0.66113 | 0.28688 | 3.9332e-05 | -0.0014946 | 0.021217 | 0.021199 | 0.021217 | 0.98133 | -0.23405 | 0.98139 | -0.23444 | 9.644
37 | 0.22153 | 0.08975 | -0.22148 | -0.10578 | 4.7297e-05 | -0.016031 | 0.0070318 | 0.0072224 | 0.0072224 | 0.98122 | -0.23328 | 0.98103 | -0.2318 | 3.2829
38 | 0.14093 | 0.066692 | -0.14093 | -0.068254 | 1.9176e-06 | -0.001562 | 0.004587 | 0.0046068 | 0.0046068 | 0.98122 | -0.23328 | 0.98121 | -0.23317 | 2.094
39 | 0.1574 | 0.076199 | -0.1574 | -0.076233 | 1.4229e-06 | -3.3782e-05 | 0.0051449 | 0.0051454 | 0.0051454 | 0.9812 | -0.23299 | 0.98119 | -0.23305 | 2.4502
40 | -1.5421 | -0.68286 | 1.5425 | 0.68007 | 0.0004004 | -0.0027906 | 0.049158 | 0.049124 | 0.049158 | 0.99039 | -0.17285 | 0.99064 | -0.17465 | 22.3448
41 | 1.4332 | 0.63009 | -1.4234 | -0.62703 | 0.0097658 | 0.0030594 | 0.045632 | 0.045668 | 0.045668 | 0.99039 | -0.17285 | 0.98318 | -0.23398 | 21.7466
42 | -1.5425 | -0.68007 | 1.5427 | 0.68012 | 0.0001562 | 5.5271e-05 | 0.049124 | 0.049124 | 0.049124 | 0.99064 | -0.17465 | 0.99074 | -0.17375 | 23.3925
43 | 0.22486 | 0.10165 | -0.22485 | -0.10182 | 1.3842e-05 | -0.00016204 | 0.0072456 | 0.0072476 | 0.0072476 | 0.98318 | -0.23398 | 0.98312 | -0.23449 | 3.4512
44 | 1.0947 | 0.47509 | -1.094 | -0.47502 | 0.00069683 | 6.9141e-05 | 0.035038 | 0.035043 | 0.035043 | 0.98318 | -0.23398 | 0.98251 | -0.23988 | 16.687
45 | -0.77538 | -0.34222 | 0.7755 | 0.34217 | 0.00012055 | -4.9687e-05 | 0.02493 | 0.024929 | 0.02493 | 0.98139 | -0.23444 | 0.98155 | -0.23306 | 11.8717
46 | 0.15782 | 0.075286 | -0.15782 | -0.076435 | 1.774e-06 | -0.0011496 | 0.0051453 | 0.00516 | 0.00516 | 0.98103 | -0.2318 | 0.98102 | -0.2317 | 2.3455
47 | 0.063657 | 0.030496 | -0.063655 | -0.03083 | 2.2486e-06 | -0.00033401 | 0.002077 | 0.0020813 | 0.0020813 | 0.98103 | -0.2318 | 0.98099 | -0.23204 | 0.9911
48 | -0.7755 | -0.34217 | 0.77578 | 0.33446 | 0.00027976 | -0.0077052 | 0.024929 | 0.024837 | 0.024929 | 0.98155 | -0.23306 | 0.98189 | -0.23549 | 11.3314
49 | -0.071665 | -0.034312 | 0.071667 | 0.029611 | 1.4007e-06 | -0.0047002 | 0.0023155 | 0.0022598 | 0.0023155 | 0.99057 | -0.13713 | 0.99058 | -0.13727 | 1.0525
50 | 0.071665 | 0.034312 | -0.071665 | -0.034709 | 1.2172e-07 | -0.00039751 | 0.0023155 | 0.0023206 | 0.0023206 | 0.99057 | -0.13713 | 0.99056 | -0.13711 | 1.0548
51 | -0.19116 | -0.08733 | 0.19118 | 0.07784 | 1.9925e-05 | -0.0094904 | 0.0061246 | 0.0060148 | 0.0061246 | 0.99058 | -0.13727 | 0.99068 | -0.13795 | 2.7839
52 | 0.11949 | 0.057719 | -0.11949 | -0.057872 | 3.5292e-06 | -0.00015286 | 0.0038672 | 0.0038692 | 0.0038692 | 0.99058 | -0.13727 | 0.99055 | -0.13746 | 1.8425
53 | -0.06215 | -0.024504 | 0.06215 | 0.023018 | 3.2821e-07 | -0.0014862 | 0.0019617 | 0.0019461 | 0.0019617 | 0.98311 | -0.23447 | 0.98312 | -0.23449 | 0.89166
54 | 0.06215 | 0.024504 | -0.062149 | -0.030009 | 1.2649e-06 | -0.0055057 | 0.0019617 | 0.0020265 | 0.0020265 | 0.98311 | -0.23447 | 0.98309 | -0.23433 | 0.92116
55 | 0.062149 | 0.030009 | -0.062148 | -0.0301 | 5.7505e-07 | -9.026e-05 | 0.0020265 | 0.0020277 | 0.0020277 | 0.98309 | -0.23433 | 0.98308 | -0.23439 | 0.96557
56 | -0.90357 | -0.3963 | 0.90388 | 0.39004 | 0.00030937 | -0.0062663 | 0.029008 | 0.028933 | 0.029008 | 0.98189 | -0.23549 | 0.98221 | -0.23777 | 13.1853
57 | 0.12779 | 0.06184 | -0.12778 | -0.061889 | 1.3424e-06 | -4.893e-05 | 0.0041737 | 0.0041744 | 0.0041744 | 0.98189 | -0.23549 | 0.98188 | -0.23556 | 1.9878
58 | 0.96928 | 0.41648 | -0.96907 | -0.42024 | 0.00021323 | -0.0037606 | 0.030999 | 0.031044 | 0.031044 | 0.98241 | -0.23921 | 0.98221 | -0.23777 | 14.1109
59 | -0.96928 | -0.41648 | 0.96938 | 0.41466 | 0.00010279 | -0.0018173 | 0.030999 | 0.030978 | 0.030999 | 0.98241 | -0.23921 | 0.98251 | -0.23988 | 14.0907
60 | 0.065186 | 0.030205 | -0.065186 | -0.031571 | 3.5583e-07 | -0.0013659 | 0.0021115 | 0.0021287 | 0.0021287 | 0.98221 | -0.23777 | 0.9822 | -0.23773 | 0.9676
61 | -0.162 | -0.078459 | 0.162 | 0.077187 | 2.0409e-06 | -0.0012722 | 0.0052791 | 0.0052629 | 0.0052791 | 0.98427 | -0.18725 | 0.98428 | -0.18735 | 2.3996
62 | -1.1982 | -0.56074 | 1.2004 | 0.53519 | 0.0022553 | -0.025554 | 0.038798 | 0.038479 | 0.038798 | 0.98428 | -0.18735 | 0.98603 | -0.20164 | 17.6357
63 | -1.2004 | -0.53519 | 1.2006 | 0.53379 | 0.00012228 | -0.0014005 | 0.038479 | 0.038462 | 0.038479 | 0.98603 | -0.20164 | 0.98612 | -0.20237 | 17.4905
64 | 0.13212 | 0.063521 | -0.13212 | -0.06399 | 5.0276e-07 | -0.00046947 | 0.0043017 | 0.0043077 | 0.0043077 | 0.98378 | -0.18288 | 0.98378 | -0.18285 | 1.9581
65 | -0.38455 | -0.1734 | 0.38458 | 0.16986 | 3.0044e-05 | -0.0035439 | 0.012248 | 0.012206 | 0.012248 | 0.99421 | -0.10327 | 0.99428 | -0.10383 | 5.5674
66 | 3.7953 | 1.7544 | -3.7953 | -1.7547 | 7.9185e-05 | -0.0003174 | 0.12158 | 0.12159 | 0.12159 | 0.99275 | -0.17046 | 0.99272 | -0.17072 | 33.5878
67 | -3.8982 | -1.8042 | 3.8988 | 1.8048 | 0.00055361 | 0.00054745 | 0.12491 | 0.1249 | 0.12491 | 0.99275 | -0.17046 | 0.99294 | -0.16386 | 15.2325
68 | 3.7953 | 1.7547 | -3.7951 | -1.7552 | 0.0001285 | -0.00051498 | 0.12159 | 0.1216 | 0.1216 | 0.99272 | -0.17072 | 0.99269 | -0.17114 | 33.5898
69 | -4.1299 | -1.903 | 4.1311 | 1.8741 | 0.0012691 | -0.028819 | 0.1322 | 0.13184 | 0.1322 | 0.99294 | -0.16386 | 0.9933 | -0.15715 | 15.7007
70 | 0.2311 | 0.098188 | -0.23106 | -0.11097 | 3.9473e-05 | -0.012784 | 0.0072999 | 0.0074533 | 0.0074533 | 0.99294 | -0.16386 | 0.99278 | -0.16259 | 3.3878
71 | 3.7951 | 1.7552 | -3.7948 | -1.7565 | 0.00032474 | -0.0013009 | 0.1216 | 0.12161 | 0.12161 | 0.99269 | -0.17114 | 0.99259 | -0.1722 | 33.595
72 | -0.12205 | -0.058054 | 0.12205 | 0.057624 | 3.776e-07 | -0.00043039 | 0.0039324 | 0.003927 | 0.0039324 | 0.99218 | -0.18007 | 0.99218 | -0.18009 | 1.7875
73 | 0.12205 | 0.058054 | -0.12205 | -0.059113 | 9.3281e-07 | -0.0010582 | 0.0039324 | 0.0039457 | 0.0039457 | 0.99218 | -0.18007 | 0.99217 | -0.18 | 1.7935
74 | -0.49548 | -0.23603 | 0.4955 | 0.23507 | 1.3969e-05 | -0.00096113 | 0.015968 | 0.015956 | 0.015968 | 0.99218 | -0.18009 | 0.9922 | -0.18033 | 7.2583
75 | 0.37343 | 0.1784 | -0.37342 | -0.17916 | 6.2363e-06 | -0.00075481 | 0.012041 | 0.012051 | 0.012051 | 0.99218 | -0.18009 | 0.99216 | -0.17995 | 5.4776
76 | 0.12134 | 0.058502 | -0.12134 | -0.058767 | 2.3081e-07 | -0.00026543 | 0.0039149 | 0.0039182 | 0.0039182 | 0.9933 | -0.15715 | 0.9933 | -0.15713 | 1.781
77 | -4.2525 | -1.9326 | 4.2534 | 1.9121 | 0.00095536 | -0.020524 | 0.13575 | 0.1355 | 0.13575 | 0.9933 | -0.15715 | 0.99356 | -0.15217 | 16.1225
78 | 0.12787 | 0.061506 | -0.12787 | -0.06193 | 4.1014e-07 | -0.00042403 | 0.0041259 | 0.0041312 | 0.0041312 | 0.99278 | -0.16259 | 0.99278 | -0.16256 | 1.8778
79 | 0.10319 | 0.049466 | -0.10319 | -0.04965 | 3.1145e-06 | -0.00018369 | 0.0033274 | 0.0033297 | 0.0033297 | 0.99278 | -0.16259 | 0.99275 | -0.16279 | 1.5856
80 | -4.2534 | -1.9121 | 4.2537 | 1.9055 | 0.00030945 | -0.0066677 | 0.1355 | 0.13541 | 0.1355 | 0.99356 | -0.15217 | 0.99365 | -0.15054 | 16.0921
81 | 1.8809 | 0.82472 | -1.8807 | -0.82585 | 0.00024163 | -0.0011264 | 0.059666 | 0.05968 | 0.05968 | 0.99365 | -0.15054 | 0.99352 | -0.14966 | 27.1273
82 | -6.1996 | -2.7616 | 6.1999 | 2.7581 | 0.0003646 | -0.0035324 | 0.19717 | 0.19713 | 0.19717 | 0.99365 | -0.15054 | 0.99371 | -0.14921 | 23.4171
83 | 0.31729 | 0.11584 | -0.31716 | -0.13811 | 0.00012588 | -0.022269 | 0.0098386 | 0.01008 | 0.01008 | 0.99106 | -0.13998 | 0.99068 | -0.13795 | 4.5818
84 | 0.14885 | 0.070957 | -0.14885 | -0.07209 | 1.4936e-06 | -0.0011335 | 0.0048031 | 0.0048174 | 0.0048174 | 0.99106 | -0.13998 | 0.99105 | -0.13989 | 2.1897
85 | -0.46614 | -0.18679 | 0.46623 | 0.18656 | 9.4282e-05 | -0.00023108 | 0.014627 | 0.014624 | 0.014627 | 0.99106 | -0.13998 | 0.99128 | -0.13772 | 6.9653
86 | 0.12598 | 0.060267 | -0.12598 | -0.061015 | 7.0773e-07 | -0.00074822 | 0.0040694 | 0.0040789 | 0.0040789 | 0.99068 | -0.13795 | 0.99068 | -0.1379 | 1.854
87 | -0.46623 | -0.18656 | 0.46624 | 0.18563 | 1.1362e-05 | -0.000931 | 0.014624 | 0.014614 | 0.014624 | 0.99128 | -0.13772 | 0.9913 | -0.13785 | 6.6473
88 | 0.10319 | 0.04965 | -0.10318 | -0.049975 | 2.0455e-07 | -0.00032474 | 0.0033297 | 0.0033338 | 0.0033338 | 0.99275 | -0.16279 | 0.99275 | -0.16278 | 1.5154
89 | 3.6598 | 1.6911 | -3.6595 | -1.6921 | 0.00022322 | -0.0009738 | 0.11725 | 0.11726 | 0.11726 | 0.99259 | -0.1722 | 0.99253 | -0.17297 | 32.3936
90 | -1.9302 | -0.86783 | 1.9309 | 0.86811 | 0.00061885 | 0.00028055 | 0.061665 | 0.061664 | 0.061665 | 0.99074 | -0.17375 | 0.99108 | -0.17105 | 29.3642
91 | -0.6213 | -0.29599 | 0.62132 | 0.29523 | 1.7636e-05 | -0.00076969 | 0.020023 | 0.020013 | 0.020023 | 0.9922 | -0.18033 | 0.99223 | -0.18057 | 9.1013
92 | 0.20343 | 0.096829 | -0.20343 | -0.098525 | 4.1575e-06 | -0.0016966 | 0.0065553 | 0.0065767 | 0.0065767 | 0.99216 | -0.17995 | 0.99214 | -0.17978 | 2.9894
93 | 2.8769 | 1.3183 | -2.8767 | -1.3187 | 0.00022554 | -0.00040153 | 0.092069 | 0.092075 | 0.092075 | 0.99223 | -0.18057 | 0.99216 | -0.17997 | 41.8523
94 | -3.6587 | -1.6912 | 3.6595 | 1.6921 | 0.00086463 | 0.00090419 | 0.11727 | 0.11726 | 0.11727 | 0.99223 | -0.18057 | 0.99253 | -0.17297 | 33.5045
95 | 2.8767 | 1.3187 | -2.8742 | -1.3231 | 0.0025059 | -0.0044526 | 0.092075 | 0.092138 | 0.092138 | 0.99216 | -0.17997 | 0.99135 | -0.17326 | 41.881
96 | 2.8742 | 1.3231 | -2.8734 | -1.3246 | 0.00080011 | -0.0014184 | 0.092138 | 0.092158 | 0.092158 | 0.99135 | -0.17326 | 0.99109 | -0.1711 | 41.8902
97 | 2.0837 | 0.94208 | -2.0837 | -0.94213 | 1.3446e-05 | -4.9252e-05 | 0.066607 | 0.066608 | 0.066608 | 0.99109 | -0.1711 | 0.99108 | -0.17105 | 30.2763
98 | 1.8807 | 0.82585 | -1.8798 | -0.82991 | 0.00087263 | -0.0040608 | 0.05968 | 0.059731 | 0.059731 | 0.99352 | -0.14966 | 0.99309 | -0.14646 | 27.1503
99 | -6.1999 | -2.7581 | 6.2002 | 2.7553 | 0.00028578 | -0.0027703 | 0.19713 | 0.19709 | 0.19713 | 0.99371 | -0.14921 | 0.99377 | -0.14816 | 23.4117
100 | -0.085639 | -0.041357 | 0.085642 | 0.035442 | 2.5137e-06 | -0.0059156 | 0.0027692 | 0.0026988 | 0.0027692 | 0.99138 | -0.13661 | 0.99141 | -0.13682 | 1.2587
101 | 0.085639 | 0.041357 | -0.085638 | -0.041476 | 1.3985e-06 | -0.00011915 | 0.0027692 | 0.0027708 | 0.0027708 | 0.99138 | -0.13661 | 0.99136 | -0.13672 | 1.3194
102 | 0.60213 | 0.25134 | -0.60207 | -0.25142 | 6.0582e-05 | -7.2568e-05 | 0.018999 | 0.019 | 0.019 | 0.99141 | -0.13682 | 0.9913 | -0.13785 | 9.0476
103 | -0.68777 | -0.28678 | 0.68785 | 0.28371 | 8.2844e-05 | -0.0030741 | 0.021698 | 0.021663 | 0.021698 | 0.99141 | -0.13682 | 0.99152 | -0.13752 | 9.8625
104 | 0.1419 | 0.06849 | -0.14189 | -0.068723 | 7.6037e-06 | -0.00023308 | 0.0045874 | 0.0045904 | 0.0045904 | 0.99152 | -0.13752 | 0.99147 | -0.13787 | 2.1859
105 | -0.82975 | -0.3522 | 0.82977 | 0.35173 | 1.8553e-05 | -0.00046825 | 0.026244 | 0.026239 | 0.026244 | 0.99152 | -0.13752 | 0.99154 | -0.13766 | 11.9291
106 | 1.64 | 0.72225 | -1.6387 | -0.73072 | 0.0013683 | -0.0084634 | 0.052092 | 0.052196 | 0.052196 | 0.99309 | -0.14646 | 0.9923 | -0.1406 | 23.7256
107 | 0.23974 | 0.10766 | -0.23972 | -0.11164 | 1.3288e-05 | -0.003987 | 0.0076392 | 0.0076874 | 0.0076874 | 0.99309 | -0.14646 | 0.99304 | -0.14604 | 3.4943
108 | -6.3599 | -2.8327 | 6.36 | 2.8317 | 0.00010794 | -0.00098912 | 0.20224 | 0.20223 | 0.20224 | 0.99377 | -0.14816 | 0.99379 | -0.14778 | 24.0192
109 | -6.4346 | -2.8678 | 6.436 | 2.8695 | 0.0013239 | 0.0016899 | 0.20464 | 0.20463 | 0.20464 | 0.99379 | -0.14778 | 0.99407 | -0.13793 | 24.9557
110 | -6.6816 | -2.9885 | 6.6825 | 2.9809 | 0.00091734 | -0.0075399 | 0.21256 | 0.21246 | 0.21256 | 0.99407 | -0.13793 | 0.99423 | -0.13484 | 25.2441
111 | 7.0315 | 3.1379 | -7.0301 | -3.136 | 0.0014569 | 0.0018999 | 0.2235 | 0.22351 | 0.22351 | 0.99451 | -0.12492 | 0.99423 | -0.13484 | 27.2569
112 | -7.1494 | -3.195 | 7.1513 | 3.1975 | 0.0019543 | 0.0025577 | 0.2273 | 0.2273 | 0.2273 | 0.99451 | -0.12492 | 0.99488 | -0.11186 | 27.7199
113 | 0.11846 | 0.055327 | -0.11846 | -0.057371 | 1.6776e-06 | -0.002044 | 0.0037961 | 0.0038216 | 0.0038216 | 0.99423 | -0.13484 | 0.99422 | -0.13472 | 1.7371
114 | 0.22912 | 0.099715 | -0.22912 | -0.10133 | 4.8387e-06 | -0.0016194 | 0.0072552 | 0.0072741 | 0.0072741 | 0.99423 | -0.13484 | 0.99421 | -0.13469 | 3.3064
115 | -7.3536 | -3.2953 | 7.3537 | 3.2947 | 8.3066e-05 | -0.00055166 | 0.23382 | 0.23381 | 0.23382 | 0.99488 | -0.11186 | 0.9949 | -0.1116 | 27.7692
116 | 0.20229 | 0.097783 | -0.20229 | -0.097975 | 4.6173e-07 | -0.00019209 | 0.0065195 | 0.0065219 | 0.0065219 | 0.99488 | -0.11186 | 0.99488 | -0.11184 | 2.9645
117 | 0.22912 | 0.10133 | -0.22911 | -0.1014 | 5.8411e-06 | -6.9443e-05 | 0.0072741 | 0.007275 | 0.007275 | 0.99421 | -0.13469 | 0.99418 | -0.13492 | 3.4643
118 | -7.3537 | -3.2947 | 7.3538 | 3.2945 | 3.9765e-05 | -0.00026411 | 0.23381 | 0.23381 | 0.23381 | 0.9949 | -0.1116 | 0.9949 | -0.11148 | 27.7684
119 | -0.12847 | -0.062221 | 0.12847 | 0.060844 | 1.328e-06 | -0.0013761 | 0.0041416 | 0.0041244 | 0.0041416 | 0.99494 | -0.097799 | 0.99495 | -0.097887 | 1.8825
120 | -0.12847 | -0.060844 | 0.12847 | 0.056662 | 3.9693e-06 | -0.004182 | 0.0041244 | 0.0040739 | 0.0041244 | 0.99495 | -0.097887 | 0.99498 | -0.098122 | 1.8747
121 | 0.142 | 0.067966 | -0.142 | -0.068774 | 9.5496e-07 | -0.00080838 | 0.0045675 | 0.0045777 | 0.0045777 | 0.99498 | -0.098122 | 0.99497 | -0.098064 | 2.0808
122 | -0.27048 | -0.12463 | 0.27049 | 0.12452 | 1.3332e-05 | -0.00011013 | 0.0086404 | 0.0086389 | 0.0086404 | 0.99498 | -0.098122 | 0.99503 | -0.097736 | 4.1145
123 | -0.27049 | -0.12452 | 0.2705 | 0.12133 | 1.3401e-05 | -0.00319 | 0.0086389 | 0.0086006 | 0.0086389 | 0.99503 | -0.097736 | 0.99508 | -0.098107 | 3.9268
124 | 0.094555 | 0.044466 | -0.094555 | -0.045533 | 5.5629e-07 | -0.0010673 | 0.0030312 | 0.0030446 | 0.0030446 | 0.99508 | -0.098107 | 0.99507 | -0.098058 | 1.3839
125 | -0.36506 | -0.16579 | 0.36506 | 0.1656 | 1.4546e-06 | -0.00019 | 0.011631 | 0.011629 | 0.011631 | 0.99508 | -0.098107 | 0.99508 | -0.098137 | 5.287
126 | -0.095533 | -0.046269 | 0.095534 | 0.046208 | 8.7748e-07 | -6.0339e-05 | 0.003086 | 0.0030852 | 0.003086 | 0.99296 | -0.14624 | 0.99297 | -0.14618 | 1.4695
127 | -0.095534 | -0.046208 | 0.095536 | 0.042177 | 2.1411e-06 | -0.0040313 | 0.0030852 | 0.003036 | 0.0030852 | 0.99297 | -0.14618 | 0.99299 | -0.14636 | 1.4024
128 | 0.14418 | 0.069574 | -0.14418 | -0.069828 | 3.122e-07 | -0.00025393 | 0.0046539 | 0.0046571 | 0.0046571 | 0.99299 | -0.14636 | 0.99299 | -0.14634 | 2.1169
129 | -0.23971 | -0.11175 | 0.23972 | 0.11164 | 1.0102e-05 | -0.00010659 | 0.0076888 | 0.0076874 | 0.0076888 | 0.99299 | -0.14636 | 0.99304 | -0.14604 | 3.6613
130 | -0.13432 | -0.065054 | 0.13432 | 0.064956 | 2.8399e-06 | -9.756e-05 | 0.0043427 | 0.0043414 | 0.0043427 | 0.99208 | -0.13923 | 0.9921 | -0.13909 | 2.0679
131 | -1.5122 | -0.67294 | 1.5125 | 0.67058 | 0.00032347 | -0.002361 | 0.048161 | 0.048132 | 0.048161 | 0.9921 | -0.13909 | 0.9923 | -0.1406 | 21.8912
132 | 1.3779 | 0.60798 | -1.3777 | -0.60934 | 0.00015353 | -0.0013612 | 0.043822 | 0.043838 | 0.043838 | 0.9921 | -0.13909 | 0.992 | -0.13832 | 19.9265
133 | 0.12616 | 0.06014 | -0.12616 | -0.061103 | 9.0678e-07 | -0.00096281 | 0.0040659 | 0.0040781 | 0.0040781 | 0.9923 | -0.1406 | 0.9923 | -0.14054 | 1.8537
134 | 1.0815 | 0.46759 | -1.0813 | -0.46758 | 0.0001588 | 1.042e-05 | 0.034288 | 0.034289 | 0.034289 | 0.992 | -0.13832 | 0.99184 | -0.13969 | 16.3279
135 | 0.15126 | 0.071544 | -0.15125 | -0.071843 | 1.1023e-05 | -0.00029939 | 0.0048692 | 0.004873 | 0.004873 | 0.992 | -0.13832 | 0.99192 | -0.13884 | 2.3205
136 | 7.4628 | 3.3428 | -7.4622 | -3.347 | 0.0006561 | -0.0042144 | 0.23724 | 0.2373 | 0.2373 | 0.99501 | -0.10951 | 0.9949 | -0.11148 | 28.1828
137 | -7.4628 | -3.3428 | 7.4637 | 3.3369 | 0.00091925 | -0.0059103 | 0.23724 | 0.23716 | 0.23724 | 0.99501 | -0.10951 | 0.99515 | -0.10674 | 28.176
138 | 0.11319 | 0.054411 | -0.11319 | -0.054819 | 3.064e-07 | -0.00040824 | 0.003643 | 0.0036482 | 0.0036482 | 0.99515 | -0.10674 | 0.99515 | -0.10672 | 1.6583
139 | -7.5769 | -3.3913 | 7.5792 | 3.3771 | 0.002282 | -0.014196 | 0.2408 | 0.24061 | 0.2408 | 0.99515 | -0.10674 | 0.9955 | -0.099962 | 28.599
140 | 1.3294 | 0.6099 | -1.3291 | -0.61277 | 0.00030075 | -0.002871 | 0.042412 | 0.042448 | 0.042448 | 0.9955 | -0.099962 | 0.99529 | -0.098214 | 19.2945
141 | -8.9086 | -3.987 | 8.9103 | 3.9893 | 0.0016875 | 0.0022915 | 0.28302 | 0.28302 | 0.28302 | 0.9955 | -0.099962 | 0.99576 | -0.090919 | 34.5148
142 | 1.1951 | 0.54887 | -1.195 | -0.55009 | 0.00010281 | -0.0012208 | 0.038143 | 0.038158 | 0.038158 | 0.99529 | -0.098214 | 0.99521 | -0.09755 | 17.3446
143 | 0.13398 | 0.063901 | -0.13398 | -0.064891 | 1.0385e-06 | -0.00098942 | 0.0043054 | 0.0043179 | 0.0043179 | 0.99529 | -0.098214 | 0.99528 | -0.098148 | 1.9627
144 | -9.052 | -4.0579 | 9.0521 | 4.0574 | 0.00011501 | -0.00047011 | 0.28758 | 0.28758 | 0.28758 | 0.99576 | -0.090919 | 0.99578 | -0.090635 | 34.1546
145 | 0.11375 | 0.04679 | -0.11374 | -0.054352 | 5.5899e-06 | -0.0075612 | 0.0035713 | 0.0036605 | 0.0036605 | 0.99417 | -0.13487 | 0.99413 | -0.13453 | 1.6639
146 | -0.11375 | -0.04679 | 0.11375 | 0.045531 | 9.0516e-07 | -0.0012591 | 0.0035713 | 0.0035576 | 0.0035713 | 0.99417 | -0.13487 | 0.99418 | -0.13492 | 1.6233
147 | 0.11374 | 0.054352 | -0.11374 | -0.055087 | 5.5893e-07 | -0.00073526 | 0.0036605 | 0.0036698 | 0.0036698 | 0.99413 | -0.13453 | 0.99412 | -0.13448 | 1.6681
148 | 1.0914 | 0.50114 | -1.0913 | -0.50113 | 0.00010823 | 8.6091e-06 | 0.034835 | 0.034836 | 0.034836 | 0.99521 | -0.09755 | 0.99511 | -0.098335 | 16.5884
149 | 0.10359 | 0.048957 | -0.10359 | -0.050008 | 6.582e-07 | -0.0010513 | 0.0033234 | 0.0033365 | 0.0033365 | 0.99521 | -0.09755 | 0.99521 | -0.097497 | 1.5166
150 | 4.6555 | 2.0347 | -4.6549 | -2.0459 | 0.0006177 | -0.011208 | 0.14729 | 0.14743 | 0.14743 | 0.99578 | -0.090635 | 0.99562 | -0.093694 | 17.5091
151 | -13.7076 | -6.0921 | 13.7169 | 6.0802 | 0.0093042 | -0.011855 | 0.43486 | 0.43462 | 0.43486 | 0.99578 | -0.090635 | 0.99657 | -0.075234 | 51.6461
152 | 4.6549 | 2.0459 | -4.6547 | -2.0495 | 0.00020076 | -0.0036371 | 0.14743 | 0.14747 | 0.14747 | 0.99562 | -0.093694 | 0.99557 | -0.094684 | 17.5144
153 | -13.7169 | -6.0802 | 13.7224 | 6.088 | 0.0055323 | 0.0077984 | 0.43462 | 0.43462 | 0.43462 | 0.99657 | -0.075234 | 0.99712 | -0.055843 | 53.0025
154 | 0.95773 | 0.43645 | -0.95771 | -0.43692 | 2.5082e-05 | -0.00046896 | 0.030532 | 0.030538 | 0.030538 | 0.99511 | -0.098335 | 0.99508 | -0.098137 | 13.8809
155 | 0.10359 | 0.050008 | -0.10359 | -0.050169 | 1.0096e-07 | -0.00016051 | 0.0033365 | 0.0033385 | 0.0033385 | 0.99521 | -0.097497 | 0.99521 | -0.097488 | 1.5175
156 | -0.12056 | -0.05839 | 0.12056 | 0.058213 | 1.524e-07 | -0.00017644 | 0.0038988 | 0.0038966 | 0.0038988 | 0.99183 | -0.13958 | 0.99183 | -0.1396 | 1.7722
157 | -1.0813 | -0.46782 | 1.0813 | 0.46758 | 1.5934e-05 | -0.0002337 | 0.034291 | 0.034289 | 0.034291 | 0.99183 | -0.1396 | 0.99184 | -0.13969 | 15.587
158 | 0.96076 | 0.4096 | -0.96058 | -0.41295 | 0.00017895 | -0.0033491 | 0.030398 | 0.030437 | 0.030437 | 0.99183 | -0.1396 | 0.99165 | -0.13841 | 13.8352
159 | 0.96058 | 0.41295 | -0.96047 | -0.41503 | 0.00011143 | -0.0020803 | 0.030437 | 0.030462 | 0.030462 | 0.99165 | -0.13841 | 0.99154 | -0.13766 | 13.8463
160 | 0.15125 | 0.071843 | -0.15125 | -0.073252 | 1.9087e-06 | -0.0014087 | 0.004873 | 0.0048908 | 0.0048908 | 0.99192 | -0.13884 | 0.99191 | -0.13873 | 2.2231
161 | 0.094555 | 0.045533 | -0.094555 | -0.045795 | 1.3717e-07 | -0.00026174 | 0.0030446 | 0.0030479 | 0.0030479 | 0.99507 | -0.098058 | 0.99507 | -0.098045 | 1.3854
162 | 0.43493 | 0.19493 | -0.43491 | -0.19499 | 2.2391e-05 | -6.3671e-05 | 0.013827 | 0.013828 | 0.013828 | 0.99508 | -0.098137 | 0.99503 | -0.098574 | 6.5846
163 | 0.43491 | 0.19499 | -0.43484 | -0.20166 | 7.2652e-05 | -0.0066669 | 0.013828 | 0.013908 | 0.013908 | 0.99503 | -0.098574 | 0.99487 | -0.097311 | 6.3219
164 | -0.10308 | -0.049925 | 0.10308 | 0.04752 | 1.4633e-06 | -0.0024054 | 0.0033098 | 0.0032801 | 0.0033098 | 0.99896 | -0.018622 | 0.99897 | -0.018739 | 1.5045
165 | -0.10308 | -0.04752 | 0.10309 | 0.038152 | 5.4621e-06 | -0.0093676 | 0.0032801 | 0.0031763 | 0.0032801 | 0.99897 | -0.018739 | 0.99902 | -0.019047 | 1.491
166 | -14.2199 | -6.2782 | 14.2273 | 6.2696 | 0.0074669 | -0.0085831 | 0.44916 | 0.44898 | 0.44916 | 0.99902 | -0.019047 | 0.99964 | -0.0070378 | 53.3445
167 | 0.088225 | 0.042678 | -0.088224 | -0.042729 | 6.1938e-07 | -5.1246e-05 | 0.0028319 | 0.0028326 | 0.0028326 | 0.99902 | -0.019047 | 0.99901 | -0.019093 | 1.3488
168 | 14.0286 | 6.1974 | -14.0144 | -6.2144 | 0.014131 | -0.016951 | 0.44316 | 0.44351 | 0.44351 | 0.99902 | -0.019047 | 0.99784 | -0.042003 | 52.6734
169 | 13.8931 | 6.1557 | -13.8846 | -6.1661 | 0.0084621 | -0.010412 | 0.43961 | 0.43983 | 0.43983 | 0.99784 | -0.042003 | 0.99712 | -0.055843 | 52.236
170 | 0.12132 | 0.05868 | -0.12132 | -0.058756 | 1.7629e-06 | -7.6249e-05 | 0.0038987 | 0.0038997 | 0.0038997 | 0.99784 | -0.042003 | 0.99782 | -0.042099 | 1.857
171 | 0.16222 | 0.078042 | -0.16222 | -0.078565 | 7.9987e-07 | -0.00052278 | 0.0052116 | 0.0052181 | 0.0052181 | 0.99712 | -0.055843 | 0.99712 | -0.0558 | 2.3719
172 | 0.14949 | 0.071728 | -0.14948 | -0.072206 | 6.1407e-07 | -0.00047792 | 0.0047881 | 0.004794 | 0.004794 | 0.99964 | -0.0070378 | 0.99963 | -0.0070025 | 2.1791
173 | -14.3768 | -6.3414 | 14.3812 | 6.3365 | 0.0044206 | -0.0049041 | 0.45377 | 0.45366 | 0.45377 | 0.99964 | -0.0070378 | 1 | 0 | 53.8915
174 | 0.14948 | 0.072206 | -0.14948 | -0.072399 | 2.4758e-07 | -0.00019235 | 0.004794 | 0.0047965 | 0.0047965 | 0.99963 | -0.0070025 | 0.99963 | -0.0069881 | 2.1802
175 | -2.1591 | -0.94163 | 2.1591 | 0.94063 | 1.1367e-05 | -0.00099556 | 0.068343 | 0.068332 | 0.068343 | 0.99494 | -0.11072 | 0.99495 | -0.1106 | 8.1168
176 | 2.012 | 0.87036 | -2.012 | -0.87146 | 1.0814e-05 | -0.0010946 | 0.063604 | 0.063616 | 0.063616 | 0.99494 | -0.11072 | 0.99493 | -0.11085 | 7.5554
177 | -2.1591 | -0.94063 | 2.1592 | 0.92965 | 0.00012514 | -0.010984 | 0.068332 | 0.068204 | 0.068332 | 0.99495 | -0.1106 | 0.99501 | -0.10925 | 8.1154
178 | 1.0518 | 0.46067 | -1.0513 | -0.4691 | 0.00054025 | -0.0084294 | 0.033313 | 0.033414 | 0.033414 | 0.99501 | -0.10925 | 0.99453 | -0.10566 | 15.1882
179 | -3.211 | -1.3903 | 3.2111 | 1.3879 | 6.214e-05 | -0.0024361 | 0.10152 | 0.10149 | 0.10152 | 0.99501 | -0.10925 | 0.99504 | -0.10879 | 12.0566
180 | 0.073321 | 0.034778 | -0.073321 | -0.035511 | 2.3093e-07 | -0.00073334 | 0.0023555 | 0.0023647 | 0.0023647 | 0.99453 | -0.10566 | 0.99453 | -0.10564 | 1.0749
181 | 0.85882 | 0.37878 | -0.85872 | -0.38115 | 0.00010077 | -0.0023687 | 0.027245 | 0.027273 | 0.027273 | 0.99453 | -0.10566 | 0.99442 | -0.10484 | 12.397
182 | 0.11911 | 0.055537 | -0.11911 | -0.056553 | 8.3828e-07 | -0.0010154 | 0.0038147 | 0.0038273 | 0.0038273 | 0.99453 | -0.10566 | 0.99452 | -0.10561 | 1.7397
183 | -3.404 | -1.4813 | 3.4041 | 1.4784 | 8.2115e-05 | -0.002852 | 0.1077 | 0.10767 | 0.1077 | 0.99504 | -0.10879 | 0.99507 | -0.10823 | 12.791
184 | 0.74348 | 0.3265 | -0.74337 | -0.32991 | 0.00010854 | -0.0034161 | 0.023572 | 0.023613 | 0.023613 | 0.99442 | -0.10484 | 0.99428 | -0.10383 | 10.733
185 | 0.11524 | 0.054658 | -0.11524 | -0.055813 | 8.9912e-07 | -0.0011551 | 0.0037026 | 0.0037171 | 0.0037171 | 0.99442 | -0.10484 | 0.99441 | -0.10478 | 1.6896
186 | 0.11911 | 0.056553 | -0.11911 | -0.057688 | 9.4361e-07 | -0.001135 | 0.0038273 | 0.0038415 | 0.0038415 | 0.99452 | -0.10561 | 0.99452 | -0.10554 | 1.7462
187 | 0.35879 | 0.16005 | -0.35878 | -0.16105 | 7.3873e-06 | -0.0010006 | 0.011406 | 0.011418 | 0.011418 | 0.99428 | -0.10383 | 0.99426 | -0.10368 | 5.1901
188 | 0.13446 | 0.064996 | -0.13446 | -0.065121 | 3.5909e-06 | -0.00012461 | 0.0043326 | 0.0043342 | 0.0043342 | 0.99507 | -0.10823 | 0.99504 | -0.10841 | 2.0639
189 | 0.14434 | 0.069828 | -0.14434 | -0.069905 | 2.5582e-06 | -7.6818e-05 | 0.0046516 | 0.0046526 | 0.0046526 | 0.99507 | -0.10823 | 0.99505 | -0.10835 | 2.2155
190 | -3.6829 | -1.6133 | 3.6834 | 1.5974 | 0.00053782 | -0.015877 | 0.11664 | 0.11645 | 0.11664 | 0.99507 | -0.10823 | 0.99524 | -0.10484 | 13.8531
191 | 0.21732 | 0.09254 | -0.21714 | -0.094946 | 0.00017974 | -0.0024059 | 0.006858 | 0.006887 | 0.006887 | 0.99426 | -0.10368 | 0.99338 | -0.11147 | 3.2795
192 | 0.13418 | 0.056268 | -0.13417 | -0.063788 | 7.7773e-06 | -0.0075197 | 0.0042282 | 0.0043174 | 0.0043174 | 0.99338 | -0.11147 | 0.99333 | -0.11105 | 1.9625
193 | 0.082963 | 0.038678 | -0.082963 | -0.040181 | 6.067e-07 | -0.0015026 | 0.00266 | 0.0026788 | 0.0026788 | 0.99338 | -0.11147 | 0.99338 | -0.11141 | 1.2176
194 | 4.5128 | 1.9808 | -4.5127 | -1.9828 | 0.00010225 | -0.0019778 | 0.1429 | 0.14293 | 0.14293 | 0.99557 | -0.094684 | 0.99554 | -0.095205 | 16.9748
195 | 4.5127 | 1.9828 | -4.5126 | -1.9858 | 0.0001554 | -0.0030041 | 0.14293 | 0.14296 | 0.14296 | 0.99554 | -0.095205 | 0.9955 | -0.095996 | 16.9792
196 | 4.5126 | 1.9858 | -4.5118 | -1.985 | 0.00074931 | 0.00082103 | 0.14296 | 0.14297 | 0.14297 | 0.9955 | -0.095996 | 0.99528 | -0.10403 | 17.4351
197 | 4.383 | 1.9226 | -4.3828 | -1.9257 | 0.00015428 | -0.0031684 | 0.13882 | 0.13886 | 0.13886 | 0.99528 | -0.10403 | 0.99524 | -0.10484 | 16.4914
198 | 0.69944 | 0.32835 | -0.69941 | -0.32965 | 3.7026e-05 | -0.0012938 | 0.022412 | 0.022428 | 0.022428 | 0.99524 | -0.10484 | 0.99519 | -0.10441 | 10.1947
199 | 0.13417 | 0.063788 | -0.13417 | -0.064981 | 1.2657e-06 | -0.0011937 | 0.0043174 | 0.0043324 | 0.0043324 | 0.99333 | -0.11105 | 0.99332 | -0.11097 | 1.9693
200 | 0.61347 | 0.28803 | -0.61342 | -0.28808 | 5.2007e-05 | -5.6712e-05 | 0.019659 | 0.01966 | 0.01966 | 0.99519 | -0.10441 | 0.9951 | -0.10503 | 9.3619
201 | 0.61342 | 0.28808 | -0.61339 | -0.2894 | 2.8962e-05 | -0.0013173 | 0.01966 | 0.019676 | 0.019676 | 0.9951 | -0.10503 | 0.99505 | -0.10465 | 8.9438
202 | 0.38827 | 0.18037 | -0.38825 | -0.18044 | 2.0095e-05 | -7.382e-05 | 0.01242 | 0.012421 | 0.012421 | 0.99505 | -0.10465 | 0.995 | -0.10504 | 5.9149
203 | 0.24985 | 0.11341 | -0.24984 | -0.11386 | 1.6273e-06 | -0.00045389 | 0.0079605 | 0.007966 | 0.007966 | 0.995 | -0.10504 | 0.99499 | -0.10499 | 3.6209
204 | -0.12016 | -0.058198 | 0.12016 | 0.056895 | 1.1e-06 | -0.0013026 | 0.0038741 | 0.0038578 | 0.0038741 | 0.99486 | -0.097233 | 0.99487 | -0.097311 | 1.761
205 | 0.31467 | 0.14476 | -0.31463 | -0.15169 | 3.9952e-05 | -0.0069297 | 0.010051 | 0.010136 | 0.010136 | 0.99487 | -0.097311 | 0.99475 | -0.096272 | 4.6074
206 | 0.31463 | 0.15169 | -0.31463 | -0.15238 | 4.0072e-06 | -0.00068843 | 0.010136 | 0.010145 | 0.010145 | 0.99475 | -0.096272 | 0.99474 | -0.096162 | 4.6114
207 | -0.16171 | -0.0783 | 0.16171 | 0.075917 | 3.6393e-06 | -0.0023834 | 0.0052131 | 0.0051834 | 0.0052131 | 0.99491 | -0.1043 | 0.99493 | -0.10449 | 2.3696
208 | 0.16171 | 0.0783 | -0.16171 | -0.078319 | 8.1448e-07 | -1.9366e-05 | 0.0052131 | 0.0052134 | 0.0052134 | 0.99491 | -0.1043 | 0.99491 | -0.10433 | 2.4826
209 | -0.16171 | -0.075917 | 0.16172 | 0.075068 | 1.2852e-06 | -0.00084823 | 0.0051834 | 0.0051729 | 0.0051834 | 0.99493 | -0.10449 | 0.99494 | -0.10455 | 2.3561
210 | -0.24983 | -0.11774 | 0.24984 | 0.11611 | 5.9266e-06 | -0.0016364 | 0.0080134 | 0.0079932 | 0.0080134 | 0.99494 | -0.10455 | 0.99496 | -0.10474 | 3.6424
211 | 0.24984 | 0.11386 | -0.24984 | -0.11611 | 8.0787e-06 | -0.0022441 | 0.007966 | 0.0079932 | 0.0079932 | 0.99499 | -0.10499 | 0.99496 | -0.10474 | 3.6333

## res_trafo
| p_hv_mw | q_hv_mvar | p_lv_mw | q_lv_mvar | pl_mw | ql_mvar | i_hv_ka | i_lv_ka | vm_hv_pu | va_hv_degree | vm_lv_pu | va_lv_degree | loading_percent
0 | 2.6518e-14 | 1.7507e-14 | 0.013999 | 0.0105 | 0.013999 | 0.0105 | 1.6678e-16 | 0.00050517 | 0.99997 | 149.9981 | 1 | 0 | 0.069998

## res_ext_grid
| p_mw | q_mvar
0 | 14.4769 | 6.3865

## res_load
| p_mw | q_mvar
0 | 0.10769 | 0.052157
1 | 0.08026 | 0.038871
2 | 0.059658 | 0.028894
3 | 0.10174 | 0.049277
4 | 0.13844 | 0.067052
5 | 0.051025 | 0.024713
6 | 0.11951 | 0.057882
7 | 0.16294 | 0.078917
8 | 0.13676 | 0.066234
9 | 0.15266 | 0.073939
10 | 0.14633 | 0.070871
11 | 0.10715 | 0.051895
12 | 0.14116 | 0.068365
13 | 0.10896 | 0.052771
14 | 0.10382 | 0.050284
15 | 0.11425 | 0.055336
16 | 0.14093 | 0.068254
17 | 0.1574 | 0.076233
18 | 0.15782 | 0.076435
19 | 0.063655 | 0.03083
20 | 0.071665 | 0.034709
21 | 0.1627 | 0.078798
22 | 0.062148 | 0.0301
23 | 0.12462 | 0.060358
24 | 0.12778 | 0.061889
25 | 0.065186 | 0.031571
26 | 0.162 | 0.078459
27 | 0.096959 | 0.04696
28 | 0.13212 | 0.06399
29 | 0.07823 | 0.037888
30 | 0.2816 | 0.13638
31 | 0.14753 | 0.071451
32 | 0.11744 | 0.05688
33 | 0.10288 | 0.049829
34 | 0.12205 | 0.059113
35 | 0.064926 | 0.031445
36 | 0.12134 | 0.058767
37 | 0.14885 | 0.07209
38 | 0.12787 | 0.06193
39 | 0.13504 | 0.065403
40 | 0.38757 | 0.18771
41 | 0.1258 | 0.060928
42 | 0.16999 | 0.08233
43 | 0.16042 | 0.077693
44 | 0.78971 | 0.38247
45 | 0.20343 | 0.098525
46 | 0.15283 | 0.074018
47 | 0.11949 | 0.057872
48 | 0.12598 | 0.061015
49 | 0.085638 | 0.041476
50 | 0.13583 | 0.065783
51 | 0.10318 | 0.049975
52 | 0.15969 | 0.07734
53 | 0.074631 | 0.036146
54 | 0.24563 | 0.11896
55 | 0.11785 | 0.057078
56 | 0.11846 | 0.057371
57 | 0.20229 | 0.097975
58 | 0.12847 | 0.062221
59 | 0.142 | 0.068774
60 | 0.095533 | 0.046269
61 | 0.14418 | 0.069828
62 | 0.13432 | 0.065054
63 | 0.14496 | 0.070207
64 | 0.12616 | 0.061103
65 | 0.1084 | 0.052503
66 | 0.11319 | 0.054819
67 | 0.14171 | 0.068634
68 | 0.11536 | 0.055872
69 | 0.13398 | 0.064891
70 | 0.11374 | 0.055087
71 | 0.13354 | 0.064678
72 | 0.12056 | 0.05839
73 | 0.1307 | 0.063299
74 | 0.15125 | 0.073252
75 | 0.14189 | 0.068723
76 | 0.15771 | 0.076384
77 | 0.094555 | 0.045795
78 | 0.10308 | 0.049925
79 | 0.12132 | 0.058756
80 | 0.088224 | 0.042729
81 | 0.081668 | 0.039554
82 | 0.16222 | 0.078565
83 | 0.14948 | 0.072399
84 | 0.14714 | 0.071264
85 | 0.19288 | 0.093417
86 | 0.073321 | 0.035511
87 | 0.11524 | 0.055813
88 | 0.14146 | 0.068513
89 | 0.11911 | 0.057688
90 | 0.14186 | 0.068706
91 | 0.12882 | 0.06239
92 | 0.10359 | 0.050169
93 | 0.082963 | 0.040181
94 | 0.085932 | 0.041619
95 | 0.13446 | 0.065121
96 | 0.14434 | 0.069905
97 | 0.22512 | 0.10903
98 | 0.13841 | 0.067034
99 | 0.12016 | 0.058198
100 | 0.31463 | 0.15238
101 | 0.16171 | 0.078319
102 | 0.13417 | 0.064981
103 | 0.088116 | 0.042676

## dtypes
| element | column | dtype
0 | bus | name | object
1 | bus | vn_kv | float64
2 | bus | type | object
3 | bus | zone | object
4 | bus | in_service | bool
5 | load | name | object
6 | load | bus | uint32
7 | load | p_mw | float64
8 | load | q_mvar | float64
9 | load | const_z_percent | float64
10 | load | const_i_percent | float64
11 | load | sn_mva | float64
12 | load | scaling | float64
13 | load | in_service | bool
14 | load | type | object
15 | ext_grid | name | object
16 | ext_grid | bus | uint32
17 | ext_grid | vm_pu | float64
18 | ext_grid | va_degree | float64
19 | ext_grid | slack_weight | float64
20 | ext_grid | in_service | bool
21 | line | name | object
22 | line | std_type | object
23 | line | from_bus | uint32
24 | line | to_bus | uint32
25 | line | length_km | float64
26 | line | r_ohm_per_km | float64
27 | line | x_ohm_per_km | float64
28 | line | c_nf_per_km | float64
29 | line | g_us_per_km | float64
30 | line | max_i_ka | float64
31 | line | df | float64
32 | line | parallel | uint32
33 | line | type | object
34 | line | in_service | bool
35 | trafo | name | object
36 | trafo | std_type | object
37 | trafo | hv_bus | uint32
38 | trafo | lv_bus | uint32
39 | trafo | sn_mva | float64
40 | trafo | vn_hv_kv | float64
41 | trafo | vn_lv_kv | float64
42 | trafo | vk_percent | float64
43 | trafo | vkr_percent | float64
44 | trafo | pfe_kw | float64
45 | trafo | i0_percent | float64
46 | trafo | shift_degree | float64
47 | trafo | tap_side | object
48 | trafo | tap_neutral | int32
49 | trafo | tap_min | int32
50 | trafo | tap_max | int32
51 | trafo | tap_step_percent | float64
52 | trafo | tap_step_degree | float64
53 | trafo | tap_pos | int32
54 | trafo | tap_phase_shifter | bool
55 | trafo | parallel | uint32
56 | trafo | df | float64
57 | trafo | in_service | bool
58 | bus_geodata | x | float64
59 | bus_geodata | y | float64
60 | bus_geodata | coords | object
61 | res_bus | vm_pu | float64
62 | res_bus | va_degree | float64
63 | res_bus | p_mw | float64
64 | res_bus | q_mvar | float64
65 | res_line | p_from_mw | float64
66 | res_line | q_from_mvar | float64
67 | res_line | p_to_mw | float64
68 | res_line | q_to_mvar | float64
69 | res_line | pl_mw | float64
70 | res_line | ql_mvar | float64
71 | res_line | i_from_ka | float64
72 | res_line | i_to_ka | float64
73 | res_line | i_ka | float64
74 | res_line | vm_from_pu | float64
75 | res_line | va_from_degree | float64
76 | res_line | vm_to_pu | float64
77 | res_line | va_to_degree | float64
78 | res_line | loading_percent | float64
79 | res_trafo | p_hv_mw | float64
80 | res_trafo | q_hv_mvar | float64
81 | res_trafo | p_lv_mw | float64
82 | res_trafo | q_lv_mvar | float64
83 | res_trafo | pl_mw | float64
84 | res_trafo | ql_mvar | float64
85 | res_trafo | i_hv_ka | float64
86 | res_trafo | i_lv_ka | float64
87 | res_trafo | vm_hv_pu | float64
88 | res_trafo | va_hv_degree | float64
89 | res_trafo | vm_lv_pu | float64
90 | res_trafo | va_lv_degree | float64
91 | res_trafo | loading_percent | float64
92 | res_ext_grid | p_mw | float64
93 | res_ext_grid | q_mvar | float64
94 | res_load | p_mw | float64
95 | res_load | q_mvar | float64

## parameters
| version | format_version | converged | OPF_converged | name | f_hz | sn_mva
0 | 2.14.6 | 2.14.0 | TRUE | FALSE |  | 50 | 1