## bus
| name | vn_kv | type | zone | in_service
0 | bus_MV_352_0_node_0 | 20 | n |  | TRUE
1 | bus_MV_352_0_node_1 | 20 | n |  | TRUE
2 | bus_MV_352_0_node_77 | 20 | n |  | TRUE
3 | bus_MV_352_0_node_2 | 20 | n |  | TRUE
4 | bus_MV_352_0_node_3 | 20 | n |  | TRUE
5 | bus_MV_352_0_node_72 | 20 | n |  | TRUE
6 | bus_MV_352_0_node_73 | 20 | n |  | TRUE
7 | bus_MV_352_0_node_74 | 20 | n |  | TRUE
8 | bus_MV_352_0_node_76 | 20 | n |  | TRUE
9 | bus_MV_352_0_node_16 | 20 | n |  | TRUE
10 | bus_MV_352_0_node_189 | 20 | n |  | TRUE
11 | bus_MV_352_0_node_4 | 20 | n |  | TRUE
12 | bus_MV_352_0_node_14 | 20 | n |  | TRUE
13 | bus_MV_352_0_node_75 | 20 | n |  | TRUE
14 | bus_MV_352_0_node_78 | 20 | n |  | TRUE
15 | bus_MV_352_0_node_86 | 20 | n |  | TRUE
16 | bus_MV_352_0_node_79 | 20 | n |  | TRUE
17 | bus_MV_352_0_node_80 | 20 | n |  | TRUE
18 | bus_MV_352_0_node_84 | 20 | n |  | TRUE
19 | bus_MV_352_0_node_81 | 20 | n |  | TRUE
20 | bus_MV_352_0_node_82 | 20 | n |  | TRUE
21 | bus_MV_352_0_node_83 | 20 | n |  | TRUE
22 | bus_MV_352_0_node_178 | 20 | n |  | TRUE
23 | bus_MV_352_0_node_85 | 20 | n |  | TRUE
24 | bus_MV_352_0_node_87 | 20 | n |  | TRUE
25 | bus_MV_352_0_node_9 | 20 | n |  | TRUE
26 | bus_MV_352_0_node_5 | 20 | n |  | TRUE
27 | bus_MV_352_0_node_6 | 20 | n |  | TRUE
28 | bus_MV_352_0_node_7 | 20 | n |  | TRUE
29 | bus_MV_352_0_node_8 | 20 | n |  | TRUE
30 | bus_MV_352_0_node_123 | 20 | n |  | TRUE
31 | bus_MV_352_0_node_12 | 20 | n |  | TRUE
32 | bus_MV_352_0_node_11 | 20 | n |  | TRUE
33 | bus_MV_352_0_node_10 | 20 | n |  | TRUE
34 | bus_MV_352_0_node_15 | 20 | n |  | TRUE
35 | bus_MV_352_0_node_13 | 20 | n |  | TRUE
36 | bus_MV_352_0_node_196 | 20 | n |  | TRUE
37 | bus_MV_352_0_node_51 | 20 | n |  | TRUE
38 | bus_MV_352_0_node_139 | 20 | n |  | TRUE
39 | bus_MV_352_0_node_52 | 20 | n |  | TRUE
40 | bus_MV_352_0_node_53 | 20 | n |  | TRUE
41 | bus_MV_352_0_node_17 | 20 | n |  | TRUE
42 | bus_MV_352_0_node_18 | 20 | n |  | TRUE
43 | bus_MV_352_0_node_110 | 20 | n |  | TRUE
44 | bus_MV_352_0_node_19 | 20 | n |  | TRUE
45 | bus_MV_352_0_node_20 | 20 | n |  | TRUE
46 | bus_MV_352_0_node_100 | 20 | n |  | TRUE
47 | bus_MV_352_0_node_122 | 20 | n |  | TRUE
48 | bus_MV_352_0_node_46 | 20 | n |  | TRUE
49 | bus_MV_352_0_node_21 | 20 | n |  | TRUE
50 | bus_MV_352_0_node_188 | 20 | n |  | TRUE
51 | bus_MV_352_0_node_43 | 20 | n |  | TRUE
52 | bus_MV_352_0_node_106 | 20 | n |  | TRUE
53 | bus_MV_352_0_node_107 | 20 | n |  | TRUE
54 | bus_MV_352_0_node_116 | 20 | n |  | TRUE
55 | bus_MV_352_0_node_117 | 20 | n |  | TRUE
56 | bus_MV_352_0_node_193 | 20 | n |  | TRUE
57 | bus_MV_352_0_node_42 | 20 | n |  | TRUE
58 | bus_MV_352_0_node_22 | 20 | n |  | TRUE
59 | bus_MV_352_0_node_24 | 20 | n |  | TRUE
60 | bus_MV_352_0_node_28 | 20 | n |  | TRUE
61 | bus_MV_352_0_node_27 | 20 | n |  | TRUE
62 | bus_MV_352_0_node_26 | 20 | n |  | TRUE
63 | bus_MV_352_0_node_140 | 20 | n |  | TRUE
64 | bus_MV_352_0_node_29 | 20 | n |  | TRUE
65 | bus_MV_352_0_node_31 | 20 | n |  | TRUE
66 | bus_MV_352_0_node_30 | 20 | n |  | TRUE
67 | bus_MV_352_0_node_32 | 20 | n |  | TRUE
68 | bus_MV_352_0_node_149 | 20 | n |  | TRUE
69 | bus_MV_352_0_node_147 | 20 | n |  | TRUE
70 | bus_MV_352_0_node_33 | 20 | n |  | TRUE
71 | bus_MV_352_0_node_34 | 20 | n |  | TRUE
72 | bus_MV_352_0_node_35 | 20 | n |  | TRUE
73 | bus_MV_352_0_node_36 | 20 | n |  | TRUE
74 | bus_MV_352_0_node_38 | 20 | n |  | TRUE
75 | bus_MV_352_0_node_40 | 20 | n |  | TRUE
76 | bus_MV_352_0_node_191 | 20 | n |  | TRUE
77 | bus_MV_352_0_node_66 | 20 | n |  | TRUE
78 | bus_MV_352_0_node_67 | 20 | n |  | TRUE
79 | bus_MV_352_0_node_37 | 20 | n |  | TRUE
80 | bus_MV_352_0_node_55 | 20 | n |  | TRUE
81 | bus_MV_352_0_node_48 | 20 | n |  | TRUE
82 | bus_MV_352_0_node_39 | 20 | n |  | TRUE
83 | bus_MV_352_0_node_41 | 20 | n |  | TRUE
84 | bus_MV_352_0_node_56 | 20 | n |  | TRUE
85 | bus_MV_352_0_node_176 | 20 | n |  | TRUE
86 | bus_MV_352_0_node_175 | 20 | n |  | TRUE
87 | bus_MV_352_0_node_49 | 20 | n |  | TRUE
88 | bus_MV_352_0_node_125 | 20 | n |  | TRUE
89 | bus_MV_352_0_node_65 | 20 | n |  | TRUE
90 | bus_MV_352_0_node_47 | 20 | n |  | TRUE
91 | bus_MV_352_0_node_50 | 20 | n |  | TRUE
92 | bus_MV_352_0_node_45 | 20 | n |  | TRUE
93 | bus_MV_352_0_node_54 | 20 | n |  | TRUE
94 | bus_MV_352_0_node_177 | 20 | n |  | TRUE
95 | bus_MV_352_0_node_170 | 20 | n |  | TRUE
96 | bus_MV_352_0_node_44 | 20 | n |  | TRUE
97 | bus_MV_352_0_node_101 | 20 | n |  | TRUE
98 | bus_MV_352_0_node_109 | 20 | n |  | TRUE
99 | bus_MV_352_0_node_102 | 20 | n |  | TRUE
100 | bus_MV_352_0_node_104 | 20 | n |  | TRUE
101 | bus_MV_352_0_node_103 | 20 | n |  | TRUE
102 | bus_MV_352_0_node_98 | 20 | n |  | TRUE
103 | bus_MV_352_0_node_105 | 20 | n |  | TRUE
104 | bus_MV_352_0_node_108 | 20 | n |  | TRUE
105 | bus_MV_352_0_node_134 | 20 | n |  | TRUE
106 | bus_MV_352_0_node_135 | 20 | n |  | TRUE
107 | bus_MV_352_0_node_132 | 20 | n |  | TRUE
108 | bus_MV_352_0_node_155 | 20 | n |  | TRUE
109 | bus_MV_352_0_node_151 | 20 | n |  | TRUE
110 | bus_MV_352_0_node_152 | 20 | n |  | TRUE
111 | bus_MV_352_0_node_154 | 20 | n |  | TRUE
112 | bus_MV_352_0_node_150 | 20 | n |  | TRUE
113 | bus_MV_352_0_node_57 | 20 | n |  | TRUE
114 | bus_MV_352_0_node_59 | 20 | n |  | TRUE
115 | bus_MV_352_0_node_60 | 20 | n |  | TRUE
116 | bus_MV_352_0_node_62 | 20 | n |  | TRUE
117 | bus_MV_352_0_node_63 | 20 | n |  | TRUE
118 | bus_MV_352_0_node_64 | 20 | n |  | TRUE
119 | bus_MV_352_0_node_58 | 20 | n |  | TRUE
120 | bus_MV_352_0_node_61 | 20 | n |  | TRUE
121 | bus_MV_352_0_node_166 | 20 | n |  | TRUE
122 | bus_MV_352_0_node_159 | 20 | n |  | TRUE
123 | bus_MV_352_0_node_156 | 20 | n |  | TRUE
124 | bus_MV_352_0_node_160 | 20 | n |  | TRUE
125 | bus_MV_352_0_node_161 | 20 | n |  | TRUE
126 | bus_MV_352_0_node_157 | 20 | n |  | TRUE
127 | bus_MV_352_0_node_68 | 20 | n |  | TRUE
128 | bus_MV_352_0_node_69 | 20 | n |  | TRUE
129 | bus_MV_352_0_node_95 | 20 | n |  | TRUE
130 | bus_MV_352_0_node_70 | 20 | n |  | TRUE
131 | bus_MV_352_0_node_96 | 20 | n |  | TRUE
132 | bus_MV_352_0_node_71 | 20 | n |  | TRUE
133 | bus_MV_352_0_node_143 | 20 | n |  | TRUE
134 | bus_MV_352_0_node_146 | 20 | n |  | TRUE
135 | bus_MV_352_0_node_141 | 20 | n |  | TRUE
136 | bus_MV_352_0_node_88 | 20 | n |  | TRUE
137 | bus_MV_352_0_node_90 | 20 | n |  | TRUE
138 | bus_MV_352_0_node_91 | 20 | n |  | TRUE
139 | bus_MV_352_0_node_89 | 20 | n |  | TRUE
140 | bus_MV_352_0_node_92 | 20 | n |  | TRUE
141 | bus_MV_352_0_node_186 | 20 | n |  | TRUE
142 | bus_MV_352_0_node_94 | 20 | n |  | TRUE
143 | bus_MV_352_0_node_184 | 20 | n |  | TRUE
144 | bus_MV_352_0_node_183 | 20 | n |  | TRUE
145 | bus_MV_352_0_node_97 | 20 | n |  | TRUE
146 | bus_MV_352_0_node_99 | 20 | n |  | TRUE
147 | bus_MV_352_0_node_114 | 20 | n |  | TRUE
148 | bus_MV_352_0_node_190 | 20 | n |  | TRUE
149 | bus_MV_352_0_node_115 | 20 | n |  | TRUE
150 | bus_MV_352_0_node_111 | 20 | n |  | TRUE
151 | bus_MV_352_0_node_112 | 20 | n |  | TRUE
152 | bus_MV_352_0_node_113 | 20 | n |  | TRUE
153 | bus_MV_352_0_node_182 | 20 | n |  | TRUE
154 | bus_MV_352_0_node_185 | 20 | n |  | TRUE
155 | bus_MV_352_0_node_181 | 20 | n |  | TRUE
156 | bus_MV_352_0_node_120 | 20 | n |  | TRUE
157 | bus_MV_352_0_node_118 | 20 | n |  | TRUE
158 | bus_MV_352_0_node_119 | 20 | n |  | TRUE
159 | bus_MV_352_0_node_180 | 20 | n |  | TRUE
160 | bus_MV_352_0_node_179 | 20 | n |  | TRUE
161 | bus_MV_352_0_node_127 | 20 | n |  | TRUE
162 | bus_MV_352_0_node_128 | 20 | n |  | TRUE
163 | bus_MV_352_0_node_129 | 20 | n |  | TRUE
164 | bus_MV_352_0_node_130 | 20 | n |  | TRUE
165 | bus_MV_352_0_node_131 | 20 | n |  | TRUE
166 | bus_MV_352_0_node_133 | 20 | n |  | TRUE
167 | bus_MV_352_0_node_138 | 20 | n |  | TRUE
168 | bus_MV_352_0_node_137 | 20 | n |  | TRUE
169 | bus_MV_352_0_node_136 | 20 | n |  | TRUE
170 | bus_MV_352_0_node_142 | 20 | n |  | TRUE
171 | bus_MV_352_0_node_144 | 20 | n |  | TRUE
172 | bus_MV_352_0_node_145 | 20 | n |  | TRUE
173 | bus_MV_352_0_node_148 | 20 | n |  | TRUE
174 | bus_MV_352_0_node_195 | 20 | n |  | TRUE
175 | bus_MV_352_0_node_192 | 20 | n |  | TRUE
176 | bus_MV_352_0_node_153 | 20 | n |  | TRUE
177 | bus_MV_352_0_node_158 | 20 | n |  | TRUE
178 | bus_MV_352_0_node_174 | 20 | n |  | TRUE
179 | bus_MV_352_0_node_194 | 20 | n |  | TRUE
180 | bus_MV_352_0_node_165 | 20 | n |  | TRUE
181 | bus_MV_352_0_node_164 | 20 | n |  | TRUE
182 | bus_MV_352_0_node_163 | 20 | n |  | TRUE
183 | bus_MV_352_0_node_162 | 20 | n |  | TRUE
184 | bus_MV_352_0_node_167 | 20 | n |  | TRUE
185 | bus_MV_352_0_node_168 | 20 | n |  | TRUE
186 | bus_MV_352_0_node_169 | 20 | n |  | TRUE
187 | bus_MV_352_0_node_171 | 20 | n |  | TRUE
188 | bus_MV_352_0_node_173 | 20 | n |  | TRUE
189 | bus_MV_352_0_node_172 | 20 | n |  | TRUE
190 | bus_HV_352_0_node_43 | 110 | n |  | TRUE

## load
| name | bus | p_mw | q_mvar | const_z_percent | const_i_percent | sn_mva | scaling | in_service | type
0 | MV_352_0_load_0 | 0 | 0.23555 | 0.11408 | 0 | 0 |  | 1 | TRUE | wye
1 | MV_352_0_load_77 | 2 | 0.19447 | 0.094185 | 0 | 0 |  | 1 | TRUE | wye
2 | MV_352_0_load_72 | 5 | 0.29345 | 0.14213 | 0 | 0 |  | 1 | TRUE | wye
3 | MV_352_0_load_16 | 9 | 0.37269 | 0.1805 | 0 | 0 |  | 1 | TRUE | wye
4 | MV_352_0_load_189 | 10 | 0.14517 | 0.070308 | 0 | 0 |  | 1 | TRUE | wye
5 | MV_352_0_load_14 | 12 | 0.12551 | 0.060786 | 0 | 0 |  | 1 | TRUE | wye
6 | MV_352_0_load_78 | 14 | 0.19106 | 0.092537 | 0 | 0 |  | 1 | TRUE | wye
7 | MV_352_0_load_86 | 15 | 0.18741 | 0.090765 | 0 | 0 |  | 1 | TRUE | wye
8 | MV_352_0_load_84 | 18 | 0.22522 | 0.10908 | 0 | 0 |  | 1 | TRUE | wye
9 | MV_352_0_load_81 | 19 | 0.35552 | 0.17219 | 0 | 0 |  | 1 | TRUE | wye
10 | MV_352_0_load_178 | 22 | 0.24145 | 0.11694 | 0 | 0 |  | 1 | TRUE | wye
11 | MV_352_0_load_85 | 23 | 0.30452 | 0.14749 | 0 | 0 |  | 1 | TRUE | wye
12 | MV_352_0_load_5 | 26 | 0.36669 | 0.1776 | 0 | 0 |  | 1 | TRUE | wye
13 | MV_352_0_load_123 | 30 | 0.26678 | 0.12921 | 0 | 0 |  | 1 | TRUE | wye
14 | MV_352_0_load_11 | 32 | 0.35812 | 0.17345 | 0 | 0 |  | 1 | TRUE | wye
15 | MV_352_0_load_15 | 34 | 0.12523 | 0.060653 | 0 | 0 |  | 1 | TRUE | wye
16 | MV_352_0_load_196 | 36 | 0.36799 | 0.17822 | 0 | 0 |  | 1 | TRUE | wye
17 | MV_352_0_load_51 | 37 | 0.19258 | 0.093272 | 0 | 0 |  | 1 | TRUE | wye
18 | MV_352_0_load_17 | 41 | 0.37305 | 0.18067 | 0 | 0 |  | 1 | TRUE | wye
19 | MV_352_0_load_110 | 43 | 0.31841 | 0.15421 | 0 | 0 |  | 1 | TRUE | wye
20 | MV_352_0_load_122 | 47 | 0.38369 | 0.18583 | 0 | 0 |  | 1 | TRUE | wye
21 | MV_352_0_load_21 | 49 | 0.22541 | 0.10917 | 0 | 0 |  | 1 | TRUE | wye
22 | MV_352_0_load_188 | 50 | 0.19363 | 0.093782 | 0 | 0 |  | 1 | TRUE | wye
23 | MV_352_0_load_106 | 52 | 0.2873 | 0.13914 | 0 | 0 |  | 1 | TRUE | wye
24 | MV_352_0_load_116 | 54 | 0.3266 | 0.15818 | 0 | 0 |  | 1 | TRUE | wye
25 | MV_352_0_load_193 | 56 | 0.077103 | 0.037343 | 0 | 0 |  | 1 | TRUE | wye
26 | MV_352_0_load_22 | 58 | 0.36951 | 0.17896 | 0 | 0 |  | 1 | TRUE | wye
27 | MV_352_0_load_28 | 60 | 0.31658 | 0.15332 | 0 | 0 |  | 1 | TRUE | wye
28 | MV_352_0_load_140 | 63 | 0.07272 | 0.03522 | 0 | 0 |  | 1 | TRUE | wye
29 | MV_352_0_load_29 | 64 | 0.19571 | 0.094785 | 0 | 0 |  | 1 | TRUE | wye
30 | MV_352_0_load_31 | 65 | 0.27859 | 0.13493 | 0 | 0 |  | 1 | TRUE | wye
31 | MV_352_0_load_30 | 66 | 0.16729 | 0.081022 | 0 | 0 |  | 1 | TRUE | wye
32 | MV_352_0_load_147 | 69 | 0.14228 | 0.068908 | 0 | 0 |  | 1 | TRUE | wye
33 | MV_352_0_load_33 | 70 | 0.34678 | 0.16795 | 0 | 0 |  | 1 | TRUE | wye
34 | MV_352_0_load_191 | 76 | 0.21553 | 0.10439 | 0 | 0 |  | 1 | TRUE | wye
35 | MV_352_0_load_67 | 78 | 0.41023 | 0.19868 | 0 | 0 |  | 1 | TRUE | wye
36 | MV_352_0_load_55 | 80 | 0.38281 | 0.1854 | 0 | 0 |  | 1 | TRUE | wye
37 | MV_352_0_load_41 | 83 | 0.26008 | 0.12596 | 0 | 0 |  | 1 | TRUE | wye
38 | MV_352_0_load_56 | 84 | 0.20132 | 0.097504 | 0 | 0 |  | 1 | TRUE | wye
39 | MV_352_0_load_175 | 86 | 0.10348 | 0.05012 | 0 | 0 |  | 1 | TRUE | wye
40 | MV_352_0_load_125 | 88 | 0.16113 | 0.078039 | 0 | 0 |  | 1 | TRUE | wye
41 | MV_352_0_load_65 | 89 | 0.27504 | 0.13321 | 0 | 0 |  | 1 | TRUE | wye
42 | MV_352_0_load_47 | 90 | 0.3157 | 0.1529 | 0 | 0 |  | 1 | TRUE | wye
43 | MV_352_0_load_54 | 93 | 0.17434 | 0.084438 | 0 | 0 |  | 1 | TRUE | wye
44 | MV_352_0_load_177 | 94 | 0.18012 | 0.087237 | 0 | 0 |  | 1 | TRUE | wye
45 | MV_352_0_load_44 | 96 | 0.14729 | 0.071338 | 0 | 0 |  | 1 | TRUE | wye
46 | MV_352_0_load_109 | 98 | 0.37086 | 0.17961 | 0 | 0 |  | 1 | TRUE | wye
47 | MV_352_0_load_102 | 99 | 0.061605 | 0.029837 | 0 | 0 |  | 1 | TRUE | wye
48 | MV_352_0_load_104 | 100 | 0.082785 | 0.040095 | 0 | 0 |  | 1 | TRUE | wye
49 | MV_352_0_load_105 | 103 | 0.085571 | 0.041444 | 0 | 0 |  | 1 | TRUE | wye
50 | MV_352_0_load_132 | 107 | 0.098354 | 0.047635 | 0 | 0 |  | 1 | TRUE | wye
51 | MV_352_0_load_155 | 108 | 0.40234 | 0.19486 | 0 | 0 |  | 1 | TRUE | wye
52 | MV_352_0_load_150 | 112 | 0.12533 | 0.060702 | 0 | 0 |  | 1 | TRUE | wye
53 | MV_352_0_load_57 | 113 | 0.24486 | 0.11859 | 0 | 0 |  | 1 | TRUE | wye
54 | MV_352_0_load_63 | 117 | 0.30519 | 0.14781 | 0 | 0 |  | 1 | TRUE | wye
55 | MV_352_0_load_58 | 119 | 0.07328 | 0.035491 | 0 | 0 |  | 1 | TRUE | wye
56 | MV_352_0_load_61 | 120 | 0.087753 | 0.042501 | 0 | 0 |  | 1 | TRUE | wye
57 | MV_352_0_load_166 | 121 | 0.10635 | 0.051505 | 0 | 0 |  | 1 | TRUE | wye
58 | MV_352_0_load_156 | 123 | 0.16585 | 0.080323 | 0 | 0 |  | 1 | TRUE | wye
59 | MV_352_0_load_161 | 125 | 0.068255 | 0.033058 | 0 | 0 |  | 1 | TRUE | wye
60 | MV_352_0_load_68 | 127 | 0.34408 | 0.16664 | 0 | 0 |  | 1 | TRUE | wye
61 | MV_352_0_load_95 | 129 | 0.29859 | 0.14461 | 0 | 0 |  | 1 | TRUE | wye
62 | MV_352_0_load_71 | 132 | 0.1791 | 0.086742 | 0 | 0 |  | 1 | TRUE | wye
63 | MV_352_0_load_141 | 135 | 0.12432 | 0.060209 | 0 | 0 |  | 1 | TRUE | wye
64 | MV_352_0_load_88 | 136 | 0.18457 | 0.089393 | 0 | 0 |  | 1 | TRUE | wye
65 | MV_352_0_load_90 | 137 | 0.095819 | 0.046407 | 0 | 0 |  | 1 | TRUE | wye
66 | MV_352_0_load_91 | 138 | 0.09878 | 0.047841 | 0 | 0 |  | 1 | TRUE | wye
67 | MV_352_0_load_89 | 139 | 0.15214 | 0.073685 | 0 | 0 |  | 1 | TRUE | wye
68 | MV_352_0_load_92 | 140 | 0.27239 | 0.13193 | 0 | 0 |  | 1 | TRUE | wye
69 | MV_352_0_load_186 | 141 | 0.34265 | 0.16595 | 0 | 0 |  | 1 | TRUE | wye
70 | MV_352_0_load_184 | 143 | 0.35255 | 0.17075 | 0 | 0 |  | 1 | TRUE | wye
71 | MV_352_0_load_114 | 147 | 0.15546 | 0.075291 | 0 | 0 |  | 1 | TRUE | wye
72 | MV_352_0_load_190 | 148 | 0.37933 | 0.18372 | 0 | 0 |  | 1 | TRUE | wye
73 | MV_352_0_load_111 | 150 | 0.3247 | 0.15726 | 0 | 0 |  | 1 | TRUE | wye
74 | MV_352_0_load_112 | 151 | 0.083283 | 0.040336 | 0 | 0 |  | 1 | TRUE | wye
75 | MV_352_0_load_113 | 152 | 0.083913 | 0.040641 | 0 | 0 |  | 1 | TRUE | wye
76 | MV_352_0_load_185 | 154 | 0.11989 | 0.058066 | 0 | 0 |  | 1 | TRUE | wye
77 | MV_352_0_load_181 | 155 | 0.18224 | 0.088261 | 0 | 0 |  | 1 | TRUE | wye
78 | MV_352_0_load_180 | 159 | 0.19785 | 0.095821 | 0 | 0 |  | 1 | TRUE | wye
79 | MV_352_0_load_179 | 160 | 0.096988 | 0.046973 | 0 | 0 |  | 1 | TRUE | wye
80 | MV_352_0_load_127 | 161 | 0.080426 | 0.038952 | 0 | 0 |  | 1 | TRUE | wye
81 | MV_352_0_load_130 | 164 | 0.17056 | 0.082607 | 0 | 0 |  | 1 | TRUE | wye
82 | MV_352_0_load_137 | 168 | 0.15857 | 0.076801 | 0 | 0 |  | 1 | TRUE | wye
83 | MV_352_0_load_136 | 169 | 0.20824 | 0.10086 | 0 | 0 |  | 1 | TRUE | wye
84 | MV_352_0_load_144 | 171 | 0.12185 | 0.059013 | 0 | 0 |  | 1 | TRUE | wye
85 | MV_352_0_load_145 | 172 | 0.13553 | 0.065641 | 0 | 0 |  | 1 | TRUE | wye
86 | MV_352_0_load_148 | 173 | 0.13837 | 0.067017 | 0 | 0 |  | 1 | TRUE | wye
87 | MV_352_0_load_195 | 174 | 0.1411 | 0.068338 | 0 | 0 |  | 1 | TRUE | wye
88 | MV_352_0_load_192 | 175 | 0.10078 | 0.048809 | 0 | 0 |  | 1 | TRUE | wye
89 | MV_352_0_load_174 | 178 | 0.074174 | 0.035924 | 0 | 0 |  | 1 | TRUE | wye
90 | MV_352_0_load_194 | 179 | 0.38687 | 0.18737 | 0 | 0 |  | 1 | TRUE | wye
91 | MV_352_0_load_165 | 180 | 0.090917 | 0.044033 | 0 | 0 |  | 1 | TRUE | wye
92 | MV_352_0_load_164 | 181 | 0.29422 | 0.1425 | 0 | 0 |  | 1 | TRUE | wye
93 | MV_352_0_load_162 | 183 | 0.092596 | 0.044846 | 0 | 0 |  | 1 | TRUE | wye
94 | MV_352_0_load_167 | 184 | 0.083261 | 0.040325 | 0 | 0 |  | 1 | TRUE | wye
95 | MV_352_0_load_171 | 187 | 0.36889 | 0.17866 | 0 | 0 |  | 1 | TRUE | wye
96 | MV_352_0_load_172 | 189 | 0.17785 | 0.086138 | 0 | 0 |  | 1 | TRUE | wye

## ext_grid
| name | bus | vm_pu | va_degree | slack_weight | in_service
0 |  | 51 | 1 | 0 | 1 | TRUE

## line
| name | std_type | from_bus | to_bus | length_km | r_ohm_per_km | x_ohm_per_km | c_nf_per_km | g_us_per_km | max_i_ka | df | parallel | type | in_service
0 | MV_352_0_line_0 |  | 0 | 1 | 0.00373 | 0.103 | 0.058 | 500 | 0 | 0.638 | 1 | 1 | cs | TRUE
1 | MV_352_0_line_1 |  | 0 | 2 | 1.0233 | 0.119 | 0.32 | 11 | 0 | 0.645 | 1 | 1 | ol | TRUE
2 | MV_352_0_line_2 |  | 1 | 3 | 0.66524 | 0.445 | 0.132 | 190 | 0 | 0.22 | 1 | 1 | cs | TRUE
3 | MV_352_0_line_3 |  | 1 | 4 | 1.0906 | 0.103 | 0.058 | 500 | 0 | 0.638 | 1 | 1 | cs | TRUE
4 | MV_352_0_line_4 |  | 2 | 8 | 0.093792 | 0.161 | 0.117 | 273 | 0 | 0.362 | 1 | 1 | cs | TRUE
5 | MV_352_0_line_5 |  | 3 | 9 | 0.009701 | 0.445 | 0.132 | 190 | 0 | 0.22 | 1 | 1 | cs | TRUE
6 | MV_352_0_line_6 |  | 4 | 10 | 0.011419 | 0.103 | 0.058 | 500 | 0 | 0.638 | 1 | 1 | cs | TRUE
7 | MV_352_0_line_7 |  | 4 | 11 | 0.090509 | 0.445 | 0.132 | 190 | 0 | 0.22 | 1 | 1 | cs | TRUE
8 | MV_352_0_line_8 |  | 5 | 6 | 0.067131 | 0.445 | 0.132 | 190 | 0 | 0.22 | 1 | 1 | cs | TRUE
9 | MV_352_0_line_9 |  | 6 | 7 | 1.1361 | 0.161 | 0.117 | 273 | 0 | 0.362 | 1 | 1 | cs | TRUE
10 | MV_352_0_line_10 |  | 6 | 8 | 0.15739 | 0.161 | 0.117 | 273 | 0 | 0.362 | 1 | 1 | cs | TRUE
11 | MV_352_0_line_11 |  | 7 | 13 | 0.46367 | 0.161 | 0.117 | 273 | 0 | 0.362 | 1 | 1 | cs | TRUE
12 | MV_352_0_line_12 |  | 7 | 14 | 0.055069 | 0.445 | 0.132 | 190 | 0 | 0.22 | 1 | 1 | cs | TRUE
13 | MV_352_0_line_13 |  | 10 | 25 | 0.006043 | 0.103 | 0.058 | 500 | 0 | 0.638 | 1 | 1 | cs | TRUE
14 | MV_352_0_line_14 |  | 11 | 12 | 0.059355 | 0.445 | 0.132 | 190 | 0 | 0.22 | 1 | 1 | cs | TRUE
15 | MV_352_0_line_15 |  | 13 | 15 | 0.018166 | 0.161 | 0.117 | 273 | 0 | 0.362 | 1 | 1 | cs | TRUE
16 | MV_352_0_line_16 |  | 14 | 16 | 0.078004 | 0.445 | 0.132 | 190 | 0 | 0.22 | 1 | 1 | cs | TRUE
17 | MV_352_0_line_17 |  | 15 | 24 | 0.075252 | 0.5939 | 0.372 | 9.5 | 0 | 0.21 | 1 | 1 | ol | TRUE
18 | MV_352_0_line_18 |  | 15 | 19 | 0.28965 | 0.306 | 0.35 | 10 | 0 | 0.35 | 1 | 1 | ol | TRUE
19 | MV_352_0_line_19 |  | 16 | 17 | 0.28854 | 0.445 | 0.132 | 190 | 0 | 0.22 | 1 | 1 | cs | TRUE
20 | MV_352_0_line_20 |  | 17 | 18 | 0.075573 | 0.5939 | 0.372 | 9.5 | 0 | 0.21 | 1 | 1 | ol | TRUE
21 | MV_352_0_line_21 |  | 19 | 20 | 0.026619 | 0.445 | 0.132 | 190 | 0 | 0.22 | 1 | 1 | cs | TRUE
22 | MV_352_0_line_22 |  | 20 | 21 | 0.27065 | 0.445 | 0.132 | 190 | 0 | 0.22 | 1 | 1 | cs | TRUE
23 | MV_352_0_line_23 |  | 21 | 22 | 0.0080156 | 0.445 | 0.132 | 190 | 0 | 0.22 | 1 | 1 | cs | TRUE
24 | MV_352_0_line_24 |  | 23 | 24 | 0.099463 | 0.5939 | 0.372 | 9.5 | 0 | 0.21 | 1 | 1 | ol | TRUE
25 | MV_352_0_line_25 |  | 25 | 33 | 0.44935 | 0.445 | 0.132 | 190 | 0 | 0.22 | 1 | 1 | cs | TRUE
26 | MV_352_0_line_26 |  | 25 | 29 | 0.44167 | 0.103 | 0.058 | 500 | 0 | 0.638 | 1 | 1 | cs | TRUE
27 | MV_352_0_line_27 |  | 26 | 27 | 0.013372 | 0.445 | 0.132 | 190 | 0 | 0.22 | 1 | 1 | cs | TRUE
28 | MV_352_0_line_28 |  | 26 | 28 | 0.043336 | 0.445 | 0.132 | 190 | 0 | 0.22 | 1 | 1 | cs | TRUE
29 | MV_352_0_line_29 |  | 27 | 29 | 0.9302 | 0.445 | 0.132 | 190 | 0 | 0.22 | 1 | 1 | cs | TRUE
30 | MV_352_0_line_30 |  | 28 | 30 | 1.8402 | 0.5939 | 0.372 | 9.5 | 0 | 0.21 | 1 | 1 | ol | TRUE
31 | MV_352_0_line_31 |  | 29 | 31 | 0.5851 | 0.103 | 0.058 | 500 | 0 | 0.638 | 1 | 1 | cs | TRUE
32 | MV_352_0_line_32 |  | 29 | 32 | 0.039426 | 0.5939 | 0.372 | 9.5 | 0 | 0.21 | 1 | 1 | ol | TRUE
33 | MV_352_0_line_33 |  | 31 | 35 | 0.62458 | 0.103 | 0.058 | 500 | 0 | 0.638 | 1 | 1 | cs | TRUE
34 | MV_352_0_line_34 |  | 31 | 36 | 0.016412 | 0.445 | 0.132 | 190 | 0 | 0.22 | 1 | 1 | cs | TRUE
35 | MV_352_0_line_35 |  | 33 | 34 | 0.15672 | 0.445 | 0.132 | 190 | 0 | 0.22 | 1 | 1 | cs | TRUE
36 | MV_352_0_line_36 |  | 35 | 37 | 0.14729 | 0.119 | 0.32 | 11 | 0 | 0.645 | 1 | 1 | ol | TRUE
37 | MV_352_0_line_37 |  | 36 | 38 | 0.00139 | 0.445 | 0.132 | 190 | 0 | 0.22 | 1 | 1 | cs | TRUE
38 | MV_352_0_line_38 |  | 37 | 39 | 0.08535 | 0.061 | 0.056 | 608 | 0 | 0.842 | 1 | 1 | cs | TRUE
39 | MV_352_0_line_39 |  | 38 | 166 | 0.19114 | 0.445 | 0.132 | 190 | 0 | 0.22 | 1 | 1 | cs | TRUE
40 | MV_352_0_line_40 |  | 39 | 40 | 0.068693 | 0.061 | 0.056 | 608 | 0 | 0.842 | 1 | 1 | cs | TRUE
41 | MV_352_0_line_41 |  | 40 | 93 | 0.027327 | 0.061 | 0.056 | 608 | 0 | 0.842 | 1 | 1 | cs | TRUE
42 | MV_352_0_line_42 |  | 41 | 42 | 0.044688 | 0.0515 | 0.029 | 1000 | 0 | 1.276 | 1 | 1 | cs | TRUE
43 | MV_352_0_line_43 |  | 41 | 43 | 1.0828 | 0.0595 | 0.16 | 22 | 0 | 1.29 | 1 | 1 | ol | TRUE
44 | MV_352_0_line_44 |  | 42 | 44 | 0.37933 | 0.445 | 0.132 | 190 | 0 | 0.22 | 1 | 1 | cs | TRUE
45 | MV_352_0_line_45 |  | 42 | 45 | 0.8754 | 0.0515 | 0.029 | 1000 | 0 | 1.276 | 1 | 1 | cs | TRUE
46 | MV_352_0_line_46 |  | 43 | 46 | 0.034475 | 0.0515 | 0.029 | 1000 | 0 | 1.276 | 1 | 1 | cs | TRUE
47 | MV_352_0_line_47 |  | 44 | 49 | 0.025145 | 0.445 | 0.132 | 190 | 0 | 0.22 | 1 | 1 | cs | TRUE
48 | MV_352_0_line_48 |  | 45 | 50 | 0.046011 | 0.445 | 0.132 | 190 | 0 | 0.22 | 1 | 1 | cs | TRUE
49 | MV_352_0_line_49 |  | 45 | 51 | 2.5185 | 0.0595 | 0.16 | 22 | 0 | 1.29 | 1 | 1 | ol | TRUE
50 | MV_352_0_line_50 |  | 46 | 97 | 0.6202 | 0.445 | 0.132 | 190 | 0 | 0.22 | 1 | 1 | cs | TRUE
51 | MV_352_0_line_51 |  | 46 | 102 | 1.0951 | 0.061 | 0.056 | 608 | 0 | 0.842 | 1 | 1 | cs | TRUE
52 | MV_352_0_line_52 |  | 46 | 131 | 0.71429 | 0.0515 | 0.029 | 1000 | 0 | 1.276 | 1 | 1 | cs | TRUE
53 | MV_352_0_line_53 |  | 47 | 48 | 0.042147 | 0.445 | 0.132 | 190 | 0 | 0.22 | 1 | 1 | cs | TRUE
54 | MV_352_0_line_54 |  | 48 | 105 | 0.72855 | 0.5939 | 0.372 | 9.5 | 0 | 0.21 | 1 | 1 | ol | TRUE
55 | MV_352_0_line_55 |  | 51 | 56 | 0.32797 | 0.5939 | 0.372 | 9.5 | 0 | 0.21 | 1 | 1 | ol | TRUE
56 | MV_352_0_line_56 |  | 51 | 57 | 1.34 | 0.0515 | 0.029 | 1000 | 0 | 1.276 | 1 | 1 | cs | TRUE
57 | MV_352_0_line_57 |  | 52 | 53 | 0.05458 | 0.445 | 0.132 | 190 | 0 | 0.22 | 1 | 1 | cs | TRUE
58 | MV_352_0_line_58 |  | 53 | 104 | 0.15203 | 0.445 | 0.132 | 190 | 0 | 0.22 | 1 | 1 | cs | TRUE
59 | MV_352_0_line_59 |  | 54 | 55 | 0.011337 | 0.445 | 0.132 | 190 | 0 | 0.22 | 1 | 1 | cs | TRUE
60 | MV_352_0_line_60 |  | 55 | 156 | 0.36662 | 0.445 | 0.132 | 190 | 0 | 0.22 | 1 | 1 | cs | TRUE
61 | MV_352_0_line_61 |  | 57 | 92 | 0.092032 | 0.5939 | 0.372 | 9.5 | 0 | 0.21 | 1 | 1 | ol | TRUE
62 | MV_352_0_line_62 |  | 57 | 74 | 0.32308 | 0.0515 | 0.029 | 1000 | 0 | 1.276 | 1 | 1 | cs | TRUE
63 | MV_352_0_line_63 |  | 58 | 59 | 0.076781 | 0.061 | 0.056 | 608 | 0 | 0.842 | 1 | 1 | cs | TRUE
64 | MV_352_0_line_64 |  | 58 | 60 | 0.5002 | 0.1188 | 0.172 | 20.6 | 0 | 0.82 | 1 | 1 | ol | TRUE
65 | MV_352_0_line_65 |  | 59 | 61 | 0.004363 | 0.061 | 0.056 | 608 | 0 | 0.842 | 1 | 1 | cs | TRUE
66 | MV_352_0_line_66 |  | 59 | 62 | 0.28839 | 0.1188 | 0.172 | 20.6 | 0 | 0.82 | 1 | 1 | ol | TRUE
67 | MV_352_0_line_67 |  | 61 | 64 | 0.046061 | 0.061 | 0.056 | 608 | 0 | 0.842 | 1 | 1 | cs | TRUE
68 | MV_352_0_line_68 |  | 62 | 63 | 0.0073382 | 0.445 | 0.132 | 190 | 0 | 0.22 | 1 | 1 | cs | TRUE
69 | MV_352_0_line_69 |  | 64 | 65 | 0.043463 | 0.061 | 0.056 | 608 | 0 | 0.842 | 1 | 1 | cs | TRUE
70 | MV_352_0_line_70 |  | 64 | 66 | 0.069169 | 0.5939 | 0.372 | 9.5 | 0 | 0.21 | 1 | 1 | ol | TRUE
71 | MV_352_0_line_71 |  | 65 | 67 | 0.073703 | 0.061 | 0.056 | 608 | 0 | 0.842 | 1 | 1 | cs | TRUE
72 | MV_352_0_line_72 |  | 67 | 68 | 0.008554 | 0.061 | 0.056 | 608 | 0 | 0.842 | 1 | 1 | cs | TRUE
73 | MV_352_0_line_73 |  | 68 | 69 | 0.030419 | 0.061 | 0.056 | 608 | 0 | 0.842 | 1 | 1 | cs | TRUE
74 | MV_352_0_line_74 |  | 69 | 171 | 0.046714 | 0.061 | 0.056 | 608 | 0 | 0.842 | 1 | 1 | cs | TRUE
75 | MV_352_0_line_75 |  | 70 | 71 | 0.033775 | 0.5939 | 0.372 | 9.5 | 0 | 0.21 | 1 | 1 | ol | TRUE
76 | MV_352_0_line_76 |  | 71 | 72 | 0.29874 | 0.445 | 0.132 | 190 | 0 | 0.22 | 1 | 1 | cs | TRUE
77 | MV_352_0_line_77 |  | 71 | 73 | 0.79596 | 0.445 | 0.132 | 190 | 0 | 0.22 | 1 | 1 | cs | TRUE
78 | MV_352_0_line_78 |  | 72 | 74 | 0.4129 | 0.161 | 0.117 | 273 | 0 | 0.362 | 1 | 1 | cs | TRUE
79 | MV_352_0_line_79 |  | 72 | 75 | 0.57918 | 0.445 | 0.132 | 190 | 0 | 0.22 | 1 | 1 | cs | TRUE
80 | MV_352_0_line_80 |  | 72 | 76 | 0.007669 | 0.445 | 0.132 | 190 | 0 | 0.22 | 1 | 1 | cs | TRUE
81 | MV_352_0_line_81 |  | 73 | 77 | 0.47942 | 0.445 | 0.132 | 190 | 0 | 0.22 | 1 | 1 | cs | TRUE
82 | MV_352_0_line_82 |  | 73 | 78 | 0.036285 | 0.5939 | 0.372 | 9.5 | 0 | 0.21 | 1 | 1 | ol | TRUE
83 | MV_352_0_line_83 |  | 74 | 82 | 0.2315 | 0.0515 | 0.029 | 1000 | 0 | 1.276 | 1 | 1 | cs | TRUE
84 | MV_352_0_line_84 |  | 74 | 83 | 0.004835 | 0.445 | 0.132 | 190 | 0 | 0.22 | 1 | 1 | cs | TRUE
85 | MV_352_0_line_85 |  | 75 | 85 | 0.033646 | 0.445 | 0.132 | 190 | 0 | 0.22 | 1 | 1 | cs | TRUE
86 | MV_352_0_line_86 |  | 75 | 86 | 0.027129 | 0.445 | 0.132 | 190 | 0 | 0.22 | 1 | 1 | cs | TRUE
87 | MV_352_0_line_87 |  | 76 | 87 | 0.054215 | 0.5939 | 0.372 | 9.5 | 0 | 0.21 | 1 | 1 | ol | TRUE
88 | MV_352_0_line_88 |  | 77 | 88 | 1.6961 | 0.5939 | 0.372 | 9.5 | 0 | 0.21 | 1 | 1 | ol | TRUE
89 | MV_352_0_line_89 |  | 77 | 89 | 0.056072 | 0.5939 | 0.372 | 9.5 | 0 | 0.21 | 1 | 1 | ol | TRUE
90 | MV_352_0_line_90 |  | 79 | 80 | 0.004687 | 0.445 | 0.132 | 190 | 0 | 0.22 | 1 | 1 | cs | TRUE
91 | MV_352_0_line_91 |  | 79 | 81 | 0.33568 | 0.5939 | 0.372 | 9.5 | 0 | 0.21 | 1 | 1 | ol | TRUE
92 | MV_352_0_line_92 |  | 81 | 87 | 0.44771 | 0.445 | 0.132 | 190 | 0 | 0.22 | 1 | 1 | cs | TRUE
93 | MV_352_0_line_93 |  | 81 | 91 | 0.88392 | 0.445 | 0.132 | 190 | 0 | 0.22 | 1 | 1 | cs | TRUE
94 | MV_352_0_line_94 |  | 81 | 90 | 0.00389 | 0.445 | 0.132 | 190 | 0 | 0.22 | 1 | 1 | cs | TRUE
95 | MV_352_0_line_95 |  | 82 | 84 | 0.004137 | 0.0515 | 0.029 | 1000 | 0 | 1.276 | 1 | 1 | cs | TRUE
96 | MV_352_0_line_96 |  | 84 | 93 | 0.2183 | 0.0595 | 0.16 | 22 | 0 | 1.29 | 1 | 1 | ol | TRUE
97 | MV_352_0_line_97 |  | 85 | 94 | 0.038285 | 0.445 | 0.132 | 190 | 0 | 0.22 | 1 | 1 | cs | TRUE
98 | MV_352_0_line_98 |  | 86 | 95 | 0.0045078 | 0.445 | 0.132 | 190 | 0 | 0.22 | 1 | 1 | cs | TRUE
99 | MV_352_0_line_99 |  | 91 | 108 | 0.035281 | 0.445 | 0.132 | 190 | 0 | 0.22 | 1 | 1 | cs | TRUE
100 | MV_352_0_line_100 |  | 92 | 96 | 0.038018 | 0.445 | 0.132 | 190 | 0 | 0.22 | 1 | 1 | cs | TRUE
101 | MV_352_0_line_101 |  | 95 | 186 | 0.00597 | 0.445 | 0.132 | 190 | 0 | 0.22 | 1 | 1 | cs | TRUE
102 | MV_352_0_line_102 |  | 97 | 98 | 0.019344 | 0.445 | 0.132 | 190 | 0 | 0.22 | 1 | 1 | cs | TRUE
103 | MV_352_0_line_103 |  | 98 | 104 | 0.058082 | 0.445 | 0.132 | 190 | 0 | 0.22 | 1 | 1 | cs | TRUE
104 | MV_352_0_line_104 |  | 99 | 100 | 0.077164 | 0.445 | 0.132 | 190 | 0 | 0.22 | 1 | 1 | cs | TRUE
105 | MV_352_0_line_105 |  | 99 | 101 | 0.07909 | 0.1188 | 0.172 | 20.6 | 0 | 0.82 | 1 | 1 | ol | TRUE
106 | MV_352_0_line_106 |  | 101 | 102 | 0.15365 | 0.061 | 0.056 | 608 | 0 | 0.842 | 1 | 1 | cs | TRUE
107 | MV_352_0_line_107 |  | 102 | 103 | 0.078729 | 0.445 | 0.132 | 190 | 0 | 0.22 | 1 | 1 | cs | TRUE
108 | MV_352_0_line_108 |  | 105 | 106 | 0.21261 | 0.445 | 0.132 | 190 | 0 | 0.22 | 1 | 1 | cs | TRUE
109 | MV_352_0_line_109 |  | 105 | 107 | 0.064279 | 0.445 | 0.132 | 190 | 0 | 0.22 | 1 | 1 | cs | TRUE
110 | MV_352_0_line_110 |  | 106 | 169 | 0.028459 | 0.445 | 0.132 | 190 | 0 | 0.22 | 1 | 1 | cs | TRUE
111 | MV_352_0_line_111 |  | 107 | 165 | 0.012896 | 0.445 | 0.132 | 190 | 0 | 0.22 | 1 | 1 | cs | TRUE
112 | MV_352_0_line_112 |  | 108 | 109 | 0.037102 | 0.5939 | 0.372 | 9.5 | 0 | 0.21 | 1 | 1 | ol | TRUE
113 | MV_352_0_line_113 |  | 109 | 110 | 0.99028 | 0.445 | 0.132 | 190 | 0 | 0.22 | 1 | 1 | cs | TRUE
114 | MV_352_0_line_114 |  | 109 | 111 | 0.4989 | 0.445 | 0.132 | 190 | 0 | 0.22 | 1 | 1 | cs | TRUE
115 | MV_352_0_line_115 |  | 109 | 112 | 0.0060957 | 0.445 | 0.132 | 190 | 0 | 0.22 | 1 | 1 | cs | TRUE
116 | MV_352_0_line_116 |  | 110 | 175 | 0.10836 | 0.5939 | 0.372 | 9.5 | 0 | 0.21 | 1 | 1 | ol | TRUE
117 | MV_352_0_line_117 |  | 111 | 179 | 0.055935 | 0.5939 | 0.372 | 9.5 | 0 | 0.21 | 1 | 1 | ol | TRUE
118 | MV_352_0_line_118 |  | 111 | 176 | 0.48492 | 0.445 | 0.132 | 190 | 0 | 0.22 | 1 | 1 | cs | TRUE
119 | MV_352_0_line_119 |  | 113 | 114 | 0.044515 | 0.445 | 0.132 | 190 | 0 | 0.22 | 1 | 1 | cs | TRUE
120 | MV_352_0_line_120 |  | 113 | 115 | 0.048922 | 0.445 | 0.132 | 190 | 0 | 0.22 | 1 | 1 | cs | TRUE
121 | MV_352_0_line_121 |  | 114 | 116 | 0.085271 | 0.445 | 0.132 | 190 | 0 | 0.22 | 1 | 1 | cs | TRUE
122 | MV_352_0_line_122 |  | 114 | 117 | 0.051675 | 0.445 | 0.132 | 190 | 0 | 0.22 | 1 | 1 | cs | TRUE
123 | MV_352_0_line_123 |  | 115 | 118 | 0.08228 | 0.445 | 0.132 | 190 | 0 | 0.22 | 1 | 1 | cs | TRUE
124 | MV_352_0_line_124 |  | 116 | 122 | 0.030311 | 0.445 | 0.132 | 190 | 0 | 0.22 | 1 | 1 | cs | TRUE
125 | MV_352_0_line_125 |  | 116 | 123 | 0.040585 | 0.445 | 0.132 | 190 | 0 | 0.22 | 1 | 1 | cs | TRUE
126 | MV_352_0_line_126 |  | 118 | 121 | 0.031434 | 0.445 | 0.132 | 190 | 0 | 0.22 | 1 | 1 | cs | TRUE
127 | MV_352_0_line_127 |  | 118 | 120 | 0.030635 | 0.5939 | 0.372 | 9.5 | 0 | 0.21 | 1 | 1 | ol | TRUE
128 | MV_352_0_line_128 |  | 119 | 120 | 0.011424 | 0.445 | 0.132 | 190 | 0 | 0.22 | 1 | 1 | cs | TRUE
129 | MV_352_0_line_129 |  | 122 | 124 | 0.062133 | 0.445 | 0.132 | 190 | 0 | 0.22 | 1 | 1 | cs | TRUE
130 | MV_352_0_line_130 |  | 122 | 125 | 0.056275 | 0.445 | 0.132 | 190 | 0 | 0.22 | 1 | 1 | cs | TRUE
131 | MV_352_0_line_131 |  | 123 | 126 | 0.033326 | 0.445 | 0.132 | 190 | 0 | 0.22 | 1 | 1 | cs | TRUE
132 | MV_352_0_line_132 |  | 124 | 181 | 0.037233 | 0.445 | 0.132 | 190 | 0 | 0.22 | 1 | 1 | cs | TRUE
133 | MV_352_0_line_133 |  | 124 | 182 | 0.054148 | 0.445 | 0.132 | 190 | 0 | 0.22 | 1 | 1 | cs | TRUE
134 | MV_352_0_line_134 |  | 126 | 177 | 0.059609 | 0.445 | 0.132 | 190 | 0 | 0.22 | 1 | 1 | cs | TRUE
135 | MV_352_0_line_135 |  | 127 | 128 | 0.015468 | 0.0515 | 0.029 | 1000 | 0 | 1.276 | 1 | 1 | cs | TRUE
136 | MV_352_0_line_136 |  | 127 | 129 | 1.2503 | 0.0595 | 0.16 | 22 | 0 | 1.29 | 1 | 1 | ol | TRUE
137 | MV_352_0_line_137 |  | 128 | 130 | 0.2081 | 0.0515 | 0.029 | 1000 | 0 | 1.276 | 1 | 1 | cs | TRUE
138 | MV_352_0_line_138 |  | 129 | 131 | 0.017017 | 0.0515 | 0.029 | 1000 | 0 | 1.276 | 1 | 1 | cs | TRUE
139 | MV_352_0_line_139 |  | 130 | 132 | 0.076724 | 0.5939 | 0.372 | 9.5 | 0 | 0.21 | 1 | 1 | ol | TRUE
140 | MV_352_0_line_140 |  | 130 | 133 | 1.3048 | 0.0595 | 0.16 | 22 | 0 | 1.29 | 1 | 1 | ol | TRUE
141 | MV_352_0_line_141 |  | 131 | 145 | 0.86545 | 0.0515 | 0.029 | 1000 | 0 | 1.276 | 1 | 1 | cs | TRUE
142 | MV_352_0_line_142 |  | 131 | 146 | 0.32818 | 0.445 | 0.132 | 190 | 0 | 0.22 | 1 | 1 | cs | TRUE
143 | MV_352_0_line_143 |  | 133 | 134 | 0.71754 | 0.161 | 0.117 | 273 | 0 | 0.362 | 1 | 1 | cs | TRUE
144 | MV_352_0_line_144 |  | 133 | 135 | 0.11978 | 0.061 | 0.056 | 608 | 0 | 0.842 | 1 | 1 | cs | TRUE
145 | MV_352_0_line_145 |  | 134 | 174 | 0.053943 | 0.445 | 0.132 | 190 | 0 | 0.22 | 1 | 1 | cs | TRUE
146 | MV_352_0_line_146 |  | 135 | 170 | 0.02338 | 0.061 | 0.056 | 608 | 0 | 0.842 | 1 | 1 | cs | TRUE
147 | MV_352_0_line_147 |  | 136 | 137 | 0.01388 | 0.445 | 0.132 | 190 | 0 | 0.22 | 1 | 1 | cs | TRUE
148 | MV_352_0_line_148 |  | 136 | 138 | 0.019496 | 0.445 | 0.132 | 190 | 0 | 0.22 | 1 | 1 | cs | TRUE
149 | MV_352_0_line_149 |  | 136 | 139 | 0.016443 | 0.5939 | 0.372 | 9.5 | 0 | 0.21 | 1 | 1 | ol | TRUE
150 | MV_352_0_line_150 |  | 139 | 140 | 0.023831 | 0.0515 | 0.029 | 1000 | 0 | 1.276 | 1 | 1 | cs | TRUE
151 | MV_352_0_line_151 |  | 139 | 141 | 0.073649 | 0.0595 | 0.16 | 22 | 0 | 1.29 | 1 | 1 | ol | TRUE
152 | MV_352_0_line_152 |  | 140 | 142 | 0.032059 | 0.0515 | 0.029 | 1000 | 0 | 1.276 | 1 | 1 | cs | TRUE
153 | MV_352_0_line_153 |  | 142 | 143 | 0.011929 | 0.0515 | 0.029 | 1000 | 0 | 1.276 | 1 | 1 | cs | TRUE
154 | MV_352_0_line_154 |  | 143 | 144 | 0.049832 | 0.0515 | 0.029 | 1000 | 0 | 1.276 | 1 | 1 | cs | TRUE
155 | MV_352_0_line_155 |  | 144 | 153 | 0.010644 | 0.0515 | 0.029 | 1000 | 0 | 1.276 | 1 | 1 | cs | TRUE
156 | MV_352_0_line_156 |  | 145 | 147 | 0.1074 | 0.0515 | 0.029 | 1000 | 0 | 1.276 | 1 | 1 | cs | TRUE
157 | MV_352_0_line_157 |  | 146 | 148 | 0.059325 | 0.445 | 0.132 | 190 | 0 | 0.22 | 1 | 1 | cs | TRUE
158 | MV_352_0_line_158 |  | 147 | 149 | 0.11955 | 0.0515 | 0.029 | 1000 | 0 | 1.276 | 1 | 1 | cs | TRUE
159 | MV_352_0_line_159 |  | 149 | 153 | 0.067861 | 0.0515 | 0.029 | 1000 | 0 | 1.276 | 1 | 1 | cs | TRUE
160 | MV_352_0_line_160 |  | 149 | 154 | 0.057625 | 0.445 | 0.132 | 190 | 0 | 0.22 | 1 | 1 | cs | TRUE
161 | MV_352_0_line_161 |  | 149 | 152 | 0.042859 | 0.1188 | 0.172 | 20.6 | 0 | 0.82 | 1 | 1 | ol | TRUE
162 | MV_352_0_line_162 |  | 150 | 151 | 0.026835 | 0.445 | 0.132 | 190 | 0 | 0.22 | 1 | 1 | cs | TRUE
163 | MV_352_0_line_163 |  | 150 | 152 | 0.032877 | 0.445 | 0.132 | 190 | 0 | 0.22 | 1 | 1 | cs | TRUE
164 | MV_352_0_line_164 |  | 153 | 155 | 0.030401 | 0.445 | 0.132 | 190 | 0 | 0.22 | 1 | 1 | cs | TRUE
165 | MV_352_0_line_165 |  | 155 | 158 | 0.021684 | 0.445 | 0.132 | 190 | 0 | 0.22 | 1 | 1 | cs | TRUE
166 | MV_352_0_line_166 |  | 156 | 160 | 0.17533 | 0.445 | 0.132 | 190 | 0 | 0.22 | 1 | 1 | cs | TRUE
167 | MV_352_0_line_167 |  | 156 | 157 | 0.31643 | 0.445 | 0.132 | 190 | 0 | 0.22 | 1 | 1 | cs | TRUE
168 | MV_352_0_line_168 |  | 157 | 158 | 0.10473 | 0.445 | 0.132 | 190 | 0 | 0.22 | 1 | 1 | cs | TRUE
169 | MV_352_0_line_169 |  | 157 | 159 | 0.06292 | 0.445 | 0.132 | 190 | 0 | 0.22 | 1 | 1 | cs | TRUE
170 | MV_352_0_line_170 |  | 161 | 162 | 0.022164 | 0.445 | 0.132 | 190 | 0 | 0.22 | 1 | 1 | cs | TRUE
171 | MV_352_0_line_171 |  | 161 | 163 | 0.030293 | 0.445 | 0.132 | 190 | 0 | 0.22 | 1 | 1 | cs | TRUE
172 | MV_352_0_line_172 |  | 162 | 164 | 0.025827 | 0.445 | 0.132 | 190 | 0 | 0.22 | 1 | 1 | cs | TRUE
173 | MV_352_0_line_173 |  | 163 | 165 | 0.030752 | 0.445 | 0.132 | 190 | 0 | 0.22 | 1 | 1 | cs | TRUE
174 | MV_352_0_line_174 |  | 164 | 166 | 0.020839 | 0.445 | 0.132 | 190 | 0 | 0.22 | 1 | 1 | cs | TRUE
175 | MV_352_0_line_175 |  | 166 | 167 | 0.15127 | 0.445 | 0.132 | 190 | 0 | 0.22 | 1 | 1 | cs | TRUE
176 | MV_352_0_line_176 |  | 167 | 168 | 0.028162 | 0.445 | 0.132 | 190 | 0 | 0.22 | 1 | 1 | cs | TRUE
177 | MV_352_0_line_177 |  | 170 | 171 | 0.030895 | 0.061 | 0.056 | 608 | 0 | 0.842 | 1 | 1 | cs | TRUE
178 | MV_352_0_line_178 |  | 170 | 172 | 0.039882 | 0.445 | 0.132 | 190 | 0 | 0.22 | 1 | 1 | cs | TRUE
179 | MV_352_0_line_179 |  | 172 | 173 | 0.017995 | 0.445 | 0.132 | 190 | 0 | 0.22 | 1 | 1 | cs | TRUE
180 | MV_352_0_line_180 |  | 176 | 177 | 0.15049 | 0.445 | 0.132 | 190 | 0 | 0.22 | 1 | 1 | cs | TRUE
181 | MV_352_0_line_181 |  | 176 | 178 | 0.0020662 | 0.445 | 0.132 | 190 | 0 | 0.22 | 1 | 1 | cs | TRUE
182 | MV_352_0_line_182 |  | 177 | 180 | 0.031663 | 0.445 | 0.132 | 190 | 0 | 0.22 | 1 | 1 | cs | TRUE
183 | MV_352_0_line_183 |  | 182 | 183 | 0.056554 | 0.445 | 0.132 | 190 | 0 | 0.22 | 1 | 1 | cs | TRUE
184 | MV_352_0_line_184 |  | 184 | 185 | 0.048142 | 0.445 | 0.132 | 190 | 0 | 0.22 | 1 | 1 | cs | TRUE
185 | MV_352_0_line_185 |  | 185 | 186 | 0.03218 | 0.445 | 0.132 | 190 | 0 | 0.22 | 1 | 1 | cs | TRUE
186 | MV_352_0_line_186 |  | 186 | 187 | 0.002634 | 0.445 | 0.132 | 190 | 0 | 0.22 | 1 | 1 | cs | TRUE
187 | MV_352_0_line_187 |  | 187 | 188 | 0.017146 | 0.5939 | 0.372 | 9.5 | 0 | 0.21 | 1 | 1 | ol | TRUE
188 | MV_352_0_line_188 |  | 188 | 189 | 0.029813 | 0.445 | 0.132 | 190 | 0 | 0.22 | 1 | 1 | cs | TRUE

## trafo
| name | std_type | hv_bus | lv_bus | sn_mva | vn_hv_kv | vn_lv_kv | vk_percent | vkr_percent | pfe_kw | i0_percent | shift_degree | tap_side | tap_neutral | tap_min | tap_max | tap_step_percent | tap_step_degree | tap_pos | tap_phase_shifter | parallel | df | in_service
0 | MV_352_0_trafo_43 | 25 MVA 110/20 kV | 190 | 51 | 25 | 110 | 20 | 12 | 0.41 | 14 | 0.07 | 150 | hv | 0 | -9 | 9 | 1.5 | 0 | 0 | FALSE | 1 | 1 | TRUE

## bus_geodata
| x | y | coords
0 | 2676653.5933 | 1261664.052
1 | 2676652.7625 | 1261667.6885
2 | 2677676.4469 | 1261694.5817
3 | 2676522.3464 | 1261289.5677
4 | 2676188.4292 | 1260888.6206
5 | 2677920.4917 | 1261715.6067
6 | 2677883.0833 | 1261771.368
7 | 2677681.5948 | 1262742.064
8 | 2677751.8681 | 1261750.6375
9 | 2676514.4436 | 1261295.2253
10 | 2676181.5068 | 1260897.7162
11 | 2676225.3255 | 1260806.8448
12 | 2676240.3466 | 1260751.2182
13 | 2677915.3089 | 1262945.1161
14 | 2677648.4616 | 1262785.5959
15 | 2677931.0688 | 1262953.7193
16 | 2677588.4764 | 1262736.3042
17 | 2677462.5342 | 1262821.2635
18 | 2677387.5031 | 1262812.2301
19 | 2678063.7186 | 1262696.2287
20 | 2678080.4288 | 1262675.508
21 | 2678232.1554 | 1262851.4146
22 | 2678239.564 | 1262848.3546
23 | 2678030.9458 | 1263046.4518
24 | 2678006.2342 | 1262950.1072
25 | 2676176.7393 | 1260893.9853
26 | 2675281.861 | 1260443.7481
27 | 2675294.4498 | 1260447.1108
28 | 2675240.1052 | 1260455.7817
29 | 2675948.0278 | 1260600.2783
30 | 2673829.0184 | 1261636.9802
31 | 2676162.8504 | 1260191.7627
32 | 2675982.7113 | 1260619.0266
33 | 2675955.0801 | 1260990.5984
34 | 2675895.3887 | 1261090.8642
35 | 2676485.698 | 1260016.0263
36 | 2676147.0273 | 1260194.9059
37 | 2676605.1944 | 1259929.9177
38 | 2676145.9012 | 1260195.7254
39 | 2676558.9277 | 1259858.4537
40 | 2676611.5038 | 1259814.0782
41 | 2672540.2195 | 1258082.0299
42 | 2672576.0191 | 1258108.4357
43 | 2671900.7227 | 1257208.215
44 | 2672541.718 | 1258359.58
45 | 2673252.7604 | 1258071.3535
46 | 2671867.5091 | 1257217.4552
47 | 2675340.9866 | 1259585.2521
48 | 2675375.5969 | 1259570.7373
49 | 2672526.4378 | 1258379.0962
50 | 2673208.0224 | 1258080.9073
51 | 2675720.5688 | 1258574.1787
52 | 2671673.2843 | 1257421.4965
53 | 2671653.0696 | 1257372.1932
54 | 2672926.9356 | 1256861.0326
55 | 2672922.1151 | 1256850.7656
56 | 2675815.544 | 1258260.2584
57 | 2676188.9491 | 1259562.9561
58 | 2672927.8279 | 1255574.3264
59 | 2672937.1899 | 1255648.285
60 | 2673306.0385 | 1255246.9761
61 | 2672932.8953 | 1255649.1217
62 | 2673223.4217 | 1255613.0351
63 | 2673224.4759 | 1255620.2972
64 | 2672937.5145 | 1255694.1673
65 | 2672949.8147 | 1255734.7026
66 | 2672868.3556 | 1255695.3544
67 | 2672963.7062 | 1255807.0843
68 | 2672955.2837 | 1255808.7151
69 | 2672925.4169 | 1255814.484
70 | 2676598.6907 | 1259151.6558
71 | 2676587.4381 | 1259183.5009
72 | 2676583.1836 | 1259404.3795
73 | 2676447.3599 | 1258692.3641
74 | 2676402.5141 | 1259503.8866
75 | 2676282.9968 | 1259213.6258
76 | 2676590.8741 | 1259404.2455
77 | 2676675.8415 | 1258924.0717
78 | 2676461.9709 | 1258725.5779
79 | 2676755.6519 | 1259558.5634
80 | 2676754.5 | 1259563.1075
81 | 2676949.6312 | 1259284.6081
82 | 2676581.1505 | 1259574.7821
83 | 2676402.0073 | 1259508.6948
84 | 2676581.1648 | 1259578.9187
85 | 2676300.0404 | 1259185.035
86 | 2676260.884 | 1259199.8193
87 | 2676645.069 | 1259405.726
88 | 2677784.0589 | 1257640.116
89 | 2676699.3429 | 1258974.9813
90 | 2676946.6025 | 1259282.1557
91 | 2677524.1969 | 1259468.1667
92 | 2676098.6431 | 1259580.6967
93 | 2676627.873 | 1259792.1624
94 | 2676316.9402 | 1259150.6602
95 | 2676258.2811 | 1259203.4997
96 | 2676084.1631 | 1259545.5284
97 | 2671574.8664 | 1257258.152
98 | 2671569.604 | 1257276.7688
99 | 2670981.0067 | 1257206.2983
100 | 2670904.0497 | 1257200.646
101 | 2670986.8 | 1257127.4211
102 | 2671000.8067 | 1256974.4207
103 | 2670922.3163 | 1256968.2954
104 | 2671560.2812 | 1257333.7204
105 | 2675921.4523 | 1260053.2562
106 | 2675840.7267 | 1260143.3116
107 | 2675924.5767 | 1260117.4593
108 | 2677512.0261 | 1259501.288
109 | 2677496.9881 | 1259535.2057
110 | 2677918.5079 | 1259513.1452
111 | 2677265.9976 | 1259668.8649
112 | 2677491.3421 | 1259532.9078
113 | 2677210.4305 | 1259989.194
114 | 2677167.4107 | 1259977.3684
115 | 2677257.0405 | 1260004.2803
116 | 2677084.355 | 1259957.2263
117 | 2677181.5941 | 1259927.6784
118 | 2677319.3337 | 1259950.3195
119 | 2677277.9579 | 1259957.8159
120 | 2677289.1239 | 1259955.4036
121 | 2677329.7988 | 1259920.6782
122 | 2677054.5549 | 1259951.2226
123 | 2677096.6613 | 1259918.5522
124 | 2676999.2258 | 1259924.3599
125 | 2677034.3047 | 1260003.1782
126 | 2677101.3901 | 1259889.5413
127 | 2671495.2284 | 1255439.6956
128 | 2671510.5335 | 1255437.1674
129 | 2671658.104 | 1256679.3313
130 | 2671548.4238 | 1255253.5458
131 | 2671656.7598 | 1256696.2942
132 | 2671543.8656 | 1255176.9568
133 | 2672707.877 | 1255851.9491
134 | 2672644.523 | 1256396.1066
135 | 2672826.1342 | 1255832.9172
136 | 2672458.3684 | 1256871.9863
137 | 2672457.1463 | 1256858.1604
138 | 2672477.7884 | 1256870.2697
139 | 2672441.9893 | 1256873.434
140 | 2672424.9918 | 1256856.731
141 | 2672474.5827 | 1256939.4781
142 | 2672413.2886 | 1256828.9723
143 | 2672412.6245 | 1256817.0617
144 | 2672409.8503 | 1256767.3069
145 | 2672207.5114 | 1256668.2298
146 | 2671468.1435 | 1256729.9064
147 | 2672313.839 | 1256657.0987
148 | 2671459.8165 | 1256788.0933
149 | 2672357.4933 | 1256742.4375
150 | 2672302.7117 | 1256746.8605
151 | 2672302.2646 | 1256773.68
152 | 2672321.1854 | 1256719.6646
153 | 2672409.2563 | 1256756.6807
154 | 2672361.1275 | 1256799.9477
155 | 2672439.5109 | 1256753.704
156 | 2672743.1281 | 1256685.3975
157 | 2672502.0973 | 1256685.3194
158 | 2672452.6181 | 1256736.4294
159 | 2672542.281 | 1256660.6636
160 | 2672917.1415 | 1256674.5194
161 | 2675957.0173 | 1260157.4145
162 | 2675979.0217 | 1260154.7607
163 | 2675926.9425 | 1260161.0416
164 | 2675981.2175 | 1260180.4945
165 | 2675925.2036 | 1260130.3405
166 | 2675982.9918 | 1260201.258
167 | 2675857.5953 | 1260241.402
168 | 2675829.7368 | 1260245.5145
169 | 2675868.2848 | 1260136.2097
170 | 2672849.2169 | 1255829.2024
171 | 2672879.5507 | 1255823.3433
172 | 2672843.7217 | 1255789.7012
173 | 2672841.2422 | 1255771.8777
174 | 2672649.0368 | 1256449.8572
175 | 2678015.3271 | 1259464.4836
176 | 2677112.7563 | 1259775.6808
177 | 2677088.8189 | 1259848.9579
178 | 2677113.351 | 1259773.702
179 | 2677210.8529 | 1259659.4938
180 | 2677118.6899 | 1259859.4593
181 | 2677012.6801 | 1259889.6308
182 | 2676953.0268 | 1259896.1265
183 | 2676934.4634 | 1259949.5467
184 | 2676247.0366 | 1259136.3118
185 | 2676228.7524 | 1259179.5902
186 | 2676253.2264 | 1259200.2988
187 | 2676252.1101 | 1259202.6862
188 | 2676248.6371 | 1259219.4764
189 | 2676247.774 | 1259249.2767
190 | 2675720.5688 | 1258574.1787

## line_std_types
| c_nf_per_km | r_ohm_per_km | x_ohm_per_km | max_i_ka | type | q_mm2 | alpha | voltage_rating
NAYY 4x50 SE | 210 | 0.642 | 0.083 | 0.142 | cs | 50 | 0.00403 | LV
NAYY 4x120 SE | 264 | 0.225 | 0.08 | 0.242 | cs | 120 | 0.00403 | LV
NAYY 4x150 SE | 261 | 0.208 | 0.08 | 0.27 | cs | 150 | 0.00403 | LV
NA2XS2Y 1x95 RM/25 12/20 kV | 216 | 0.313 | 0.132 | 0.252 | cs | 95 | 0.00403 | MV
NA2XS2Y 1x185 RM/25 12/20 kV | 273 | 0.161 | 0.117 | 0.362 | cs | 185 | 0.00403 | MV
NA2XS2Y 1x240 RM/25 12/20 kV | 304 | 0.122 | 0.112 | 0.421 | cs | 240 | 0.00403 | MV
NA2XS2Y 1x95 RM/25 6/10 kV | 315 | 0.313 | 0.123 | 0.249 | cs | 95 | 0.00403 | MV
NA2XS2Y 1x185 RM/25 6/10 kV | 406 | 0.161 | 0.11 | 0.358 | cs | 185 | 0.00403 | MV
NA2XS2Y 1x240 RM/25 6/10 kV | 456 | 0.122 | 0.105 | 0.416 | cs | 240 | 0.00403 | MV
NA2XS2Y 1x150 RM/25 12/20 kV | 250 | 0.206 | 0.116 | 0.319 | cs | 150 | 0.00403 | MV
NA2XS2Y 1x120 RM/25 12/20 kV | 230 | 0.253 | 0.119 | 0.283 | cs | 120 | 0.00403 | MV
NA2XS2Y 1x70 RM/25 12/20 kV | 190 | 0.443 | 0.132 | 0.22 | cs | 70 | 0.00403 | MV
NA2XS2Y 1x150 RM/25 6/10 kV | 360 | 0.206 | 0.11 | 0.315 | cs | 150 | 0.00403 | MV
NA2XS2Y 1x120 RM/25 6/10 kV | 340 | 0.253 | 0.113 | 0.28 | cs | 120 | 0.00403 | MV
NA2XS2Y 1x70 RM/25 6/10 kV | 280 | 0.443 | 0.123 | 0.217 | cs | 70 | 0.00403 | MV
N2XS(FL)2Y 1x120 RM/35 64/110 kV | 112 | 0.153 | 0.166 | 0.366 | cs | 120 | 0.00393 | HV
N2XS(FL)2Y 1x185 RM/35 64/110 kV | 125 | 0.099 | 0.156 | 0.457 | cs | 185 | 0.00393 | HV
N2XS(FL)2Y 1x240 RM/35 64/110 kV | 135 | 0.075 | 0.149 | 0.526 | cs | 240 | 0.00393 | HV
N2XS(FL)2Y 1x300 RM/35 64/110 kV | 144 | 0.06 | 0.144 | 0.588 | cs | 300 | 0.00393 | HV
15-AL1/3-ST1A 0.4 | 11 | 1.8769 | 0.35 | 0.105 | ol | 16 | 0.00403 | LV
24-AL1/4-ST1A 0.4 | 11.25 | 1.2012 | 0.335 | 0.14 | ol | 24 | 0.00403 | LV
48-AL1/8-ST1A 0.4 | 12.2 | 0.5939 | 0.3 | 0.21 | ol | 48 | 0.00403 | LV
94-AL1/15-ST1A 0.4 | 13.2 | 0.306 | 0.29 | 0.35 | ol | 94 | 0.00403 | LV
34-AL1/6-ST1A 10.0 | 9.7 | 0.8342 | 0.36 | 0.17 | ol | 34 | 0.00403 | MV
48-AL1/8-ST1A 10.0 | 10.1 | 0.5939 | 0.35 | 0.21 | ol | 48 | 0.00403 | MV
70-AL1/11-ST1A 10.0 | 10.4 | 0.4132 | 0.339 | 0.29 | ol | 70 | 0.00403 | MV
94-AL1/15-ST1A 10.0 | 10.75 | 0.306 | 0.33 | 0.35 | ol | 94 | 0.00403 | MV
122-AL1/20-ST1A 10.0 | 11.1 | 0.2376 | 0.323 | 0.41 | ol | 122 | 0.00403 | MV
149-AL1/24-ST1A 10.0 | 11.25 | 0.194 | 0.315 | 0.47 | ol | 149 | 0.00403 | MV
34-AL1/6-ST1A 20.0 | 9.15 | 0.8342 | 0.382 | 0.17 | ol | 34 | 0.00403 | MV
48-AL1/8-ST1A 20.0 | 9.5 | 0.5939 | 0.372 | 0.21 | ol | 48 | 0.00403 | MV
70-AL1/11-ST1A 20.0 | 9.7 | 0.4132 | 0.36 | 0.29 | ol | 70 | 0.00403 | MV
94-AL1/15-ST1A 20.0 | 10 | 0.306 | 0.35 | 0.35 | ol | 94 | 0.00403 | MV
122-AL1/20-ST1A 20.0 | 10.3 | 0.2376 | 0.344 | 0.41 | ol | 122 | 0.00403 | MV
149-AL1/24-ST1A 20.0 | 10.5 | 0.194 | 0.337 | 0.47 | ol | 149 | 0.00403 | MV
184-AL1/30-ST1A 20.0 | 10.75 | 0.1571 | 0.33 | 0.535 | ol | 184 | 0.00403 | MV
243-AL1/39-ST1A 20.0 | 11 | 0.1188 | 0.32 | 0.645 | ol | 243 | 0.00403 | MV
48-AL1/8-ST1A 110.0 | 8 | 0.5939 | 0.46 | 0.21 | ol | 48 | 0.00403 | HV
70-AL1/11-ST1A 110.0 | 8.4 | 0.4132 | 0.45 | 0.29 | ol | 70 | 0.00403 | HV
94-AL1/15-ST1A 110.0 | 8.65 | 0.306 | 0.44 | 0.35 | ol | 94 | 0.00403 | HV
122-AL1/20-ST1A 110.0 | 8.5 | 0.2376 | 0.43 | 0.41 | ol | 122 | 0.00403 | HV
149-AL1/24-ST1A 110.0 | 8.75 | 0.194 | 0.41 | 0.47 | ol | 149 | 0.00403 | HV
184-AL1/30-ST1A 110.0 | 8.8 | 0.1571 | 0.4 | 0.535 | ol | 184 | 0.00403 | HV
243-AL1/39-ST1A 110.0 | 9 | 0.1188 | 0.39 | 0.645 | ol | 243 | 0.00403 | HV
305-AL1/39-ST1A 110.0 | 9.2 | 0.0949 | 0.38 | 0.74 | ol | 305 | 0.00403 | HV
490-AL1/64-ST1A 110.0 | 9.75 | 0.059 | 0.37 | 0.96 | ol | 490 | 0.00403 | HV
679-AL1/86-ST1A 110.0 | 9.95 | 0.042 | 0.36 | 1.15 | ol | 679 | 0.00403 | HV
490-AL1/64-ST1A 220.0 | 10 | 0.059 | 0.285 | 0.96 | ol | 490 | 0.00403 | HV
679-AL1/86-ST1A 220.0 | 11.7 | 0.042 | 0.275 | 1.15 | ol | 679 | 0.00403 | HV
490-AL1/64-ST1A 380.0 | 11 | 0.059 | 0.253 | 0.96 | ol | 490 | 0.00403 | HV
679-AL1/86-ST1A 380.0 | 14.6 | 0.042 | 0.25 | 1.15 | ol | 679 | 0.00403 | HV

## trafo_std_types
| i0_percent | pfe_kw | vkr_percent | sn_mva | vn_lv_kv | vn_hv_kv | vk_percent | shift_degree | vector_group | tap_side | tap_neutral | tap_min | tap_max | tap_step_degree | tap_step_percent | tap_phase_shifter
160 MVA 380/110 kV | 0.06 | 60 | 0.25 | 160 | 110 | 380 | 12.2 | 0 | Yy0 | hv | 0 | -9 | 9 | 0 | 1.5 | FALSE
100 MVA 220/110 kV | 0.06 | 55 | 0.26 | 100 | 110 | 220 | 12 | 0 | Yy0 | hv | 0 | -9 | 9 | 0 | 1.5 | FALSE
63 MVA 110/20 kV | 0.04 | 22 | 0.32 | 63 | 20 | 110 | 18 | 150 | YNd5 | hv | 0 | -9 | 9 | 0 | 1.5 | FALSE
40 MVA 110/20 kV | 0.05 | 18 | 0.34 | 40 | 20 | 110 | 16.2 | 150 | YNd5 | hv | 0 | -9 | 9 | 0 | 1.5 | FALSE
25 MVA 110/20 kV | 0.07 | 14 | 0.41 | 25 | 20 | 110 | 12 | 150 | YNd5 | hv | 0 | -9 | 9 | 0 | 1.5 | FALSE
63 MVA 110/10 kV | 0.04 | 22 | 0.32 | 63 | 10 | 110 | 18 | 150 | YNd5 | hv | 0 | -9 | 9 | 0 | 1.5 | FALSE
40 MVA 110/10 kV | 0.05 | 18 | 0.34 | 40 | 10 | 110 | 16.2 | 150 | YNd5 | hv | 0 | -9 | 9 | 0 | 1.5 | FALSE
25 MVA 110/10 kV | 0.07 | 14 | 0.41 | 25 | 10 | 110 | 12 | 150 | YNd5 | hv | 0 | -9 | 9 | 0 | 1.5 | FALSE
0.25 MVA 20/0.4 kV | 0.32 | 0.8 | 1.44 | 0.25 | 0.4 | 20 | 6 | 150 | Yzn5 | hv | 0 | -2 | 2 | 0 | 2.5 | FALSE
0.4 MVA 20/0.4 kV | 0.3375 | 1.35 | 1.425 | 0.4 | 0.4 | 20 | 6 | 150 | Dyn5 | hv | 0 | -2 | 2 | 0 | 2.5 | FALSE
0.63 MVA 20/0.4 kV | 0.2619 | 1.65 | 1.206 | 0.63 | 0.4 | 20 | 6 | 150 | Dyn5 | hv | 0 | -2 | 2 | 0 | 2.5 | FALSE
0.25 MVA 10/0.4 kV | 0.24 | 0.6 | 1.2 | 0.25 | 0.4 | 10 | 4 | 150 | Dyn5 | hv | 0 | -2 | 2 | 0 | 2.5 | FALSE
0.4 MVA 10/0.4 kV | 0.2375 | 0.95 | 1.325 | 0.4 | 0.4 | 10 | 4 | 150 | Dyn5 | hv | 0 | -2 | 2 | 0 | 2.5 | FALSE
0.63 MVA 10/0.4 kV | 0.1873 | 1.18 | 1.0794 | 0.63 | 0.4 | 10 | 4 | 150 | Dyn5 | hv | 0 | -2 | 2 | 0 | 2.5 | FALSE

## trafo3w_std_types
| sn_hv_mva | sn_mv_mva | sn_lv_mva | vn_hv_kv | vn_mv_kv | vn_lv_kv | vk_hv_percent | vk_mv_percent | vk_lv_percent | vkr_hv_percent | vkr_mv_percent | vkr_lv_percent | pfe_kw | i0_percent | shift_mv_degree | shift_lv_degree | vector_group | tap_side | tap_neutral | tap_min | tap_max | tap_step_percent
63/25/38 MVA 110/20/10 kV | 63 | 25 | 38 | 110 | 20 | 10 | 10.4 | 10.4 | 10.4 | 0.28 | 0.32 | 0.35 | 35 | 0.89 | 0 | 0 | YN0yn0yn0 | hv | 0 | -10 | 10 | 1.2
63/25/38 MVA 110/10/10 kV | 63 | 25 | 38 | 110 | 10 | 10 | 10.4 | 10.4 | 10.4 | 0.28 | 0.32 | 0.35 | 35 | 0.89 | 0 | 0 | YN0yn0yn0 | hv | 0 | -10 | 10 | 1.2

## fuse_std_types
| fuse_type | i_rated_a | t_avg | t_min | t_total | x_avg | x_min | x_total
HV 100A | HV 100A | 100 | 0 | [10.0, 3.64, 0.854, 0.281, 0.1, 0.0531, 0.022, 0.01] | [10.0, 4.267, 1.21, 0.403, 0.1, 0.058, 0.022, 0.01] | 0 | [300.0, 350.0, 450.0, 550.0, 700.0, 850.0, 1200.0, 1752.0] | [600.0, 700.0, 900.0, 1150.0, 1665.0, 2000.0, 3000.0, 4313.0]
HV 10A | HV 10A | 10 | 0 | [10.0, 1675.0, 0.344, 0.156, 0.1, 0.0417, 0.0171, 0.01] | [10.0, 1.3, 0.3, 0.155, 0.1, 0.0555, 0.023, 0.01] | 0 | [30.0, 32.0, 35.0, 37.0, 39.0, 50.0, 70.0, 88.0] | [60.0, 70.0, 80.0, 87.0, 94.0, 110.0, 150.0, 216.0]
HV 125A | HV 125A | 125 | 0 | [10.0, 1.82, 0.344, 0.1, 0.0467, 0.0269, 0.01] | [10.0, 2.478, 0.426, 0.1, 0.0427, 0.0211, 0.01] | 0 | [375.0, 500.0, 700.0, 925.0, 1200.0, 1500.0, 2341.0] | [750.0, 1000.0, 1500.0, 2200.0, 3000.0, 4000.0, 5765.0]
HV 160A | HV 160A | 160 | 0 | [10.0, 4.15, 1.03, 0.198, 0.1, 0.051, 0.0172, 0.01] | [10.0, 2.3, 0.734, 0.274, 0.1, 0.046, 0.0177, 0.01] | 0 | [480.0, 550.0, 700.0, 1000.0, 1260.0, 1600.0, 2500.0, 3227.0] | [960.0, 1300.0, 1700.0, 2200.0, 2996.0, 4000.0, 6000.0, 7946.0]
HV 16A | HV 16A | 16 | 0 | [10.0, 0.352, 0.164, 0.1, 0.0649, 0.0342, 0.01] | [10.0, 2.34, 0.722, 0.181, 0.1, 0.055, 0.0296, 0.01] | 0 | [48.0, 60.0, 65.0, 71.0, 80.0, 100.0, 162.0] | [96.0, 110.0, 125.0, 150.0, 168.0, 200.0, 250.0, 398.0]
HV 200A | HV 200A | 200 | 0 | [10.0, 4.267, 1.21, 0.403, 0.1, 0.058, 0.022, 0.01] | [10.0, 3.73, 1.654, 0.328, 0.1, 0.0531, 0.019, 0.01] | 0 | [600.0, 700.0, 900.0, 1150.0, 1665.0, 2000.0, 3000.0, 4313.0] | [1200.0, 1500.0, 1800.0, 2700.0, 3960.0, 5000.0, 7500.0, 10620.0]
HV 20A | HV 20A | 20 | 0 | [10.0, 1.3, 0.3, 0.155, 0.1, 0.0555, 0.023, 0.01] | [10.0, 1.3, 0.161, 0.1, 0.0611, 0.0399, 0.0141, 0.01] | 0 | [60.0, 70.0, 80.0, 87.0, 94.0, 110.0, 150.0, 216.0] | [120.0, 150.0, 200.0, 223.0, 260.0, 300.0, 450.0, 532.0]
HV 25A | HV 25A | 25 | 0 | [10.0, 2.512, 0.833, 0.299, 0.1, 0.0372, 0.0223, 0.01] | [10.0, 3.125, 0.597, 0.198, 0.1, 0.0378, 0.022, 0.01] | 0 | [75.0, 82.0, 90.0, 100.0, 124.0, 170.0, 200.0, 289.0] | [150.0, 170.0, 210.0, 250.0, 294.0, 400.0, 500.0, 711.0]
HV 31.5A | HV 31.5A | 31.5 | 0 | [10.0, 2.34, 0.722, 0.181, 0.1, 0.055, 0.0296, 0.01] | [10.0, 2.84, 0.368, 0.164, 0.1, 0.0621, 0.0378, 0.0195, 0.01] | 0 | [95.0, 110.0, 125.0, 150.0, 165.0, 200.0, 250.0, 390.0] | [189.0, 220.0, 300.0, 350.0, 393.0, 450.0, 530.0, 700.0, 960.0]
HV 40A | HV 40A | 40 | 0 | [10.0, 1.3, 0.161, 0.1, 0.0611, 0.0399, 0.0141, 0.01] | [10.0, 2.05, 0.369, 0.198, 0.1, 0.051, 0.0298, 0.01] | 0 | [120.0, 150.0, 200.0, 223.0, 260.0, 300.0, 450.0, 532.0] | [240.0, 300.0, 400.0, 450.0, 530.0, 650.0, 800.0, 1311.0]
HV 50A | HV 50A | 50 | 0 | [10.0, 3.215, 0.597, 0.198, 0.1, 0.0378, 0.022, 0.01] | [10.0, 3.64, 0.854, 0.281, 0.1, 0.0531, 0.022, 0.01] | 0 | [150.0, 170.0, 210.0, 250.0, 294.0, 400.0, 500.0, 711.0] | [300.0, 350.0, 450.0, 550.0, 700.0, 850.0, 1200.0, 1752.0]
HV 6.3A | HV 6.3A | 6.3 | 0 | [10.0, 1.39, 0.344, 0.168, 0.1, 0.056, 0.0263, 0.01] | [10.0, 1.711, 0.516, 0.198, 0.1, 0.0634, 0.0303, 0.01] | 0 | [19.0, 19.5, 20.4, 20.8, 22.0, 25.0, 32.0, 48.0] | [38.0, 40.0, 43.0, 48.0, 53.0, 60.0, 75.0, 118.0]
HV 63A | HV 63A | 63 | 0 | [10.0, 2.84, 0.368, 0.164, 0.1, 0.0621, 0.0378, 0.0195, 0.01] | [10.0, 1.82, 0.344, 0.1, 0.0467, 0.0269, 0.01] | 0 | [189.0, 220.0, 300.0, 350.0, 393.0, 450.0, 530.0, 700.0, 961.0] | [378.0, 500.0, 700.0, 934.0, 1200.0, 1500.0, 2366.0]
HV 80A | HV 80A | 80 | 0 | [10.0, 2.05, 0.369, 0.198, 0.1, 0.051, 0.0298, 0.01] | [10.0, 4.15, 1.03, 0.198, 0.1, 0.051, 0.0172, 0.01] | 0 | [240.0, 300.0, 400.0, 450.0, 530.0, 650.0, 800.0, 1311.0] | [480.0, 550.0, 700.0, 1000.0, 1260.0, 1600.0, 2500.0, 3227.0]
Siemens NH-1-100 | Siemens NH-1-100 | 100 | [5400.0, 2000.0, 400.0, 20.0, 1.0, 0.2, 0.012, 0.004] | 0 | 0 | [150.0, 190.0, 250.0, 430.0, 900.0, 1250.0, 2700.0, 3600.0] | 0 | 0
Siemens NH-1-125 | Siemens NH-1-125 | 125 | [4800.0, 120.0, 7.0, 0.1, 0.004] | 0 | 0 | [180.0, 400.0, 740.0, 2000.0, 4250.0] | 0 | 0
Siemens NH-1-16 | Siemens NH-1-16 | 16 | [4000.0, 400.0, 2.0, 0.1, 0.04, 0.01] | 0 | 0 | [26.0, 35.0, 75.0, 150.0, 200.0, 300.0] | 0 | 0
Siemens NH-1-160 | Siemens NH-1-160 | 160 | [4800.0, 120.0, 7.0, 0.1, 0.004] | 0 | 0 | [210.0, 500.0, 900.0, 2300.0, 5000.0] | 0 | 0
Siemens NH-1-25 | Siemens NH-1-25 | 25 | [4000.0, 1000.0, 10.0, 0.2, 0.02, 0.01] | 0 | 0 | [40.0, 50.0, 100.0, 210.0, 400.0, 500.0] | 0 | 0
Siemens NH-1-50 | Siemens NH-1-50 | 50 | [4000.0, 40.0, 4.0, 1.0, 0.02, 0.01] | 0 | 0 | [86.0, 200.0, 300.0, 400.0, 1000.0, 1280.0] | 0 | 0
Siemens NH-1-63 | Siemens NH-1-63 | 63 | [4000.0, 100.0, 10.0, 2.0, 0.04, 0.01] | 0 | 0 | [100.0, 200.0, 300.0, 400.0, 1000.0, 1500.0] | 0 | 0
Siemens NH-1-80 | Siemens NH-1-80 | 80 | [4800.0, 120.0, 7.0, 0.1, 0.01] | 0 | 0 | [150.58, 250.0, 450.0, 1150.0, 2470.0] | 0 | 0
Siemens NH-2-1000 | Siemens NH-2-1000 | 1000 | [4800.0, 120.0, 7.0, 0.1, 0.004] | 0 | 0 | [1900.0, 3500.0, 8400.0, 24000.0, 52000.0] | 0 | 0
Siemens NH-2-200 | Siemens NH-2-200 | 200 | [4800.0, 120.0, 7.0, 0.1, 0.004] | 0 | 0 | [280.0, 650.0, 1200.0, 3000.0, 7000.0] | 0 | 0
Siemens NH-2-224 | Siemens NH-2-224 | 224 | [4800.0, 120.0, 7.0, 0.2, 0.04, 0.004] | 0 | 0 | [400.0, 750.0, 1453.0, 3025.0, 4315.0, 7600.0] | 0 | 0
Siemens NH-2-250 | Siemens NH-2-250 | 250 | [4800.0, 120.0, 7.0, 0.1, 0.004] | 0 | 0 | [450.0, 800.0, 1650.0, 4000.0, 8500.0] | 0 | 0
Siemens NH-2-315 | Siemens NH-2-315 | 315 | [4800.0, 120.0, 7.0, 0.1, 0.004] | 0 | 0 | [550.0, 920.0, 1900.0, 5000.0, 11000.0] | 0 | 0
Siemens NH-2-355 | Siemens NH-2-355 | 355 | [4800.0, 120.0, 6.0, 0.1, 0.004] | 0 | 0 | [650.0, 1116.27, 2350.0, 5840.0, 12790.0] | 0 | 0
Siemens NH-2-400 | Siemens NH-2-400 | 400 | [4800.0, 120.0, 7.0, 0.1, 0.004] | 0 | 0 | [720.0, 1350.0, 2800.0, 6500.0, 15000.0] | 0 | 0
Siemens NH-2-425 | Siemens NH-2-425 | 425 | [4800.0, 120.0, 7.0, 0.1, 0.004] | 0 | 0 | [850.0, 1500.0, 3050.0, 7500.0, 16500.0] | 0 | 0
Siemens NH-2-630 | Siemens NH-2-630 | 630 | [4800.0, 120.0, 7.0, 0.1, 0.004] | 0 | 0 | [1200.0, 2000.0, 4800.0, 12000.0, 26000.0] | 0 | 0

## res_bus
| vm_pu | va_degree | p_mw | q_mvar
0 | 0.99219 | -0.10215 | 0.23555 | 0.11408
1 | 0.99219 | -0.10213 | 0 | 0
2 | 0.99085 | -0.18166 | 0.19447 | 0.094185
3 | 0.99188 | -0.099466 | 0 | 0
4 | 0.99311 | -0.096667 | 0 | 0
5 | 0.99058 | -0.18445 | 0.29345 | 0.14213
6 | 0.9906 | -0.18469 | 0 | 0
7 | 0.98968 | -0.19585 | 0 | 0
8 | 0.99076 | -0.1828 | 0 | 0
9 | 0.99187 | -0.099422 | 0.37269 | 0.1805
10 | 0.99312 | -0.096602 | 0.14517 | 0.070308
11 | 0.9931 | -0.096544 | 0 | 0
12 | 0.99309 | -0.096456 | 0.12551 | 0.060786
13 | 0.98941 | -0.19891 | 0 | 0
14 | 0.98965 | -0.19561 | 0.19106 | 0.092537
15 | 0.98939 | -0.19903 | 0.18741 | 0.090765
16 | 0.98963 | -0.19543 | 0 | 0
17 | 0.98955 | -0.1947 | 0 | 0
18 | 0.98951 | -0.19491 | 0.22522 | 0.10908
19 | 0.98919 | -0.20423 | 0.35552 | 0.17219
20 | 0.98918 | -0.20416 | 0 | 0
21 | 0.9891 | -0.20342 | 0 | 0
22 | 0.98909 | -0.2034 | 0.24145 | 0.11694
23 | 0.98929 | -0.19969 | 0.30452 | 0.14749
24 | 0.98935 | -0.19931 | 0 | 0
25 | 0.99313 | -0.096566 | 0 | 0
26 | 0.99279 | -0.087328 | 0.36669 | 0.1776
27 | 0.9928 | -0.087428 | 0 | 0
28 | 0.99278 | -0.087194 | 0 | 0
29 | 0.99355 | -0.093711 | 0 | 0
30 | 0.99182 | -0.093391 | 0.26678 | 0.12921
31 | 0.9943 | -0.088749 | 0 | 0
32 | 0.99352 | -0.093884 | 0.35812 | 0.17345
33 | 0.99306 | -0.096144 | 0 | 0
34 | 0.99303 | -0.095925 | 0.12523 | 0.060653
35 | 0.9954 | -0.081834 | 0 | 0
36 | 0.99427 | -0.08848 | 0.36799 | 0.17822
37 | 0.99592 | -0.050429 | 0.19258 | 0.093272
38 | 0.99427 | -0.088464 | 0 | 0
39 | 0.99602 | -0.048332 | 0 | 0
40 | 0.9961 | -0.046641 | 0 | 0
41 | 0.99198 | -0.42666 | 0.37305 | 0.18067
42 | 0.99204 | -0.42628 | 0 | 0
43 | 0.98931 | -0.59088 | 0.31841 | 0.15421
44 | 0.99193 | -0.42537 | 0 | 0
45 | 0.9932 | -0.4184 | 0 | 0
46 | 0.98927 | -0.59116 | 0 | 0
47 | 0.99325 | -0.087836 | 0.38369 | 0.18583
48 | 0.99327 | -0.08803 | 0 | 0
49 | 0.99192 | -0.4253 | 0.22541 | 0.10917
50 | 0.99319 | -0.41829 | 0.19363 | 0.093782
51 | 1 | 0 | -20.792 | -8.7819
52 | 0.98864 | -0.5857 | 0.2873 | 0.13914
53 | 0.98866 | -0.58589 | 0 | 0
54 | 0.98749 | -0.59509 | 0.3266 | 0.15818
55 | 0.9875 | -0.59513 | 0 | 0
56 | 0.99995 | -0.00031105 | 0.077103 | 0.037343
57 | 0.99739 | -0.016111 | 0 | 0
58 | 0.98617 | -0.72209 | 0.36951 | 0.17896
59 | 0.98618 | -0.72188 | 0 | 0
60 | 0.98609 | -0.72477 | 0.31658 | 0.15332
61 | 0.98618 | -0.72187 | 0 | 0
62 | 0.98617 | -0.72224 | 0 | 0
63 | 0.98617 | -0.72223 | 0.07272 | 0.03522
64 | 0.98619 | -0.72173 | 0.19571 | 0.094785
65 | 0.9862 | -0.72154 | 0.27859 | 0.13493
66 | 0.98617 | -0.72187 | 0.16729 | 0.081022
67 | 0.98622 | -0.72112 | 0 | 0
68 | 0.98623 | -0.72107 | 0 | 0
69 | 0.98624 | -0.7209 | 0.14228 | 0.068908
70 | 0.99504 | -0.031075 | 0.34678 | 0.16795
71 | 0.99506 | -0.030932 | 0 | 0
72 | 0.99551 | -0.03455 | 0 | 0
73 | 0.9942 | -0.023953 | 0 | 0
74 | 0.99677 | -0.019728 | 0 | 0
75 | 0.99484 | -0.028609 | 0 | 0
76 | 0.99548 | -0.034273 | 0.21553 | 0.10439
77 | 0.99394 | -0.021659 | 0 | 0
78 | 0.99418 | -0.024135 | 0.41023 | 0.19868
79 | 0.99299 | -0.023364 | 0 | 0
80 | 0.99298 | -0.023342 | 0.38281 | 0.1854
81 | 0.99324 | -0.02178 | 0 | 0
82 | 0.99655 | -0.021155 | 0 | 0
83 | 0.99677 | -0.019713 | 0.26008 | 0.12596
84 | 0.99654 | -0.02118 | 0.20132 | 0.097504
85 | 0.99483 | -0.028539 | 0 | 0
86 | 0.99481 | -0.028374 | 0.10348 | 0.05012
87 | 0.99513 | -0.036973 | 0 | 0
88 | 0.99341 | -0.02515 | 0.16113 | 0.078039
89 | 0.99391 | -0.021848 | 0.27504 | 0.13321
90 | 0.99323 | -0.021765 | 0.3157 | 0.1529
91 | 0.99028 | 0.0017826 | 0 | 0
92 | 0.99737 | -0.016283 | 0 | 0
93 | 0.99613 | -0.045967 | 0.17434 | 0.084438
94 | 0.99482 | -0.028457 | 0.18012 | 0.087237
95 | 0.99481 | -0.028341 | 0 | 0
96 | 0.99736 | -0.016217 | 0.14729 | 0.071338
97 | 0.98875 | -0.58673 | 0 | 0
98 | 0.98873 | -0.58658 | 0.37086 | 0.17961
99 | 0.98921 | -0.59297 | 0.061605 | 0.029837
100 | 0.98921 | -0.5929 | 0.082785 | 0.040095
101 | 0.98922 | -0.59278 | 0 | 0
102 | 0.98922 | -0.59268 | 0 | 0
103 | 0.98922 | -0.59261 | 0.085571 | 0.041444
104 | 0.98871 | -0.5864 | 0 | 0
105 | 0.99382 | -0.084519 | 0 | 0
106 | 0.99376 | -0.084026 | 0 | 0
107 | 0.99386 | -0.084946 | 0.098354 | 0.047635
108 | 0.99016 | 0.0027507 | 0.40234 | 0.19486
109 | 0.99 | 0.0015086 | 0 | 0
110 | 0.98988 | 0.0019727 | 0 | 0
111 | 0.98873 | 0.012352 | 0 | 0
112 | 0.99 | 0.0015179 | 0.12533 | 0.060702
113 | 0.98708 | 0.026811 | 0.24486 | 0.11859
114 | 0.98711 | 0.026545 | 0 | 0
115 | 0.98706 | 0.026961 | 0 | 0
116 | 0.9872 | 0.02573 | 0 | 0
117 | 0.98709 | 0.026736 | 0.30519 | 0.14781
118 | 0.98703 | 0.02722 | 0 | 0
119 | 0.98702 | 0.027168 | 0.07328 | 0.035491
120 | 0.98702 | 0.027158 | 0.087753 | 0.042501
121 | 0.98703 | 0.02726 | 0.10635 | 0.051505
122 | 0.98718 | 0.025886 | 0 | 0
123 | 0.98726 | 0.025137 | 0.16585 | 0.080323
124 | 0.98715 | 0.026164 | 0 | 0
125 | 0.98718 | 0.025931 | 0.068255 | 0.033058
126 | 0.98733 | 0.024585 | 0 | 0
127 | 0.98738 | -0.66249 | 0.34408 | 0.16664
128 | 0.98737 | -0.66253 | 0 | 0
129 | 0.98851 | -0.59576 | 0.29859 | 0.14461
130 | 0.98729 | -0.66295 | 0 | 0
131 | 0.98852 | -0.59572 | 0 | 0
132 | 0.98726 | -0.66312 | 0.1791 | 0.086742
133 | 0.98633 | -0.71922 | 0 | 0
134 | 0.98628 | -0.72002 | 0 | 0
135 | 0.98627 | -0.72022 | 0.12432 | 0.060209
136 | 0.98791 | -0.599 | 0.18457 | 0.089393
137 | 0.98791 | -0.59898 | 0.095819 | 0.046407
138 | 0.98791 | -0.59898 | 0.09878 | 0.047841
139 | 0.98793 | -0.59892 | 0.15214 | 0.073685
140 | 0.98793 | -0.59891 | 0.27239 | 0.13193
141 | 0.98792 | -0.59941 | 0.34265 | 0.16595
142 | 0.98794 | -0.59888 | 0 | 0
143 | 0.98794 | -0.59888 | 0.35255 | 0.17075
144 | 0.98795 | -0.59883 | 0 | 0
145 | 0.98809 | -0.59818 | 0 | 0
146 | 0.98836 | -0.59431 | 0 | 0
147 | 0.98804 | -0.59844 | 0.15546 | 0.075291
148 | 0.98833 | -0.59404 | 0.37933 | 0.18372
149 | 0.98798 | -0.5987 | 0 | 0
150 | 0.98795 | -0.59889 | 0.3247 | 0.15726
151 | 0.98795 | -0.59887 | 0.083283 | 0.040336
152 | 0.98797 | -0.59905 | 0.083913 | 0.040641
153 | 0.98795 | -0.59882 | 0 | 0
154 | 0.98797 | -0.59862 | 0.11989 | 0.058066
155 | 0.98792 | -0.59857 | 0.18224 | 0.088261
156 | 0.98765 | -0.59649 | 0 | 0
157 | 0.98782 | -0.59779 | 0 | 0
158 | 0.9879 | -0.59844 | 0 | 0
159 | 0.98781 | -0.59765 | 0.19785 | 0.095821
160 | 0.98763 | -0.59631 | 0.096988 | 0.046973
161 | 0.99393 | -0.085517 | 0.080426 | 0.038952
162 | 0.99395 | -0.085708 | 0 | 0
163 | 0.9939 | -0.085284 | 0 | 0
164 | 0.99398 | -0.08593 | 0.17056 | 0.082607
165 | 0.99388 | -0.085046 | 0 | 0
166 | 0.994 | -0.086151 | 0 | 0
167 | 0.99397 | -0.085884 | 0 | 0
168 | 0.99397 | -0.085831 | 0.15857 | 0.076801
169 | 0.99375 | -0.083955 | 0.20824 | 0.10086
170 | 0.98626 | -0.7204 | 0 | 0
171 | 0.98625 | -0.72061 | 0.12185 | 0.059013
172 | 0.98625 | -0.72027 | 0.13553 | 0.065641
173 | 0.98625 | -0.72024 | 0.13837 | 0.067017
174 | 0.98627 | -0.71993 | 0.1411 | 0.068338
175 | 0.98986 | 0.0018375 | 0.10078 | 0.048809
176 | 0.98773 | 0.020983 | 0 | 0
177 | 0.98744 | 0.023602 | 0 | 0
178 | 0.98773 | 0.020985 | 0.074174 | 0.035924
179 | 0.98869 | 0.012085 | 0.38687 | 0.18737
180 | 0.98743 | 0.023636 | 0.090917 | 0.044033
181 | 0.98714 | 0.026298 | 0.29422 | 0.1425
182 | 0.98714 | 0.026219 | 0 | 0
183 | 0.98714 | 0.026281 | 0.092596 | 0.044846
184 | 0.9948 | -0.028221 | 0.083261 | 0.040325
185 | 0.9948 | -0.028267 | 0 | 0
186 | 0.99481 | -0.028296 | 0 | 0
187 | 0.9948 | -0.028279 | 0.36889 | 0.17866
188 | 0.9948 | -0.028317 | 0 | 0
189 | 0.99479 | -0.028254 | 0.17785 | 0.086138
190 | 0.99997 | 149.9981 | 0 | 0

## res_line
| p_from_mw | q_from_mvar | p_to_mw | q_to_mvar | pl_mw | ql_mvar | i_from_ka | i_to_ka | i_ka | vm_from_pu | va_from_degree | vm_to_pu | va_to_degree | loading_percent
0 | -2.2323 | -1.0015 | 2.2323 | 1.0013 | 5.8403e-06 | -0.00022743 | 0.071185 | 0.071182 | 0.071185 | 0.99219 | -0.10215 | 0.99219 | -0.10213 | 11.1575
1 | 1.9967 | 0.8874 | -1.9953 | -0.88482 | 0.0014769 | 0.0025808 | 0.063574 | 0.06359 | 0.06359 | 0.99219 | -0.10215 | 0.99085 | -0.18166 | 9.8589
2 | 0.37282 | 0.16468 | -0.37269 | -0.18028 | 0.00012686 | -0.015594 | 0.011858 | 0.012049 | 0.012049 | 0.99219 | -0.10213 | 0.99188 | -0.099466 | 5.4769
3 | -2.6051 | -1.1659 | 2.6074 | 1.0997 | 0.0023017 | -0.066226 | 0.08304 | 0.082257 | 0.08304 | 0.99219 | -0.10213 | 0.99311 | -0.096667 | 13.0157
4 | 1.8008 | 0.79063 | -1.8007 | -0.79368 | 0.00014883 | -0.0030506 | 0.057299 | 0.057336 | 0.057336 | 0.99085 | -0.18166 | 0.99076 | -0.1828 | 15.8386
5 | 0.37269 | 0.18028 | -0.37269 | -0.1805 | 1.8807e-06 | -0.00022732 | 0.012049 | 0.012052 | 0.012052 | 0.99188 | -0.099466 | 0.99187 | -0.099422 | 5.4782
6 | -2.7329 | -1.157 | 2.733 | 1.1563 | 2.6256e-05 | -0.00069285 | 0.086266 | 0.086258 | 0.086266 | 0.99311 | -0.096667 | 0.99312 | -0.096602 | 13.5213
7 | 0.12551 | 0.057258 | -0.12551 | -0.059389 | 1.9556e-06 | -0.0021307 | 0.00401 | 0.0040362 | 0.0040362 | 0.99311 | -0.096667 | 0.9931 | -0.096544 | 1.8346
8 | -0.29345 | -0.14213 | 0.29346 | 0.14055 | 8.0746e-06 | -0.0015704 | 0.009502 | 0.0094821 | 0.009502 | 0.99058 | -0.18445 | 0.9906 | -0.18469 | 4.3191
9 | 1.5069 | 0.65824 | -1.5057 | -0.69553 | 0.0012721 | -0.037288 | 0.047921 | 0.048378 | 0.048378 | 0.9906 | -0.18469 | 0.98968 | -0.19585 | 13.364
10 | -1.8004 | -0.7988 | 1.8007 | 0.79368 | 0.00025018 | -0.0051176 | 0.057398 | 0.057336 | 0.057398 | 0.9906 | -0.18469 | 0.99076 | -0.1828 | 15.8559
11 | 1.0893 | 0.50385 | -1.0891 | -0.51922 | 0.00027598 | -0.015375 | 0.035009 | 0.035202 | 0.035202 | 0.98968 | -0.19585 | 0.98941 | -0.19891 | 9.7242
12 | 0.41633 | 0.19168 | -0.41632 | -0.19297 | 1.3155e-05 | -0.0012839 | 0.013369 | 0.013385 | 0.013385 | 0.98968 | -0.19585 | 0.98965 | -0.19561 | 6.084
13 | -2.8781 | -1.2266 | 2.8781 | 1.2262 | 1.5442e-05 | -0.00036579 | 0.09094 | 0.090936 | 0.09094 | 0.99312 | -0.096602 | 0.99313 | -0.096566 | 14.254
14 | 0.12551 | 0.059389 | -0.12551 | -0.060786 | 1.2964e-06 | -0.0013973 | 0.0040362 | 0.0040537 | 0.0040537 | 0.9931 | -0.096544 | 0.99309 | -0.096456 | 1.8426
15 | 1.0891 | 0.51922 | -1.0891 | -0.51983 | 1.0875e-05 | -0.00060216 | 0.035202 | 0.035209 | 0.035209 | 0.98941 | -0.19891 | 0.98939 | -0.19903 | 9.7264
16 | 0.22525 | 0.10043 | -0.22525 | -0.10225 | 5.4057e-06 | -0.0018224 | 0.007194 | 0.0072158 | 0.0072158 | 0.98965 | -0.19561 | 0.98963 | -0.19543 | 3.2799
17 | 0.30455 | 0.1473 | -0.30454 | -0.14738 | 1.3065e-05 | -7.9754e-05 | 0.0098707 | 0.0098719 | 0.0098719 | 0.98939 | -0.19903 | 0.98935 | -0.19931 | 4.7009
18 | 0.59709 | 0.28176 | -0.59699 | -0.282 | 9.8694e-05 | -0.00024335 | 0.019264 | 0.019268 | 0.019268 | 0.98939 | -0.19903 | 0.98919 | -0.20423 | 5.5051
19 | 0.22525 | 0.10225 | -0.22523 | -0.109 | 2.0286e-05 | -0.0067405 | 0.0072158 | 0.0072994 | 0.0072994 | 0.98963 | -0.19543 | 0.98955 | -0.1947 | 3.3179
20 | 0.22523 | 0.109 | -0.22522 | -0.10908 | 7.1753e-06 | -8.3846e-05 | 0.0072994 | 0.0073005 | 0.0073005 | 0.98955 | -0.1947 | 0.98951 | -0.19491 | 3.4764
21 | 0.24148 | 0.10982 | -0.24147 | -0.11044 | 2.1318e-06 | -0.00062125 | 0.0077415 | 0.007749 | 0.007749 | 0.98919 | -0.20423 | 0.98918 | -0.20416 | 3.5223
22 | 0.24147 | 0.11044 | -0.24145 | -0.11675 | 2.1914e-05 | -0.006316 | 0.007749 | 0.0078275 | 0.0078275 | 0.98918 | -0.20416 | 0.9891 | -0.20342 | 3.558
23 | 0.24145 | 0.11675 | -0.24145 | -0.11694 | 6.5585e-07 | -0.00018704 | 0.0078275 | 0.0078299 | 0.0078299 | 0.9891 | -0.20342 | 0.98909 | -0.2034 | 3.5591
24 | -0.30452 | -0.14749 | 0.30454 | 0.14738 | 1.7273e-05 | -0.0001054 | 0.0098733 | 0.0098719 | 0.0098733 | 0.98929 | -0.19969 | 0.98935 | -0.19931 | 4.7016
25 | 0.12525 | 0.046386 | -0.12524 | -0.056964 | 9.3043e-06 | -0.010578 | 0.0038822 | 0.0039995 | 0.0039995 | 0.99313 | -0.096566 | 0.99306 | -0.096144 | 1.8179
26 | -3.0034 | -1.2726 | 3.0046 | 1.2459 | 0.0012229 | -0.026694 | 0.094814 | 0.094506 | 0.094814 | 0.99313 | -0.096566 | 0.99355 | -0.093711 | 14.8611
27 | -0.63373 | -0.30378 | 0.63373 | 0.30347 | 7.4529e-06 | -0.00031248 | 0.020435 | 0.020431 | 0.020435 | 0.99279 | -0.087328 | 0.9928 | -0.087428 | 9.2885
28 | 0.26703 | 0.12618 | -0.26703 | -0.1272 | 4.2729e-06 | -0.0010185 | 0.0085877 | 0.0086004 | 0.0086004 | 0.99279 | -0.087328 | 0.99278 | -0.087194 | 3.9093
29 | -0.63373 | -0.30347 | 0.63424 | 0.28171 | 0.0005115 | -0.021756 | 0.020431 | 0.020164 | 0.020431 | 0.9928 | -0.087428 | 0.99355 | -0.093711 | 9.2867
30 | 0.26703 | 0.1272 | -0.26678 | -0.12921 | 0.00024328 | -0.0020108 | 0.0086004 | 0.0086277 | 0.0086277 | 0.99278 | -0.087194 | 0.99182 | -0.093391 | 4.1084
31 | -3.997 | -1.701 | 3.9999 | 1.6663 | 0.0028706 | -0.034702 | 0.12621 | 0.1258 | 0.12621 | 0.99355 | -0.093711 | 0.9943 | -0.088749 | 19.7823
32 | 0.35813 | 0.17341 | -0.35812 | -0.17345 | 9.3896e-06 | -4.058e-05 | 0.011561 | 0.011562 | 0.011562 | 0.99355 | -0.093711 | 0.99352 | -0.093884 | 5.5056
33 | -5.4684 | -2.3559 | 5.4742 | 2.3203 | 0.0057528 | -0.035601 | 0.17287 | 0.17243 | 0.17287 | 0.9943 | -0.088749 | 0.9954 | -0.081834 | 27.096
34 | 1.4686 | 0.68961 | -1.4685 | -0.68998 | 4.8618e-05 | -0.00037297 | 0.047104 | 0.047109 | 0.047109 | 0.9943 | -0.088749 | 0.99427 | -0.08848 | 21.413
35 | 0.12524 | 0.056964 | -0.12523 | -0.060653 | 3.3845e-06 | -0.0036891 | 0.0039995 | 0.0040451 | 0.0040451 | 0.99306 | -0.096144 | 0.99303 | -0.095925 | 1.8387
36 | -5.4742 | -2.3203 | 5.4758 | 2.3243 | 0.0015633 | 0.0040021 | 0.17243 | 0.17243 | 0.17243 | 0.9954 | -0.081834 | 0.99592 | -0.050429 | 26.7332
37 | 1.1005 | 0.51176 | -1.1005 | -0.51179 | 2.3042e-06 | -3.2125e-05 | 0.035239 | 0.035239 | 0.035239 | 0.99427 | -0.08848 | 0.99427 | -0.088464 | 16.0177
38 | -5.6683 | -2.4176 | 5.6688 | 2.4116 | 0.00049813 | -0.0060112 | 0.17862 | 0.17855 | 0.17862 | 0.99592 | -0.050429 | 0.99602 | -0.048332 | 21.214
39 | 1.1005 | 0.51179 | -1.1002 | -0.5162 | 0.00031737 | -0.0044163 | 0.035239 | 0.035294 | 0.035294 | 0.99427 | -0.088464 | 0.994 | -0.086151 | 16.0429
40 | -5.6688 | -2.4116 | 5.6692 | 2.4068 | 0.00040062 | -0.0048393 | 0.17855 | 0.17849 | 0.17855 | 0.99602 | -0.048332 | 0.9961 | -0.046641 | 21.2053
41 | -5.6692 | -2.4068 | 5.6694 | 2.4048 | 0.0001593 | -0.0019255 | 0.17849 | 0.17847 | 0.17849 | 0.9961 | -0.046641 | 0.99613 | -0.045967 | 21.1983
42 | -8.0766 | -3.4314 | 8.077 | 3.4261 | 0.00045014 | -0.0052728 | 0.25537 | 0.25531 | 0.25537 | 0.99198 | -0.42666 | 0.99204 | -0.42628 | 20.0132
43 | 7.7035 | 3.2507 | -7.6921 | -3.2229 | 0.011445 | 0.027839 | 0.24332 | 0.24335 | 0.24335 | 0.99198 | -0.42666 | 0.98931 | -0.59088 | 18.8647
44 | 0.22544 | 0.099676 | -0.22541 | -0.10858 | 2.6443e-05 | -0.0089045 | 0.0071727 | 0.0072814 | 0.0072814 | 0.99204 | -0.42628 | 0.99193 | -0.42537 | 3.3097
45 | -8.3025 | -3.5258 | 8.3117 | 3.4227 | 0.0092745 | -0.10317 | 0.26248 | 0.26126 | 0.26248 | 0.99204 | -0.42628 | 0.9932 | -0.4184 | 20.5703
46 | 7.3737 | 3.0687 | -7.3734 | -3.0728 | 0.00028934 | -0.004077 | 0.23305 | 0.23309 | 0.23309 | 0.98931 | -0.59088 | 0.98927 | -0.59116 | 18.2676
47 | 0.22541 | 0.10858 | -0.22541 | -0.10917 | 1.7816e-06 | -0.00059018 | 0.0072814 | 0.0072889 | 0.0072889 | 0.99193 | -0.42537 | 0.99192 | -0.4253 | 3.3131
48 | 0.19364 | 0.092699 | -0.19363 | -0.093782 | 2.3968e-06 | -0.001083 | 0.0062398 | 0.0062534 | 0.0062534 | 0.9932 | -0.4184 | 0.99319 | -0.41829 | 2.8425
49 | -8.5054 | -3.5153 | 8.5375 | 3.5949 | 0.032157 | 0.079558 | 0.26749 | 0.26741 | 0.26749 | 0.9932 | -0.4184 | 1 | 0 | 20.7358
50 | 0.65857 | 0.29777 | -0.65819 | -0.31214 | 0.00037136 | -0.014374 | 0.02109 | 0.021268 | 0.021268 | 0.98927 | -0.59116 | 0.98875 | -0.58673 | 9.6673
51 | 0.22997 | 0.014177 | -0.22996 | -0.096046 | 9.5432e-06 | -0.081869 | 0.0067235 | 0.0072726 | 0.0072726 | 0.98927 | -0.59116 | 0.98922 | -0.59268 | 0.86373
52 | 6.4848 | 2.7608 | -6.4801 | -2.846 | 0.004691 | -0.085137 | 0.20567 | 0.20668 | 0.20668 | 0.98927 | -0.59116 | 0.98852 | -0.59572 | 16.1978
53 | -0.38369 | -0.18583 | 0.3837 | 0.18484 | 8.6294e-06 | -0.00099023 | 0.01239 | 0.012378 | 0.01239 | 0.99325 | -0.087836 | 0.99327 | -0.08803 | 5.632
54 | -0.3837 | -0.18484 | 0.3839 | 0.1841 | 0.0001987 | -0.00073409 | 0.012378 | 0.012367 | 0.012378 | 0.99327 | -0.08803 | 0.99382 | -0.084519 | 5.8942
55 | 0.077107 | 0.036954 | -0.077103 | -0.037343 | 3.5672e-06 | -0.00038928 | 0.0024683 | 0.0024732 | 0.0024732 | 1 | 0 | 0.99995 | -0.00031105 | 1.1777
56 | 12.1634 | 5.1395 | -12.1332 | -5.2904 | 0.030233 | -0.15093 | 0.38119 | 0.3831 | 0.3831 | 1 | 0 | 0.99739 | -0.016111 | 30.0236
57 | -0.2873 | -0.13914 | 0.2873 | 0.13787 | 6.3195e-06 | -0.0012719 | 0.0093209 | 0.0093048 | 0.0093209 | 0.98864 | -0.5857 | 0.98866 | -0.58589 | 4.2368
58 | -0.2873 | -0.13787 | 0.28732 | 0.13433 | 1.7488e-05 | -0.0035431 | 0.0093048 | 0.0092604 | 0.0093048 | 0.98866 | -0.58589 | 0.98871 | -0.5864 | 4.2295
59 | -0.3266 | -0.15818 | 0.3266 | 0.15792 | 1.7027e-06 | -0.00026345 | 0.010608 | 0.010605 | 0.010608 | 0.98749 | -0.59509 | 0.9875 | -0.59513 | 4.822
60 | -0.3266 | -0.15792 | 0.32665 | 0.14939 | 5.4488e-05 | -0.0085211 | 0.010605 | 0.010499 | 0.010605 | 0.9875 | -0.59513 | 0.98765 | -0.59649 | 4.8204
61 | 0.1473 | 0.070328 | -0.1473 | -0.070435 | 3.6608e-06 | -0.000107 | 0.0047243 | 0.0047256 | 0.0047256 | 0.99739 | -0.016111 | 0.99737 | -0.016283 | 2.2503
62 | 11.9859 | 5.2201 | -11.9787 | -5.2564 | 0.0071553 | -0.036334 | 0.37838 | 0.37885 | 0.37885 | 0.99739 | -0.016111 | 0.99677 | -0.019728 | 29.6902
63 | -0.68611 | -0.33106 | 0.68611 | 0.32536 | 6.9645e-06 | -0.0056989 | 0.0223 | 0.022228 | 0.0223 | 0.98617 | -0.72209 | 0.98618 | -0.72188 | 2.6484
64 | 0.31659 | 0.15209 | -0.31658 | -0.15332 | 1.8874e-05 | -0.0012319 | 0.010281 | 0.010297 | 0.010297 | 0.98617 | -0.72209 | 0.98609 | -0.72477 | 1.2558
65 | -0.75883 | -0.35968 | 0.75884 | 0.35936 | 4.8232e-07 | -0.00032376 | 0.024582 | 0.024577 | 0.024582 | 0.98618 | -0.72188 | 0.98618 | -0.72187 | 2.9194
66 | 0.072721 | 0.034324 | -0.07272 | -0.03505 | 5.7171e-07 | -0.00072523 | 0.0023539 | 0.002363 | 0.002363 | 0.98618 | -0.72188 | 0.98617 | -0.72224 | 0.28818
67 | -0.75884 | -0.35936 | 0.75884 | 0.35594 | 5.0828e-06 | -0.003418 | 0.024577 | 0.024535 | 0.024577 | 0.98618 | -0.72187 | 0.98619 | -0.72173 | 2.9189
68 | 0.07272 | 0.03505 | -0.07272 | -0.03522 | 5.4746e-08 | -0.00017038 | 0.002363 | 0.0023652 | 0.0023652 | 0.98617 | -0.72224 | 0.98617 | -0.72223 | 1.0751
69 | -1.1218 | -0.53167 | 1.1219 | 0.52845 | 1.0492e-05 | -0.0032201 | 0.036339 | 0.036299 | 0.036339 | 0.98619 | -0.72173 | 0.9862 | -0.72154 | 4.3158
70 | 0.16729 | 0.080944 | -0.16729 | -0.081022 | 3.6478e-06 | -7.8023e-05 | 0.00544 | 0.0054411 | 0.0054411 | 0.98619 | -0.72173 | 0.98617 | -0.72187 | 2.591
71 | -1.4004 | -0.66337 | 1.4005 | 0.65792 | 2.7708e-05 | -0.0054515 | 0.045359 | 0.045291 | 0.045359 | 0.9862 | -0.72154 | 0.98622 | -0.72112 | 5.3871
72 | -1.4005 | -0.65792 | 1.4005 | 0.65729 | 3.2104e-06 | -0.00063273 | 0.045291 | 0.045283 | 0.045291 | 0.98622 | -0.72112 | 0.98623 | -0.72107 | 5.379
73 | -1.4005 | -0.65729 | 1.4005 | 0.65504 | 1.1408e-05 | -0.0022501 | 0.045283 | 0.045255 | 0.045283 | 0.98623 | -0.72107 | 0.98624 | -0.7209 | 5.378
74 | -1.5428 | -0.72395 | 1.5428 | 0.7205 | 2.1252e-05 | -0.0034521 | 0.049882 | 0.049839 | 0.049882 | 0.98624 | -0.7209 | 0.98625 | -0.72061 | 5.9242
75 | -0.34678 | -0.16795 | 0.34679 | 0.16792 | 7.5191e-06 | -3.5212e-05 | 0.011178 | 0.011178 | 0.011178 | 0.99504 | -0.031075 | 0.99506 | -0.030932 | 5.323
76 | -1.1942 | -0.54596 | 1.1948 | 0.53906 | 0.00057743 | -0.0068943 | 0.038093 | 0.038008 | 0.038093 | 0.99506 | -0.030932 | 0.99551 | -0.03455 | 17.3151
77 | 0.8474 | 0.37804 | -0.84662 | -0.39661 | 0.00077645 | -0.018571 | 0.026919 | 0.027146 | 0.027146 | 0.99506 | -0.030932 | 0.9942 | -0.023953 | 12.3391
78 | -5.6644 | -2.5789 | 5.6709 | 2.5695 | 0.0064898 | -0.0093397 | 0.18048 | 0.18031 | 0.18048 | 0.99551 | -0.03455 | 0.99677 | -0.019728 | 49.8557
79 | 0.91431 | 0.42372 | -0.91365 | -0.43722 | 0.00066405 | -0.013499 | 0.029222 | 0.029391 | 0.029391 | 0.99551 | -0.03455 | 0.99484 | -0.028609 | 13.3595
80 | 3.5554 | 1.6161 | -3.5552 | -1.6162 | 0.00013131 | -0.00014251 | 0.11325 | 0.11325 | 0.11325 | 0.99551 | -0.03455 | 0.99548 | -0.034273 | 51.4775
81 | 0.43638 | 0.19796 | -0.43626 | -0.20924 | 0.00012513 | -0.011274 | 0.013914 | 0.014052 | 0.014052 | 0.9942 | -0.023953 | 0.99394 | -0.021659 | 6.3875
82 | 0.41024 | 0.19865 | -0.41023 | -0.19868 | 1.1324e-05 | -3.5723e-05 | 0.013235 | 0.013235 | 0.013235 | 0.9942 | -0.023953 | 0.99418 | -0.024135 | 6.3025
83 | 6.0477 | 2.5611 | -6.0464 | -2.5892 | 0.0012962 | -0.028168 | 0.19021 | 0.19053 | 0.19053 | 0.99677 | -0.019728 | 0.99655 | -0.021155 | 14.9321
84 | 0.26008 | 0.12585 | -0.26008 | -0.12596 | 4.5198e-07 | -0.00011456 | 0.0083675 | 0.008369 | 0.008369 | 0.99677 | -0.019728 | 0.99677 | -0.019713 | 3.8041
85 | 0.18013 | 0.085539 | -0.18012 | -0.086333 | 1.5064e-06 | -0.00079461 | 0.0057862 | 0.0057961 | 0.0057961 | 0.99484 | -0.028609 | 0.99483 | -0.028539 | 2.6346
86 | 0.73352 | 0.35168 | -0.7335 | -0.35232 | 2.0187e-05 | -0.00063507 | 0.023605 | 0.023613 | 0.023613 | 0.99484 | -0.028609 | 0.99481 | -0.028374 | 10.733
87 | 3.3397 | 1.5119 | -3.3386 | -1.5112 | 0.0010917 | 0.00061967 | 0.10631 | 0.10631 | 0.10631 | 0.99548 | -0.034273 | 0.99513 | -0.036973 | 50.6233
88 | 0.16121 | 0.076091 | -0.16113 | -0.078039 | 8.1398e-05 | -0.0019483 | 0.0051775 | 0.0052026 | 0.0052026 | 0.99394 | -0.021659 | 0.99341 | -0.02515 | 2.4774
89 | 0.27505 | 0.13315 | -0.27504 | -0.13321 | 7.8699e-06 | -6.1199e-05 | 0.0088751 | 0.0088759 | 0.0088759 | 0.99394 | -0.021659 | 0.99391 | -0.021848 | 4.2266
90 | 0.38281 | 0.18529 | -0.38281 | -0.1854 | 9.5662e-07 | -0.00011006 | 0.012364 | 0.012365 | 0.012365 | 0.99299 | -0.023364 | 0.99298 | -0.023342 | 5.6206
91 | -0.38281 | -0.18529 | 0.3829 | 0.18495 | 9.139e-05 | -0.00033799 | 0.012364 | 0.012359 | 0.012364 | 0.99299 | -0.023364 | 0.99324 | -0.02178 | 5.8876
92 | -3.3319 | -1.5198 | 3.3386 | 1.5112 | 0.0067629 | -0.0085595 | 0.10644 | 0.10631 | 0.10644 | 0.99324 | -0.02178 | 0.99513 | -0.036973 | 48.3799
93 | 2.6333 | 1.182 | -2.6249 | -1.2003 | 0.0083292 | -0.018287 | 0.08389 | 0.084139 | 0.084139 | 0.99324 | -0.02178 | 0.99028 | 0.0017826 | 38.2452
94 | 0.3157 | 0.15281 | -0.3157 | -0.1529 | 5.3972e-07 | -9.1466e-05 | 0.010194 | 0.010195 | 0.010195 | 0.99324 | -0.02178 | 0.99323 | -0.021765 | 4.6341
95 | 6.0464 | 2.5892 | -6.0464 | -2.5897 | 2.3204e-05 | -0.00050322 | 0.19053 | 0.19054 | 0.19054 | 0.99655 | -0.021155 | 0.99654 | -0.02118 | 14.9325
96 | 5.8451 | 2.4922 | -5.8437 | -2.4893 | 0.0013202 | 0.0029511 | 0.18407 | 0.18407 | 0.18407 | 0.99654 | -0.02118 | 0.99613 | -0.045967 | 14.2692
97 | 0.18012 | 0.086333 | -0.18012 | -0.087237 | 1.7204e-06 | -0.00090415 | 0.0057961 | 0.0058075 | 0.0058075 | 0.99483 | -0.028539 | 0.99482 | -0.028457 | 2.6398
98 | 0.63002 | 0.3022 | -0.63001 | -0.3023 | 2.4743e-06 | -0.00010578 | 0.020276 | 0.020278 | 0.020278 | 0.99481 | -0.028374 | 0.99481 | -0.028341 | 9.2171
99 | 2.6249 | 1.2003 | -2.6246 | -1.201 | 0.00033348 | -0.00072706 | 0.084139 | 0.08415 | 0.08415 | 0.99028 | 0.0017826 | 0.99016 | 0.0027507 | 38.2498
100 | 0.1473 | 0.070435 | -0.14729 | -0.071338 | 1.1361e-06 | -0.00090261 | 0.0047256 | 0.004737 | 0.004737 | 0.99737 | -0.016283 | 0.99736 | -0.016217 | 2.1532
101 | 0.63001 | 0.3023 | -0.63001 | -0.30244 | 3.2774e-06 | -0.00014009 | 0.020278 | 0.020279 | 0.020279 | 0.99481 | -0.028341 | 0.99481 | -0.028296 | 9.2179
102 | 0.65819 | 0.31214 | -0.65818 | -0.31259 | 1.1684e-05 | -0.00044805 | 0.021268 | 0.021274 | 0.021274 | 0.98875 | -0.58673 | 0.98873 | -0.58658 | 9.6699
103 | 0.28733 | 0.13298 | -0.28732 | -0.13433 | 6.6375e-06 | -0.0013537 | 0.0092437 | 0.0092604 | 0.0092604 | 0.98873 | -0.58658 | 0.98871 | -0.5864 | 4.2093
104 | 0.082786 | 0.038292 | -0.082785 | -0.040095 | 7.36e-07 | -0.0018026 | 0.0026618 | 0.0026843 | 0.0026843 | 0.98921 | -0.59297 | 0.98921 | -0.5929 | 1.2201
105 | -0.14439 | -0.068129 | 0.14439 | 0.067929 | 6.1155e-07 | -0.00019946 | 0.0046591 | 0.0046566 | 0.0046591 | 0.98921 | -0.59297 | 0.98922 | -0.59278 | 0.56819
106 | -0.14439 | -0.067929 | 0.14439 | 0.056442 | 5.9183e-07 | -0.011487 | 0.0046566 | 0.0045241 | 0.0046566 | 0.98922 | -0.59278 | 0.98922 | -0.59268 | 0.55305
107 | 0.085572 | 0.039605 | -0.085571 | -0.041444 | 8.0238e-07 | -0.0018392 | 0.0027516 | 0.0027746 | 0.0027746 | 0.98922 | -0.59268 | 0.98922 | -0.59261 | 1.2612
108 | 0.20826 | 0.095177 | -0.20824 | -0.10019 | 1.2672e-05 | -0.0050096 | 0.0066511 | 0.0067129 | 0.0067129 | 0.99382 | -0.084519 | 0.99376 | -0.084026 | 3.0513
109 | -0.59215 | -0.27928 | 0.59218 | 0.27777 | 3.1005e-05 | -0.0015067 | 0.019017 | 0.018999 | 0.019017 | 0.99382 | -0.084519 | 0.99386 | -0.084946 | 8.6443
110 | 0.20824 | 0.10019 | -0.20824 | -0.10086 | 1.7142e-06 | -0.00067051 | 0.0067129 | 0.0067214 | 0.0067214 | 0.99376 | -0.084026 | 0.99375 | -0.083955 | 3.0552
111 | -0.69054 | -0.32541 | 0.69055 | 0.32511 | 8.4627e-06 | -0.00030164 | 0.022173 | 0.022169 | 0.022173 | 0.99386 | -0.084946 | 0.99388 | -0.085046 | 10.0785
112 | 2.2222 | 1.0062 | -2.2219 | -1.006 | 0.00033436 | 0.00016601 | 0.07112 | 0.07112 | 0.07112 | 0.99016 | 0.0027507 | 0.99 | 0.0015086 | 33.8668
113 | 0.10079 | 0.025516 | -0.10078 | -0.048683 | 1.2967e-05 | -0.023167 | 0.0030317 | 0.0032639 | 0.0032639 | 0.99 | 0.0015086 | 0.98988 | 0.0019727 | 1.4836
114 | 1.9958 | 0.91994 | -1.993 | -0.93079 | 0.002741 | -0.010847 | 0.06408 | 0.064223 | 0.064223 | 0.99 | 0.0015086 | 0.98873 | 0.012352 | 29.1923
115 | 0.12533 | 0.06056 | -0.12533 | -0.060702 | 1.3412e-07 | -0.00014261 | 0.0040589 | 0.0040607 | 0.0040607 | 0.99 | 0.0015086 | 0.99 | 0.0015179 | 1.8458
116 | 0.10078 | 0.048683 | -0.10078 | -0.048809 | 2.0578e-06 | -0.00012546 | 0.0032639 | 0.0032656 | 0.0032656 | 0.98988 | 0.0019727 | 0.98986 | 0.0018375 | 1.555
117 | 0.38688 | 0.18731 | -0.38687 | -0.18737 | 1.5697e-05 | -5.5444e-05 | 0.01255 | 0.012551 | 0.012551 | 0.98873 | 0.012352 | 0.98869 | 0.012085 | 5.9765
118 | 1.6062 | 0.74347 | -1.6044 | -0.75427 | 0.0017333 | -0.010793 | 0.051675 | 0.051814 | 0.051814 | 0.98873 | 0.012352 | 0.98773 | 0.020983 | 23.552
119 | -0.51225 | -0.24401 | 0.51227 | 0.24298 | 1.6351e-05 | -0.0010307 | 0.016594 | 0.016581 | 0.016594 | 0.98708 | 0.026811 | 0.98711 | 0.026545 | 7.5426
120 | 0.26739 | 0.12542 | -0.26739 | -0.12655 | 4.8806e-06 | -0.0011366 | 0.0086375 | 0.0086517 | 0.0086517 | 0.98708 | 0.026811 | 0.98706 | 0.026961 | 3.9326
121 | -0.81746 | -0.38959 | 0.81754 | 0.38763 | 7.9761e-05 | -0.0019603 | 0.026482 | 0.026458 | 0.026482 | 0.98711 | 0.026545 | 0.9872 | 0.02573 | 12.0375
122 | 0.3052 | 0.14661 | -0.30519 | -0.14781 | 6.7742e-06 | -0.0012001 | 0.0099018 | 0.0099171 | 0.0099171 | 0.98711 | 0.026545 | 0.98709 | 0.026736 | 4.5078
123 | 0.26739 | 0.12655 | -0.26738 | -0.12847 | 8.2448e-06 | -0.0019115 | 0.0086517 | 0.0086758 | 0.0086758 | 0.98706 | 0.026961 | 0.98703 | 0.02722 | 3.9435
124 | 0.45509 | 0.21351 | -0.45509 | -0.21421 | 8.7488e-06 | -0.00070269 | 0.0147 | 0.014708 | 0.014708 | 0.9872 | 0.02573 | 0.98718 | 0.025886 | 6.6856
125 | -1.2726 | -0.60113 | 1.2727 | 0.60021 | 9.1751e-05 | -0.0009172 | 0.041157 | 0.041145 | 0.041157 | 0.9872 | 0.02573 | 0.98726 | 0.025137 | 18.7077
126 | 0.10635 | 0.050774 | -0.10635 | -0.051505 | 4.9983e-07 | -0.00073105 | 0.0034466 | 0.0034558 | 0.0034558 | 0.98703 | 0.02722 | 0.98703 | 0.02726 | 1.5708
127 | 0.16103 | 0.077692 | -0.16103 | -0.077726 | 1.4926e-06 | -3.4694e-05 | 0.0052292 | 0.0052297 | 0.0052297 | 0.98703 | 0.02722 | 0.98702 | 0.027158 | 2.4903
128 | -0.07328 | -0.035491 | 0.07328 | 0.035225 | 8.637e-08 | -0.00026569 | 0.0023814 | 0.002378 | 0.0023814 | 0.98702 | 0.027168 | 0.98702 | 0.027158 | 1.0824
129 | 0.38683 | 0.18246 | -0.38682 | -0.1839 | 1.2994e-05 | -0.0014418 | 0.012507 | 0.012525 | 0.012525 | 0.98718 | 0.025886 | 0.98715 | 0.026164 | 5.6932
130 | 0.068256 | 0.031748 | -0.068255 | -0.033058 | 3.6674e-07 | -0.0013093 | 0.0022013 | 0.0022177 | 0.0022177 | 0.98718 | 0.025886 | 0.98718 | 0.025931 | 1.0081
131 | -1.4386 | -0.68054 | 1.4387 | 0.67979 | 9.6316e-05 | -0.00074703 | 0.046533 | 0.046523 | 0.046533 | 0.98726 | 0.025137 | 0.98733 | 0.024585 | 21.1514
132 | 0.29422 | 0.14163 | -0.29422 | -0.1425 | 4.5375e-06 | -0.00086492 | 0.0095489 | 0.00956 | 0.00956 | 0.98715 | 0.026164 | 0.98714 | 0.026298 | 4.3454
133 | 0.092597 | 0.042271 | -0.092597 | -0.043531 | 6.4382e-07 | -0.0012596 | 0.0029767 | 0.0029921 | 0.0029921 | 0.98715 | 0.026164 | 0.98714 | 0.026219 | 1.3601
134 | -1.4387 | -0.67979 | 1.4388 | 0.67845 | 0.00017218 | -0.0013365 | 0.046523 | 0.046506 | 0.046523 | 0.98733 | 0.024585 | 0.98744 | 0.023602 | 21.147
135 | 2.3846 | 1.0604 | -2.3845 | -1.0623 | 1.3916e-05 | -0.0018872 | 0.076298 | 0.076321 | 0.076321 | 0.98738 | -0.66249 | 0.98737 | -0.66253 | 5.9813
136 | -2.7286 | -1.227 | 2.7303 | 1.2282 | 0.0017068 | 0.0012159 | 0.087471 | 0.08743 | 0.087471 | 0.98738 | -0.66249 | 0.98851 | -0.59576 | 6.7807
137 | 2.3845 | 1.0623 | -2.3844 | -1.0876 | 0.00018803 | -0.025387 | 0.076321 | 0.076627 | 0.076627 | 0.98737 | -0.66253 | 0.98729 | -0.66295 | 6.0053
138 | -3.0289 | -1.3728 | 3.029 | 1.3708 | 2.479e-05 | -0.0020756 | 0.097115 | 0.09709 | 0.097115 | 0.98851 | -0.59576 | 0.98852 | -0.59572 | 7.6109
139 | 0.1791 | 0.086655 | -0.1791 | -0.086742 | 4.6274e-06 | -8.638e-05 | 0.0058176 | 0.0058187 | 0.0058187 | 0.98729 | -0.66295 | 0.98726 | -0.66312 | 2.7708
140 | 2.2053 | 1.001 | -2.2041 | -1.0014 | 0.0011685 | -0.00037038 | 0.070811 | 0.070854 | 0.070854 | 0.98729 | -0.66295 | 0.98633 | -0.71922 | 5.4925
141 | 3.0718 | 1.3005 | -3.0705 | -1.406 | 0.0012849 | -0.1055 | 0.097412 | 0.098663 | 0.098663 | 0.98852 | -0.59572 | 0.98809 | -0.59818 | 7.7322
142 | 0.37941 | 0.1747 | -0.37934 | -0.18234 | 6.5692e-05 | -0.0076361 | 0.012198 | 0.012293 | 0.012293 | 0.98852 | -0.59572 | 0.98836 | -0.59431 | 5.5878
143 | 0.14111 | 0.043145 | -0.1411 | -0.067086 | 6.8132e-06 | -0.023941 | 0.0043187 | 0.004573 | 0.004573 | 0.98633 | -0.71922 | 0.98628 | -0.72002 | 1.2633
144 | 2.063 | 0.95822 | -2.0629 | -0.96703 | 9.731e-05 | -0.0088132 | 0.066574 | 0.066684 | 0.066684 | 0.98633 | -0.71922 | 0.98627 | -0.72022 | 7.9197
145 | 0.1411 | 0.067086 | -0.1411 | -0.068338 | 1.5112e-06 | -0.0012524 | 0.004573 | 0.0045888 | 0.0045888 | 0.98628 | -0.72002 | 0.98627 | -0.71993 | 2.0858
146 | 1.9386 | 0.90682 | -1.9385 | -0.90854 | 1.6794e-05 | -0.0017222 | 0.062641 | 0.062663 | 0.062663 | 0.98627 | -0.72022 | 0.98626 | -0.7204 | 7.4422
147 | 0.095819 | 0.046084 | -0.095819 | -0.046407 | 1.7909e-07 | -0.00032338 | 0.0031069 | 0.003111 | 0.003111 | 0.98791 | -0.599 | 0.98791 | -0.59898 | 1.4141
148 | 0.09878 | 0.047387 | -0.09878 | -0.047841 | 2.6722e-07 | -0.00045422 | 0.0032014 | 0.0032071 | 0.0032071 | 0.98791 | -0.599 | 0.98791 | -0.59898 | 1.4578
149 | -0.37917 | -0.18286 | 0.37918 | 0.18285 | 4.4328e-06 | -1.6382e-05 | 0.012301 | 0.012301 | 0.012301 | 0.98791 | -0.599 | 0.98793 | -0.59892 | 5.8576
150 | -0.87397 | -0.42229 | 0.87397 | 0.41937 | 2.958e-06 | -0.0029211 | 0.028363 | 0.028326 | 0.028363 | 0.98793 | -0.59892 | 0.98793 | -0.59891 | 2.2228
151 | 0.34265 | 0.16576 | -0.34265 | -0.16595 | 1.6267e-06 | -0.00019435 | 0.011122 | 0.011125 | 0.011125 | 0.98793 | -0.59892 | 0.98792 | -0.59941 | 0.8624
152 | -1.1464 | -0.5513 | 1.1464 | 0.54737 | 6.8339e-06 | -0.0039282 | 0.037169 | 0.03712 | 0.037169 | 0.98793 | -0.59891 | 0.98794 | -0.59888 | 2.9129
153 | -1.1464 | -0.54737 | 1.1464 | 0.54591 | 2.5382e-06 | -0.0014617 | 0.03712 | 0.037101 | 0.03712 | 0.98794 | -0.59888 | 0.98794 | -0.59888 | 2.9091
154 | -1.4989 | -0.71665 | 1.4989 | 0.71055 | 1.8117e-05 | -0.0061018 | 0.048547 | 0.04847 | 0.048547 | 0.98794 | -0.59888 | 0.98795 | -0.59883 | 3.8046
155 | -1.4989 | -0.71055 | 1.4989 | 0.70925 | 3.8623e-06 | -0.0013034 | 0.04847 | 0.048454 | 0.04847 | 0.98795 | -0.59883 | 0.98795 | -0.59882 | 3.7986
156 | 3.0705 | 1.406 | -3.0703 | -1.4191 | 0.00016179 | -0.013085 | 0.098663 | 0.098824 | 0.098824 | 0.98809 | -0.59818 | 0.98804 | -0.59844 | 7.7448
157 | 0.37934 | 0.18234 | -0.37933 | -0.18372 | 1.1986e-05 | -0.0013801 | 0.012293 | 0.012311 | 0.012311 | 0.98836 | -0.59431 | 0.98833 | -0.59404 | 5.5957
158 | 2.9149 | 1.3438 | -2.9147 | -1.3584 | 0.00016274 | -0.014573 | 0.093778 | 0.093958 | 0.093958 | 0.98804 | -0.59844 | 0.98798 | -0.5987 | 7.3635
159 | 2.3029 | 1.0649 | -2.3028 | -1.0732 | 5.77e-05 | -0.0082912 | 0.074134 | 0.074236 | 0.074236 | 0.98798 | -0.5987 | 0.98795 | -0.59882 | 5.8179
160 | 0.11989 | 0.056723 | -0.11989 | -0.058066 | 1.1604e-06 | -0.0013426 | 0.0038754 | 0.0038923 | 0.0038923 | 0.98798 | -0.5987 | 0.98797 | -0.59862 | 1.7692
161 | 0.49191 | 0.23674 | -0.4919 | -0.23685 | 3.8867e-06 | -0.00010267 | 0.015951 | 0.015952 | 0.015952 | 0.98798 | -0.5987 | 0.98797 | -0.59905 | 1.9454
162 | 0.083283 | 0.03971 | -0.083283 | -0.040336 | 2.6114e-07 | -0.00062529 | 0.002696 | 0.0027039 | 0.0027039 | 0.98795 | -0.59889 | 0.98795 | -0.59887 | 1.229
163 | -0.40798 | -0.19697 | 0.40799 | 0.19621 | 7.6857e-06 | -0.00076391 | 0.013238 | 0.013228 | 0.013238 | 0.98795 | -0.59889 | 0.98797 | -0.59905 | 6.0172
164 | 0.8039 | 0.36393 | -0.80387 | -0.36463 | 2.6991e-05 | -0.00070044 | 0.025784 | 0.025793 | 0.025793 | 0.98795 | -0.59882 | 0.98792 | -0.59857 | 11.7241
165 | 0.62164 | 0.27637 | -0.62163 | -0.27687 | 1.1443e-05 | -0.0005019 | 0.019879 | 0.019885 | 0.019885 | 0.98792 | -0.59857 | 0.9879 | -0.59844 | 9.0385
166 | 0.09699 | 0.042891 | -0.096988 | -0.046973 | 2.2847e-06 | -0.0040826 | 0.0030997 | 0.0031499 | 0.0031499 | 0.98765 | -0.59649 | 0.98763 | -0.59631 | 1.4318
167 | -0.42364 | -0.19228 | 0.42372 | 0.18494 | 7.7606e-05 | -0.0073478 | 0.013598 | 0.013511 | 0.013598 | 0.98765 | -0.59649 | 0.98782 | -0.59779 | 6.181
168 | -0.62157 | -0.27929 | 0.62163 | 0.27687 | 5.5362e-05 | -0.0024237 | 0.019914 | 0.019885 | 0.019914 | 0.98782 | -0.59779 | 0.9879 | -0.59844 | 9.0518
169 | 0.19785 | 0.094356 | -0.19785 | -0.095821 | 3.4567e-06 | -0.0014649 | 0.0064057 | 0.0064242 | 0.0064242 | 0.98782 | -0.59779 | 0.98781 | -0.59765 | 2.9201
170 | -0.77101 | -0.36263 | 0.77103 | 0.36211 | 1.8115e-05 | -0.00051742 | 0.024746 | 0.02474 | 0.024746 | 0.99393 | -0.085517 | 0.99395 | -0.085708 | 11.2483
171 | 0.69059 | 0.32368 | -0.69057 | -0.32439 | 1.9851e-05 | -0.00070861 | 0.022151 | 0.02216 | 0.02216 | 0.99393 | -0.085517 | 0.9939 | -0.085284 | 10.0727
172 | -0.77103 | -0.36211 | 0.77105 | 0.36151 | 2.1097e-05 | -0.00060298 | 0.02474 | 0.024732 | 0.02474 | 0.99395 | -0.085708 | 0.99398 | -0.08593 | 11.2454
173 | 0.69057 | 0.32439 | -0.69055 | -0.32511 | 2.0168e-05 | -0.00071931 | 0.02216 | 0.022169 | 0.022169 | 0.9939 | -0.085284 | 0.99388 | -0.085046 | 10.0768
174 | -0.94161 | -0.44412 | 0.94164 | 0.44363 | 2.5429e-05 | -0.00048405 | 0.030236 | 0.03023 | 0.030236 | 0.99398 | -0.08593 | 0.994 | -0.086151 | 13.7436
175 | 0.15858 | 0.07257 | -0.15858 | -0.076137 | 5.2249e-06 | -0.0035669 | 0.0050648 | 0.0051088 | 0.0051088 | 0.994 | -0.086151 | 0.99397 | -0.085884 | 2.3222
176 | 0.15858 | 0.076137 | -0.15857 | -0.076801 | 9.8284e-07 | -0.00066401 | 0.0051088 | 0.0051172 | 0.0051172 | 0.99397 | -0.085884 | 0.99397 | -0.085831 | 2.326
177 | 1.6646 | 0.77723 | -1.6646 | -0.77951 | 1.6356e-05 | -0.002281 | 0.053772 | 0.053801 | 0.053801 | 0.98626 | -0.7204 | 0.98625 | -0.72061 | 6.3897
178 | 0.27391 | 0.13132 | -0.27391 | -0.13224 | 4.2143e-06 | -0.00092497 | 0.0088909 | 0.0089027 | 0.0089027 | 0.98626 | -0.7204 | 0.98625 | -0.72027 | 4.0467
179 | 0.13837 | 0.066599 | -0.13837 | -0.067017 | 4.8595e-07 | -0.00041777 | 0.0044949 | 0.0045002 | 0.0045002 | 0.98625 | -0.72027 | 0.98625 | -0.72024 | 2.0455
180 | 1.5303 | 0.71839 | -1.5298 | -0.72175 | 0.00049083 | -0.0033588 | 0.049406 | 0.04945 | 0.04945 | 0.98773 | 0.020983 | 0.98744 | 0.023602 | 22.4773
181 | 0.074174 | 0.035876 | -0.074174 | -0.035924 | 1.5976e-08 | -4.8125e-05 | 0.0024081 | 0.0024087 | 0.0024087 | 0.98773 | 0.020983 | 0.98773 | 0.020985 | 1.0949
182 | 0.090917 | 0.043296 | -0.090917 | -0.044033 | 3.6751e-07 | -0.00073701 | 0.0029439 | 0.0029533 | 0.0029533 | 0.98744 | 0.023602 | 0.98743 | 0.023636 | 1.3424
183 | 0.092597 | 0.043531 | -0.092596 | -0.044846 | 6.7966e-07 | -0.0013156 | 0.0029921 | 0.0030087 | 0.0030087 | 0.98714 | 0.026219 | 0.98714 | 0.026281 | 1.3676
184 | -0.083261 | -0.040325 | 0.083261 | 0.039188 | 4.6071e-07 | -0.0011374 | 0.0026846 | 0.0026703 | 0.0026846 | 0.9948 | -0.028221 | 0.9948 | -0.028267 | 1.2203
185 | -0.083261 | -0.039188 | 0.083261 | 0.038427 | 3.0526e-07 | -0.00076028 | 0.0026703 | 0.002661 | 0.0026703 | 0.9948 | -0.028267 | 0.99481 | -0.028296 | 1.2138
186 | 0.54675 | 0.26402 | -0.54675 | -0.26408 | 1.0916e-06 | -6.1914e-05 | 0.017619 | 0.017619 | 0.017619 | 0.99481 | -0.028296 | 0.9948 | -0.028279 | 8.0088
187 | 0.17785 | 0.085414 | -0.17785 | -0.085434 | 1.0014e-06 | -1.9629e-05 | 0.0057254 | 0.0057256 | 0.0057256 | 0.9948 | -0.028279 | 0.9948 | -0.028317 | 2.7265
188 | 0.17785 | 0.085434 | -0.17785 | -0.086138 | 1.3068e-06 | -0.00070403 | 0.0057256 | 0.0057345 | 0.0057345 | 0.9948 | -0.028317 | 0.99479 | -0.028254 | 2.6066

## res_trafo
| p_hv_mw | q_hv_mvar | p_lv_mw | q_lv_mvar | pl_mw | ql_mvar | i_hv_ka | i_lv_ka | vm_hv_pu | va_hv_degree | vm_lv_pu | va_lv_degree | loading_percent
0 | 2.6518e-14 | 1.7507e-14 | 0.013999 | 0.0105 | 0.013999 | 0.0105 | 1.6678e-16 | 0.00050517 | 0.99997 | 149.9981 | 1 | 0 | 0.069998

## res_ext_grid
| p_mw | q_mvar
0 | 20.792 | 8.7819

## res_load
| p_mw | q_mvar
0 | 0.23555 | 0.11408
1 | 0.19447 | 0.094185
2 | 0.29345 | 0.14213
3 | 0.37269 | 0.1805
4 | 0.14517 | 0.070308
5 | 0.12551 | 0.060786
6 | 0.19106 | 0.092537
7 | 0.18741 | 0.090765
8 | 0.22522 | 0.10908
9 | 0.35552 | 0.17219
10 | 0.24145 | 0.11694
11 | 0.30452 | 0.14749
12 | 0.36669 | 0.1776
13 | 0.26678 | 0.12921
14 | 0.35812 | 0.17345
15 | 0.12523 | 0.060653
16 | 0.36799 | 0.17822
17 | 0.19258 | 0.093272
18 | 0.37305 | 0.18067
19 | 0.31841 | 0.15421
20 | 0.38369 | 0.18583
21 | 0.22541 | 0.10917
22 | 0.19363 | 0.093782
23 | 0.2873 | 0.13914
24 | 0.3266 | 0.15818
25 | 0.077103 | 0.037343
26 | 0.36951 | 0.17896
27 | 0.31658 | 0.15332
28 | 0.07272 | 0.03522
29 | 0.19571 | 0.094785
30 | 0.27859 | 0.13493
31 | 0.16729 | 0.081022
32 | 0.14228 | 0.068908
33 | 0.34678 | 0.16795
34 | 0.21553 | 0.10439
35 | 0.41023 | 0.19868
36 | 0.38281 | 0.1854
37 | 0.26008 | 0.12596
38 | 0.20132 | 0.097504
39 | 0.10348 | 0.05012
40 | 0.16113 | 0.078039
41 | 0.27504 | 0.13321
42 | 0.3157 | 0.1529
43 | 0.17434 | 0.084438
44 | 0.18012 | 0.087237
45 | 0.14729 | 0.071338
46 | 0.37086 | 0.17961
47 | 0.061605 | 0.029837
48 | 0.082785 | 0.040095
49 | 0.085571 | 0.041444
50 | 0.098354 | 0.047635
51 | 0.40234 | 0.19486
52 | 0.12533 | 0.060702
53 | 0.24486 | 0.11859
54 | 0.30519 | 0.14781
55 | 0.07328 | 0.035491
56 | 0.087753 | 0.042501
57 | 0.10635 | 0.051505
58 | 0.16585 | 0.080323
59 | 0.068255 | 0.033058
60 | 0.34408 | 0.16664
61 | 0.29859 | 0.14461
62 | 0.1791 | 0.086742
63 | 0.12432 | 0.060209
64 | 0.18457 | 0.089393
65 | 0.095819 | 0.046407
66 | 0.09878 | 0.047841
67 | 0.15214 | 0.073685
68 | 0.27239 | 0.13193
69 | 0.34265 | 0.16595
70 | 0.35255 | 0.17075
71 | 0.15546 | 0.075291
72 | 0.37933 | 0.18372
73 | 0.3247 | 0.15726
74 | 0.083283 | 0.040336
75 | 0.083913 | 0.040641
76 | 0.11989 | 0.058066
77 | 0.18224 | 0.088261
78 | 0.19785 | 0.095821
79 | 0.096988 | 0.046973
80 | 0.080426 | 0.038952
81 | 0.17056 | 0.082607
82 | 0.15857 | 0.076801
83 | 0.20824 | 0.10086
84 | 0.12185 | 0.059013
85 | 0.13553 | 0.065641
86 | 0.13837 | 0.067017
87 | 0.1411 | 0.068338
88 | 0.10078 | 0.048809
89 | 0.074174 | 0.035924
90 | 0.38687 | 0.18737
91 | 0.090917 | 0.044033
92 | 0.29422 | 0.1425
93 | 0.092596 | 0.044846
94 | 0.083261 | 0.040325
95 | 0.36889 | 0.17866
96 | 0.17785 | 0.086138

## dtypes
| element | column | dtype
0 | bus | name | object
1 | bus | vn_kv | float64
2 | bus | type | object
3 | bus | zone | object
4 | bus | in_service | bool
5 | load | name | object
6 | load | bus | uint32
7 | load | p_mw | float64
8 | load | q_mvar | float64
9 | load | const_z_percent | float64
10 | load | const_i_percent | float64
11 | load | sn_mva | float64
12 | load | scaling | float64
13 | load | in_service | bool
14 | load | type | object
15 | ext_grid | name | object
16 | ext_grid | bus | uint32
17 | ext_grid | vm_pu | float64
18 | ext_grid | va_degree | float64
19 | ext_grid | slack_weight | float64
20 | ext_grid | in_service | bool
21 | line | name | object
22 | line | std_type | object
23 | line | from_bus | uint32
24 | line | to_bus | uint32
25 | line | length_km | float64
26 | line | r_ohm_per_km | float64
27 | line | x_ohm_per_km | float64
28 | line | c_nf_per_km | float64
29 | line | g_us_per_km | float64
30 | line | max_i_ka | float64
31 | line | df | float64
32 | line | parallel | uint32
33 | line | type | object
34 | line | in_service | bool
35 | trafo | name | object
36 | trafo | std_type | object
37 | trafo | hv_bus | uint32
38 | trafo | lv_bus | uint32
39 | trafo | sn_mva | float64
40 | trafo | vn_hv_kv | float64
41 | trafo | vn_lv_kv | float64
42 | trafo | vk_percent | float64
43 | trafo | vkr_percent | float64
44 | trafo | pfe_kw | float64
45 | trafo | i0_percent | float64
46 | trafo | shift_degree | float64
47 | trafo | tap_side | object
48 | trafo | tap_neutral | int32
49 | trafo | tap_min | int32
50 | trafo | tap_max | int32
51 | trafo | tap_step_percent | float64
52 | trafo | tap_step_degree | float64
53 | trafo | tap_pos | int32
54 | trafo | tap_phase_shifter | bool
55 | trafo | parallel | uint32
56 | trafo | df | float64
57 | trafo | in_service | bool
58 | bus_geodata | x | float64
59 | bus_geodata | y | float64
60 | bus_geodata | coords | object
61 | res_bus | vm_pu | float64
62 | res_bus | va_degree | float64
63 | res_bus | p_mw | float64
64 | res_bus | q_mvar | float64
65 | res_line | p_from_mw | float64
66 | res_line | q_from_mvar | float64
67 | res_line | p_to_mw | float64
68 | res_line | q_to_mvar | float64
69 | res_line | pl_mw | float64
70 | res_line | ql_mvar | float64
71 | res_line | i_from_ka | float64
72 | res_line | i_to_ka | float64
73 | res_line | i_ka | float64
74 | res_line | vm_from_pu | float64
75 | res_line | va_from_degree | float64
76 | res_line | vm_to_pu | float64
77 | res_line | va_to_degree | float64
78 | res_line | loading_percent | float64
79 | res_trafo | p_hv_mw | float64
80 | res_trafo | q_hv_mvar | float64
81 | res_trafo | p_lv_mw | float64
82 | res_trafo | q_lv_mvar | float64
83 | res_trafo | pl_mw | float64
84 | res_trafo | ql_mvar | float64
85 | res_trafo | i_hv_ka | float64
86 | res_trafo | i_lv_ka | float64
87 | res_trafo | vm_hv_pu | float64
88 | res_trafo | va_hv_degree | float64
89 | res_trafo | vm_lv_pu | float64
90 | res_trafo | va_lv_degree | float64
91 | res_trafo | loading_percent | float64
92 | res_ext_grid | p_mw | float64
93 | res_ext_grid | q_mvar | float64
94 | res_load | p_mw | float64
95 | res_load | q_mvar | float64

## parameters
| version | format_version | converged | OPF_converged | name | f_hz | sn_mva
0 | 2.14.6 | 2.14.0 | TRUE | FALSE |  | 50 | 1