## bus
| name | vn_kv | type | zone | in_service
0 | bus_MV_376_0_node_0 | 20 | n |  | TRUE
1 | bus_MV_376_0_node_1 | 20 | n |  | TRUE
2 | bus_MV_376_0_node_2 | 20 | n |  | TRUE
3 | bus_MV_376_0_node_8 | 20 | n |  | TRUE
4 | bus_MV_376_0_node_3 | 20 | n |  | TRUE
5 | bus_MV_376_0_node_6 | 20 | n |  | TRUE
6 | bus_MV_376_0_node_72 | 20 | n |  | TRUE
7 | bus_MV_376_0_node_4 | 20 | n |  | TRUE
8 | bus_MV_376_0_node_5 | 20 | n |  | TRUE
9 | bus_MV_376_0_node_7 | 20 | n |  | TRUE
10 | bus_MV_376_0_node_9 | 20 | n |  | TRUE
11 | bus_MV_376_0_node_73 | 20 | n |  | TRUE
12 | bus_MV_376_0_node_10 | 20 | n |  | TRUE
13 | bus_MV_376_0_node_58 | 20 | n |  | TRUE
14 | bus_MV_376_0_node_162 | 20 | n |  | TRUE
15 | bus_MV_376_0_node_74 | 20 | n |  | TRUE
16 | bus_MV_376_0_node_59 | 20 | n |  | TRUE
17 | bus_MV_376_0_node_11 | 20 | n |  | TRUE
18 | bus_MV_376_0_node_13 | 20 | n |  | TRUE
19 | bus_MV_376_0_node_12 | 20 | n |  | TRUE
20 | bus_MV_376_0_node_14 | 20 | n |  | TRUE
21 | bus_MV_376_0_node_88 | 20 | n |  | TRUE
22 | bus_MV_376_0_node_89 | 20 | n |  | TRUE
23 | bus_MV_376_0_node_107 | 20 | n |  | TRUE
24 | bus_MV_376_0_node_86 | 20 | n |  | TRUE
25 | bus_MV_376_0_node_15 | 20 | n |  | TRUE
26 | bus_MV_376_0_node_17 | 20 | n |  | TRUE
27 | bus_MV_376_0_node_22 | 20 | n |  | TRUE
28 | bus_MV_376_0_node_16 | 20 | n |  | TRUE
29 | bus_MV_376_0_node_18 | 20 | n |  | TRUE
30 | bus_MV_376_0_node_19 | 20 | n |  | TRUE
31 | bus_MV_376_0_node_171 | 20 | n |  | TRUE
32 | bus_MV_376_0_node_39 | 20 | n |  | TRUE
33 | bus_MV_376_0_node_21 | 20 | n |  | TRUE
34 | bus_MV_376_0_node_20 | 20 | n |  | TRUE
35 | bus_MV_376_0_node_96 | 20 | n |  | TRUE
36 | bus_MV_376_0_node_95 | 20 | n |  | TRUE
37 | bus_MV_376_0_node_163 | 20 | n |  | TRUE
38 | bus_MV_376_0_node_160 | 20 | n |  | TRUE
39 | bus_MV_376_0_node_103 | 20 | n |  | TRUE
40 | bus_MV_376_0_node_38 | 20 | n |  | TRUE
41 | bus_MV_376_0_node_41 | 20 | n |  | TRUE
42 | bus_MV_376_0_node_37 | 20 | n |  | TRUE
43 | bus_MV_376_0_node_170 | 20 | n |  | TRUE
44 | bus_MV_376_0_node_40 | 20 | n |  | TRUE
45 | bus_MV_376_0_node_42 | 20 | n |  | TRUE
46 | bus_MV_376_0_node_122 | 20 | n |  | TRUE
47 | bus_MV_376_0_node_120 | 20 | n |  | TRUE
48 | bus_MV_376_0_node_45 | 20 | n |  | TRUE
49 | bus_MV_376_0_node_129 | 20 | n |  | TRUE
50 | bus_MV_376_0_node_97 | 20 | n |  | TRUE
51 | bus_MV_376_0_node_149 | 20 | n |  | TRUE
52 | bus_MV_376_0_node_23 | 20 | n |  | TRUE
53 | bus_MV_376_0_node_25 | 20 | n |  | TRUE
54 | bus_MV_376_0_node_24 | 20 | n |  | TRUE
55 | bus_MV_376_0_node_27 | 20 | n |  | TRUE
56 | bus_MV_376_0_node_29 | 20 | n |  | TRUE
57 | bus_MV_376_0_node_31 | 20 | n |  | TRUE
58 | bus_MV_376_0_node_26 | 20 | n |  | TRUE
59 | bus_MV_376_0_node_190 | 20 | n |  | TRUE
60 | bus_MV_376_0_node_105 | 20 | n |  | TRUE
61 | bus_MV_376_0_node_157 | 20 | n |  | TRUE
62 | bus_MV_376_0_node_28 | 20 | n |  | TRUE
63 | bus_MV_376_0_node_30 | 20 | n |  | TRUE
64 | bus_MV_376_0_node_106 | 20 | n |  | TRUE
65 | bus_MV_376_0_node_161 | 20 | n |  | TRUE
66 | bus_MV_376_0_node_32 | 20 | n |  | TRUE
67 | bus_MV_376_0_node_192 | 20 | n |  | TRUE
68 | bus_MV_376_0_node_175 | 20 | n |  | TRUE
69 | bus_MV_376_0_node_156 | 20 | n |  | TRUE
70 | bus_MV_376_0_node_176 | 20 | n |  | TRUE
71 | bus_MV_376_0_node_177 | 20 | n |  | TRUE
72 | bus_MV_376_0_node_147 | 20 | n |  | TRUE
73 | bus_MV_376_0_node_148 | 20 | n |  | TRUE
74 | bus_MV_376_0_node_146 | 20 | n |  | TRUE
75 | bus_MV_376_0_node_151 | 20 | n |  | TRUE
76 | bus_MV_376_0_node_150 | 20 | n |  | TRUE
77 | bus_MV_376_0_node_165 | 20 | n |  | TRUE
78 | bus_MV_376_0_node_33 | 20 | n |  | TRUE
79 | bus_MV_376_0_node_34 | 20 | n |  | TRUE
80 | bus_MV_376_0_node_35 | 20 | n |  | TRUE
81 | bus_MV_376_0_node_36 | 20 | n |  | TRUE
82 | bus_MV_376_0_node_178 | 20 | n |  | TRUE
83 | bus_MV_376_0_node_76 | 20 | n |  | TRUE
84 | bus_MV_376_0_node_121 | 20 | n |  | TRUE
85 | bus_MV_376_0_node_119 | 20 | n |  | TRUE
86 | bus_MV_376_0_node_53 | 20 | n |  | TRUE
87 | bus_MV_376_0_node_184 | 20 | n |  | TRUE
88 | bus_MV_376_0_node_43 | 20 | n |  | TRUE
89 | bus_MV_376_0_node_44 | 20 | n |  | TRUE
90 | bus_MV_376_0_node_46 | 20 | n |  | TRUE
91 | bus_MV_376_0_node_47 | 20 | n |  | TRUE
92 | bus_MV_376_0_node_130 | 20 | n |  | TRUE
93 | bus_MV_376_0_node_49 | 20 | n |  | TRUE
94 | bus_MV_376_0_node_48 | 20 | n |  | TRUE
95 | bus_MV_376_0_node_182 | 20 | n |  | TRUE
96 | bus_MV_376_0_node_71 | 20 | n |  | TRUE
97 | bus_MV_376_0_node_50 | 20 | n |  | TRUE
98 | bus_MV_376_0_node_183 | 20 | n |  | TRUE
99 | bus_MV_376_0_node_125 | 20 | n |  | TRUE
100 | bus_MV_376_0_node_128 | 20 | n |  | TRUE
101 | bus_MV_376_0_node_51 | 20 | n |  | TRUE
102 | bus_MV_376_0_node_117 | 20 | n |  | TRUE
103 | bus_MV_376_0_node_57 | 20 | n |  | TRUE
104 | bus_MV_376_0_node_67 | 20 | n |  | TRUE
105 | bus_MV_376_0_node_191 | 20 | n |  | TRUE
106 | bus_MV_376_0_node_124 | 20 | n |  | TRUE
107 | bus_MV_376_0_node_127 | 20 | n |  | TRUE
108 | bus_MV_376_0_node_135 | 20 | n |  | TRUE
109 | bus_MV_376_0_node_55 | 20 | n |  | TRUE
110 | bus_MV_376_0_node_131 | 20 | n |  | TRUE
111 | bus_MV_376_0_node_132 | 20 | n |  | TRUE
112 | bus_MV_376_0_node_180 | 20 | n |  | TRUE
113 | bus_MV_376_0_node_181 | 20 | n |  | TRUE
114 | bus_MV_376_0_node_138 | 20 | n |  | TRUE
115 | bus_MV_376_0_node_168 | 20 | n |  | TRUE
116 | bus_MV_376_0_node_54 | 20 | n |  | TRUE
117 | bus_MV_376_0_node_159 | 20 | n |  | TRUE
118 | bus_MV_376_0_node_56 | 20 | n |  | TRUE
119 | bus_MV_376_0_node_143 | 20 | n |  | TRUE
120 | bus_MV_376_0_node_134 | 20 | n |  | TRUE
121 | bus_MV_376_0_node_136 | 20 | n |  | TRUE
122 | bus_MV_376_0_node_60 | 20 | n |  | TRUE
123 | bus_MV_376_0_node_113 | 20 | n |  | TRUE
124 | bus_MV_376_0_node_189 | 20 | n |  | TRUE
125 | bus_MV_376_0_node_115 | 20 | n |  | TRUE
126 | bus_MV_376_0_node_90 | 20 | n |  | TRUE
127 | bus_MV_376_0_node_112 | 20 | n |  | TRUE
128 | bus_MV_376_0_node_114 | 20 | n |  | TRUE
129 | bus_MV_376_0_node_61 | 20 | n |  | TRUE
130 | bus_MV_376_0_node_62 | 20 | n |  | TRUE
131 | bus_MV_376_0_node_64 | 20 | n |  | TRUE
132 | bus_MV_376_0_node_66 | 20 | n |  | TRUE
133 | bus_MV_376_0_node_133 | 20 | n |  | TRUE
134 | bus_MV_376_0_node_118 | 20 | n |  | TRUE
135 | bus_MV_376_0_node_69 | 20 | n |  | TRUE
136 | bus_MV_376_0_node_187 | 20 | n |  | TRUE
137 | bus_MV_376_0_node_70 | 20 | n |  | TRUE
138 | bus_MV_376_0_node_75 | 20 | n |  | TRUE
139 | bus_MV_376_0_node_186 | 20 | n |  | TRUE
140 | bus_MV_376_0_node_194 | 20 | n |  | TRUE
141 | bus_MV_376_0_node_84 | 20 | n |  | TRUE
142 | bus_MV_376_0_node_77 | 20 | n |  | TRUE
143 | bus_MV_376_0_node_78 | 20 | n |  | TRUE
144 | bus_MV_376_0_node_79 | 20 | n |  | TRUE
145 | bus_MV_376_0_node_80 | 20 | n |  | TRUE
146 | bus_MV_376_0_node_82 | 20 | n |  | TRUE
147 | bus_MV_376_0_node_193 | 20 | n |  | TRUE
148 | bus_MV_376_0_node_85 | 20 | n |  | TRUE
149 | bus_MV_376_0_node_166 | 20 | n |  | TRUE
150 | bus_MV_376_0_node_83 | 20 | n |  | TRUE
151 | bus_MV_376_0_node_154 | 20 | n |  | TRUE
152 | bus_MV_376_0_node_153 | 20 | n |  | TRUE
153 | bus_MV_376_0_node_111 | 20 | n |  | TRUE
154 | bus_MV_376_0_node_116 | 20 | n |  | TRUE
155 | bus_MV_376_0_node_179 | 20 | n |  | TRUE
156 | bus_MV_376_0_node_164 | 20 | n |  | TRUE
157 | bus_MV_376_0_node_188 | 20 | n |  | TRUE
158 | bus_MV_376_0_node_93 | 20 | n |  | TRUE
159 | bus_MV_376_0_node_91 | 20 | n |  | TRUE
160 | bus_MV_376_0_node_92 | 20 | n |  | TRUE
161 | bus_MV_376_0_node_152 | 20 | n |  | TRUE
162 | bus_MV_376_0_node_108 | 20 | n |  | TRUE
163 | bus_MV_376_0_node_94 | 20 | n |  | TRUE
164 | bus_MV_376_0_node_98 | 20 | n |  | TRUE
165 | bus_MV_376_0_node_99 | 20 | n |  | TRUE
166 | bus_MV_376_0_node_100 | 20 | n |  | TRUE
167 | bus_MV_376_0_node_101 | 20 | n |  | TRUE
168 | bus_MV_376_0_node_102 | 20 | n |  | TRUE
169 | bus_MV_376_0_node_104 | 20 | n |  | TRUE
170 | bus_MV_376_0_node_158 | 20 | n |  | TRUE
171 | bus_MV_376_0_node_174 | 20 | n |  | TRUE
172 | bus_MV_376_0_node_173 | 20 | n |  | TRUE
173 | bus_MV_376_0_node_109 | 20 | n |  | TRUE
174 | bus_MV_376_0_node_110 | 20 | n |  | TRUE
175 | bus_MV_376_0_node_123 | 20 | n |  | TRUE
176 | bus_MV_376_0_node_126 | 20 | n |  | TRUE
177 | bus_MV_376_0_node_137 | 20 | n |  | TRUE
178 | bus_MV_376_0_node_139 | 20 | n |  | TRUE
179 | bus_MV_376_0_node_140 | 20 | n |  | TRUE
180 | bus_MV_376_0_node_141 | 20 | n |  | TRUE
181 | bus_MV_376_0_node_142 | 20 | n |  | TRUE
182 | bus_MV_376_0_node_144 | 20 | n |  | TRUE
183 | bus_MV_376_0_node_167 | 20 | n |  | TRUE
184 | bus_MV_376_0_node_145 | 20 | n |  | TRUE
185 | bus_MV_376_0_node_185 | 20 | n |  | TRUE
186 | bus_MV_376_0_node_172 | 20 | n |  | TRUE
187 | bus_MV_376_0_node_155 | 20 | n |  | TRUE
188 | bus_HV_376_0_node_185 | 110 | n |  | TRUE

## load
| name | bus | p_mw | q_mvar | const_z_percent | const_i_percent | sn_mva | scaling | in_service | type
0 | MV_376_0_load_0 | 0 | 0.21535 | 0.1043 | 0 | 0 |  | 1 | TRUE | wye
1 | MV_376_0_load_3 | 4 | 0.29509 | 0.14292 | 0 | 0 |  | 1 | TRUE | wye
2 | MV_376_0_load_72 | 6 | 0.072741 | 0.03523 | 0 | 0 |  | 1 | TRUE | wye
3 | MV_376_0_load_4 | 7 | 0.41143 | 0.19927 | 0 | 0 |  | 1 | TRUE | wye
4 | MV_376_0_load_73 | 11 | 0.11299 | 0.054722 | 0 | 0 |  | 1 | TRUE | wye
5 | MV_376_0_load_58 | 13 | 0.10573 | 0.051209 | 0 | 0 |  | 1 | TRUE | wye
6 | MV_376_0_load_162 | 14 | 0.32639 | 0.15808 | 0 | 0 |  | 1 | TRUE | wye
7 | MV_376_0_load_11 | 17 | 0.28056 | 0.13588 | 0 | 0 |  | 1 | TRUE | wye
8 | MV_376_0_load_12 | 19 | 0.12836 | 0.062166 | 0 | 0 |  | 1 | TRUE | wye
9 | MV_376_0_load_14 | 20 | 0.076412 | 0.037008 | 0 | 0 |  | 1 | TRUE | wye
10 | MV_376_0_load_107 | 23 | 0.076517 | 0.037059 | 0 | 0 |  | 1 | TRUE | wye
11 | MV_376_0_load_15 | 25 | 0.31913 | 0.15456 | 0 | 0 |  | 1 | TRUE | wye
12 | MV_376_0_load_171 | 31 | 0.11079 | 0.053656 | 0 | 0 |  | 1 | TRUE | wye
13 | MV_376_0_load_96 | 35 | 0.082723 | 0.040064 | 0 | 0 |  | 1 | TRUE | wye
14 | MV_376_0_load_95 | 36 | 0.18295 | 0.088609 | 0 | 0 |  | 1 | TRUE | wye
15 | MV_376_0_load_163 | 37 | 0.18598 | 0.090073 | 0 | 0 |  | 1 | TRUE | wye
16 | MV_376_0_load_160 | 38 | 0.1136 | 0.05502 | 0 | 0 |  | 1 | TRUE | wye
17 | MV_376_0_load_37 | 42 | 0.36029 | 0.17449 | 0 | 0 |  | 1 | TRUE | wye
18 | MV_376_0_load_170 | 43 | 0.17958 | 0.086973 | 0 | 0 |  | 1 | TRUE | wye
19 | MV_376_0_load_122 | 46 | 0.13386 | 0.064832 | 0 | 0 |  | 1 | TRUE | wye
20 | MV_376_0_load_120 | 47 | 0.40512 | 0.19621 | 0 | 0 |  | 1 | TRUE | wye
21 | MV_376_0_load_129 | 49 | 0.081501 | 0.039473 | 0 | 0 |  | 1 | TRUE | wye
22 | MV_376_0_load_23 | 52 | 0.29475 | 0.14276 | 0 | 0 |  | 1 | TRUE | wye
23 | MV_376_0_load_190 | 59 | 0.087926 | 0.042584 | 0 | 0 |  | 1 | TRUE | wye
24 | MV_376_0_load_105 | 60 | 0.082353 | 0.039885 | 0 | 0 |  | 1 | TRUE | wye
25 | MV_376_0_load_157 | 61 | 0.37691 | 0.18255 | 0 | 0 |  | 1 | TRUE | wye
26 | MV_376_0_load_106 | 64 | 0.40756 | 0.19739 | 0 | 0 |  | 1 | TRUE | wye
27 | MV_376_0_load_161 | 65 | 0.1781 | 0.086256 | 0 | 0 |  | 1 | TRUE | wye
28 | MV_376_0_load_32 | 66 | 0.31432 | 0.15223 | 0 | 0 |  | 1 | TRUE | wye
29 | MV_376_0_load_192 | 67 | 0.0783 | 0.037922 | 0 | 0 |  | 1 | TRUE | wye
30 | MV_376_0_load_175 | 68 | 0.37342 | 0.18086 | 0 | 0 |  | 1 | TRUE | wye
31 | MV_376_0_load_146 | 74 | 0.0721 | 0.034919 | 0 | 0 |  | 1 | TRUE | wye
32 | MV_376_0_load_151 | 75 | 0.072346 | 0.035039 | 0 | 0 |  | 1 | TRUE | wye
33 | MV_376_0_load_165 | 77 | 0.13529 | 0.065526 | 0 | 0 |  | 1 | TRUE | wye
34 | MV_376_0_load_33 | 78 | 0.15514 | 0.075137 | 0 | 0 |  | 1 | TRUE | wye
35 | MV_376_0_load_178 | 82 | 0.098759 | 0.047831 | 0 | 0 |  | 1 | TRUE | wye
36 | MV_376_0_load_76 | 83 | 0.24759 | 0.11991 | 0 | 0 |  | 1 | TRUE | wye
37 | MV_376_0_load_121 | 84 | 0.069019 | 0.033427 | 0 | 0 |  | 1 | TRUE | wye
38 | MV_376_0_load_119 | 85 | 0.069348 | 0.033587 | 0 | 0 |  | 1 | TRUE | wye
39 | MV_376_0_load_184 | 87 | 0.2836 | 0.13736 | 0 | 0 |  | 1 | TRUE | wye
40 | MV_376_0_load_43 | 88 | 0.32461 | 0.15722 | 0 | 0 |  | 1 | TRUE | wye
41 | MV_376_0_load_130 | 92 | 0.080589 | 0.039031 | 0 | 0 |  | 1 | TRUE | wye
42 | MV_376_0_load_182 | 95 | 0.41132 | 0.19921 | 0 | 0 |  | 1 | TRUE | wye
43 | MV_376_0_load_71 | 96 | 0.28031 | 0.13576 | 0 | 0 |  | 1 | TRUE | wye
44 | MV_376_0_load_183 | 98 | 0.41037 | 0.19875 | 0 | 0 |  | 1 | TRUE | wye
45 | MV_376_0_load_128 | 100 | 0.071099 | 0.034435 | 0 | 0 |  | 1 | TRUE | wye
46 | MV_376_0_load_117 | 102 | 0.12548 | 0.060771 | 0 | 0 |  | 1 | TRUE | wye
47 | MV_376_0_load_191 | 105 | 0.17657 | 0.085519 | 0 | 0 |  | 1 | TRUE | wye
48 | MV_376_0_load_124 | 106 | 0.068522 | 0.033187 | 0 | 0 |  | 1 | TRUE | wye
49 | MV_376_0_load_135 | 108 | 0.7598 | 0.36799 | 0 | 0 |  | 1 | TRUE | wye
50 | MV_376_0_load_131 | 110 | 0.080965 | 0.039213 | 0 | 0 |  | 1 | TRUE | wye
51 | MV_376_0_load_132 | 111 | 0.090118 | 0.043646 | 0 | 0 |  | 1 | TRUE | wye
52 | MV_376_0_load_181 | 113 | 0.22681 | 0.10985 | 0 | 0 |  | 1 | TRUE | wye
53 | MV_376_0_load_138 | 114 | 0.73852 | 0.35768 | 0 | 0 |  | 1 | TRUE | wye
54 | MV_376_0_load_54 | 116 | 0.26998 | 0.13076 | 0 | 0 |  | 1 | TRUE | wye
55 | MV_376_0_load_159 | 117 | 0.069563 | 0.033691 | 0 | 0 |  | 1 | TRUE | wye
56 | MV_376_0_load_134 | 120 | 0.18014 | 0.087246 | 0 | 0 |  | 1 | TRUE | wye
57 | MV_376_0_load_189 | 124 | 0.36904 | 0.17874 | 0 | 0 |  | 1 | TRUE | wye
58 | MV_376_0_load_90 | 126 | 0.41217 | 0.19962 | 0 | 0 |  | 1 | TRUE | wye
59 | MV_376_0_load_112 | 127 | 0.13502 | 0.065395 | 0 | 0 |  | 1 | TRUE | wye
60 | MV_376_0_load_114 | 128 | 0.075884 | 0.036752 | 0 | 0 |  | 1 | TRUE | wye
61 | MV_376_0_load_61 | 129 | 0.3084 | 0.14937 | 0 | 0 |  | 1 | TRUE | wye
62 | MV_376_0_load_133 | 133 | 0.089055 | 0.043131 | 0 | 0 |  | 1 | TRUE | wye
63 | MV_376_0_load_118 | 134 | 0.3581 | 0.17344 | 0 | 0 |  | 1 | TRUE | wye
64 | MV_376_0_load_69 | 135 | 0.15517 | 0.075155 | 0 | 0 |  | 1 | TRUE | wye
65 | MV_376_0_load_187 | 136 | 0.14698 | 0.071186 | 0 | 0 |  | 1 | TRUE | wye
66 | MV_376_0_load_70 | 137 | 0.32577 | 0.15778 | 0 | 0 |  | 1 | TRUE | wye
67 | MV_376_0_load_186 | 139 | 0.22705 | 0.10997 | 0 | 0 |  | 1 | TRUE | wye
68 | MV_376_0_load_194 | 140 | 0.13215 | 0.064003 | 0 | 0 |  | 1 | TRUE | wye
69 | MV_376_0_load_77 | 142 | 0.11429 | 0.055353 | 0 | 0 |  | 1 | TRUE | wye
70 | MV_376_0_load_79 | 144 | 0.072977 | 0.035344 | 0 | 0 |  | 1 | TRUE | wye
71 | MV_376_0_load_193 | 147 | 0.18101 | 0.087667 | 0 | 0 |  | 1 | TRUE | wye
72 | MV_376_0_load_166 | 149 | 1.6643 | 0.80607 | 0 | 0 |  | 1 | TRUE | wye
73 | MV_376_0_load_154 | 151 | 0.32177 | 0.15584 | 0 | 0 |  | 1 | TRUE | wye
74 | MV_376_0_load_116 | 154 | 0.10998 | 0.053268 | 0 | 0 |  | 1 | TRUE | wye
75 | MV_376_0_load_179 | 155 | 0.19301 | 0.093477 | 0 | 0 |  | 1 | TRUE | wye
76 | MV_376_0_load_164 | 156 | 0.078933 | 0.038229 | 0 | 0 |  | 1 | TRUE | wye
77 | MV_376_0_load_188 | 157 | 0.30578 | 0.1481 | 0 | 0 |  | 1 | TRUE | wye
78 | MV_376_0_load_152 | 161 | 0.19737 | 0.095589 | 0 | 0 |  | 1 | TRUE | wye
79 | MV_376_0_load_94 | 163 | 0.12232 | 0.05924 | 0 | 0 |  | 1 | TRUE | wye
80 | MV_376_0_load_99 | 165 | 0.14334 | 0.069422 | 0 | 0 |  | 1 | TRUE | wye
81 | MV_376_0_load_100 | 166 | 0.24281 | 0.1176 | 0 | 0 |  | 1 | TRUE | wye
82 | MV_376_0_load_101 | 167 | 0.17318 | 0.083873 | 0 | 0 |  | 1 | TRUE | wye
83 | MV_376_0_load_158 | 170 | 0.11695 | 0.056643 | 0 | 0 |  | 1 | TRUE | wye
84 | MV_376_0_load_110 | 174 | 0.12164 | 0.058913 | 0 | 0 |  | 1 | TRUE | wye
85 | MV_376_0_load_123 | 175 | 0.11263 | 0.05455 | 0 | 0 |  | 1 | TRUE | wye
86 | MV_376_0_load_126 | 176 | 0.15572 | 0.075418 | 0 | 0 |  | 1 | TRUE | wye
87 | MV_376_0_load_139 | 178 | 0.10798 | 0.052299 | 0 | 0 |  | 1 | TRUE | wye
88 | MV_376_0_load_140 | 179 | 0.10874 | 0.052664 | 0 | 0 |  | 1 | TRUE | wye
89 | MV_376_0_load_167 | 183 | 0.10203 | 0.049414 | 0 | 0 |  | 1 | TRUE | wye
90 | MV_376_0_load_185 | 185 | 0.36162 | 0.17514 | 0 | 0 |  | 1 | TRUE | wye
91 | MV_376_0_load_172 | 186 | 0.40971 | 0.19843 | 0 | 0 |  | 1 | TRUE | wye
92 | MV_376_0_load_155 | 187 | 0.1899 | 0.091974 | 0 | 0 |  | 1 | TRUE | wye

## ext_grid
| name | bus | vm_pu | va_degree | slack_weight | in_service
0 |  | 185 | 1 | 0 | 1 | TRUE

## line
| name | std_type | from_bus | to_bus | length_km | r_ohm_per_km | x_ohm_per_km | c_nf_per_km | g_us_per_km | max_i_ka | df | parallel | type | in_service
0 | MV_376_0_line_0 |  | 0 | 1 | 0.057846 | 0.5939 | 0.372 | 9.5 | 0 | 0.21 | 1 | 1 | ol | TRUE
1 | MV_376_0_line_1 |  | 1 | 2 | 0.082538 | 0.445 | 0.132 | 190 | 0 | 0.22 | 1 | 1 | cs | TRUE
2 | MV_376_0_line_2 |  | 2 | 4 | 0.062594 | 0.445 | 0.132 | 190 | 0 | 0.22 | 1 | 1 | cs | TRUE
3 | MV_376_0_line_3 |  | 3 | 4 | 0.085119 | 0.5939 | 0.372 | 9.5 | 0 | 0.21 | 1 | 1 | ol | TRUE
4 | MV_376_0_line_4 |  | 3 | 5 | 0.67875 | 0.445 | 0.132 | 190 | 0 | 0.22 | 1 | 1 | cs | TRUE
5 | MV_376_0_line_5 |  | 4 | 6 | 0.046681 | 0.445 | 0.132 | 190 | 0 | 0.22 | 1 | 1 | cs | TRUE
6 | MV_376_0_line_6 |  | 5 | 10 | 1.2021 | 0.445 | 0.132 | 190 | 0 | 0.22 | 1 | 1 | cs | TRUE
7 | MV_376_0_line_7 |  | 5 | 7 | 0.033747 | 0.445 | 0.132 | 190 | 0 | 0.22 | 1 | 1 | cs | TRUE
8 | MV_376_0_line_8 |  | 7 | 8 | 0.005515 | 0.445 | 0.132 | 190 | 0 | 0.22 | 1 | 1 | cs | TRUE
9 | MV_376_0_line_9 |  | 8 | 9 | 0.26733 | 0.445 | 0.132 | 190 | 0 | 0.22 | 1 | 1 | cs | TRUE
10 | MV_376_0_line_10 |  | 9 | 11 | 0.007452 | 0.445 | 0.132 | 190 | 0 | 0.22 | 1 | 1 | cs | TRUE
11 | MV_376_0_line_11 |  | 10 | 12 | 0.065872 | 0.445 | 0.132 | 190 | 0 | 0.22 | 1 | 1 | cs | TRUE
12 | MV_376_0_line_12 |  | 10 | 13 | 0.030522 | 0.445 | 0.132 | 190 | 0 | 0.22 | 1 | 1 | cs | TRUE
13 | MV_376_0_line_13 |  | 11 | 15 | 0.015131 | 0.445 | 0.132 | 190 | 0 | 0.22 | 1 | 1 | cs | TRUE
14 | MV_376_0_line_14 |  | 12 | 14 | 0.13025 | 0.445 | 0.132 | 190 | 0 | 0.22 | 1 | 1 | cs | TRUE
15 | MV_376_0_line_15 |  | 13 | 16 | 0.027136 | 0.445 | 0.132 | 190 | 0 | 0.22 | 1 | 1 | cs | TRUE
16 | MV_376_0_line_16 |  | 15 | 138 | 0.90611 | 0.445 | 0.132 | 190 | 0 | 0.22 | 1 | 1 | cs | TRUE
17 | MV_376_0_line_17 |  | 16 | 122 | 0.50637 | 0.445 | 0.132 | 190 | 0 | 0.22 | 1 | 1 | cs | TRUE
18 | MV_376_0_line_18 |  | 17 | 18 | 0.03777 | 0.445 | 0.132 | 190 | 0 | 0.22 | 1 | 1 | cs | TRUE
19 | MV_376_0_line_19 |  | 17 | 19 | 0.033111 | 0.5939 | 0.372 | 9.5 | 0 | 0.21 | 1 | 1 | ol | TRUE
20 | MV_376_0_line_20 |  | 18 | 20 | 0.048752 | 0.445 | 0.132 | 190 | 0 | 0.22 | 1 | 1 | cs | TRUE
21 | MV_376_0_line_21 |  | 20 | 21 | 0.029333 | 0.445 | 0.132 | 190 | 0 | 0.22 | 1 | 1 | cs | TRUE
22 | MV_376_0_line_22 |  | 21 | 22 | 0.19585 | 0.445 | 0.132 | 190 | 0 | 0.22 | 1 | 1 | cs | TRUE
23 | MV_376_0_line_23 |  | 21 | 23 | 0.052087 | 0.445 | 0.132 | 190 | 0 | 0.22 | 1 | 1 | cs | TRUE
24 | MV_376_0_line_24 |  | 21 | 24 | 0.19962 | 0.445 | 0.132 | 190 | 0 | 0.22 | 1 | 1 | cs | TRUE
25 | MV_376_0_line_25 |  | 22 | 156 | 0.016067 | 0.445 | 0.132 | 190 | 0 | 0.22 | 1 | 1 | cs | TRUE
26 | MV_376_0_line_26 |  | 23 | 162 | 0.052284 | 0.445 | 0.132 | 190 | 0 | 0.22 | 1 | 1 | cs | TRUE
27 | MV_376_0_line_27 |  | 24 | 155 | 0.003902 | 0.445 | 0.132 | 190 | 0 | 0.22 | 1 | 1 | cs | TRUE
28 | MV_376_0_line_28 |  | 24 | 148 | 0.23293 | 0.161 | 0.117 | 273 | 0 | 0.362 | 1 | 1 | cs | TRUE
29 | MV_376_0_line_29 |  | 24 | 150 | 0.097274 | 0.0515 | 0.029 | 1000 | 0 | 1.276 | 1 | 1 | cs | TRUE
30 | MV_376_0_line_30 |  | 25 | 26 | 0.019073 | 0.445 | 0.132 | 190 | 0 | 0.22 | 1 | 1 | cs | TRUE
31 | MV_376_0_line_31 |  | 26 | 27 | 0.083778 | 0.445 | 0.132 | 190 | 0 | 0.22 | 1 | 1 | cs | TRUE
32 | MV_376_0_line_32 |  | 27 | 38 | 0.024623 | 0.445 | 0.132 | 190 | 0 | 0.22 | 1 | 1 | cs | TRUE
33 | MV_376_0_line_33 |  | 28 | 29 | 0.069338 | 0.445 | 0.132 | 190 | 0 | 0.22 | 1 | 1 | cs | TRUE
34 | MV_376_0_line_34 |  | 28 | 30 | 0.083786 | 0.445 | 0.132 | 190 | 0 | 0.22 | 1 | 1 | cs | TRUE
35 | MV_376_0_line_35 |  | 29 | 31 | 0.047395 | 0.445 | 0.132 | 190 | 0 | 0.22 | 1 | 1 | cs | TRUE
36 | MV_376_0_line_36 |  | 29 | 32 | 0.21898 | 0.445 | 0.132 | 190 | 0 | 0.22 | 1 | 1 | cs | TRUE
37 | MV_376_0_line_37 |  | 30 | 33 | 0.13766 | 0.445 | 0.132 | 190 | 0 | 0.22 | 1 | 1 | cs | TRUE
38 | MV_376_0_line_38 |  | 30 | 34 | 0.087823 | 0.445 | 0.132 | 190 | 0 | 0.22 | 1 | 1 | cs | TRUE
39 | MV_376_0_line_39 |  | 30 | 35 | 0.0028337 | 0.445 | 0.132 | 190 | 0 | 0.22 | 1 | 1 | cs | TRUE
40 | MV_376_0_line_40 |  | 31 | 39 | 0.037203 | 0.445 | 0.132 | 190 | 0 | 0.22 | 1 | 1 | cs | TRUE
41 | MV_376_0_line_41 |  | 32 | 43 | 0.02066 | 0.445 | 0.132 | 190 | 0 | 0.22 | 1 | 1 | cs | TRUE
42 | MV_376_0_line_42 |  | 32 | 40 | 0.39586 | 0.445 | 0.132 | 190 | 0 | 0.22 | 1 | 1 | cs | TRUE
43 | MV_376_0_line_43 |  | 33 | 37 | 0.046045 | 0.445 | 0.132 | 190 | 0 | 0.22 | 1 | 1 | cs | TRUE
44 | MV_376_0_line_44 |  | 34 | 36 | 0.0094542 | 0.445 | 0.132 | 190 | 0 | 0.22 | 1 | 1 | cs | TRUE
45 | MV_376_0_line_45 |  | 35 | 50 | 0.011745 | 0.445 | 0.132 | 190 | 0 | 0.22 | 1 | 1 | cs | TRUE
46 | MV_376_0_line_46 |  | 38 | 51 | 0.021081 | 0.445 | 0.132 | 190 | 0 | 0.22 | 1 | 1 | cs | TRUE
47 | MV_376_0_line_47 |  | 39 | 168 | 0.20859 | 0.445 | 0.132 | 190 | 0 | 0.22 | 1 | 1 | cs | TRUE
48 | MV_376_0_line_48 |  | 40 | 41 | 0.65313 | 0.445 | 0.132 | 190 | 0 | 0.22 | 1 | 1 | cs | TRUE
49 | MV_376_0_line_49 |  | 40 | 42 | 0.027756 | 0.445 | 0.132 | 190 | 0 | 0.22 | 1 | 1 | cs | TRUE
50 | MV_376_0_line_50 |  | 41 | 47 | 0.036706 | 0.445 | 0.132 | 190 | 0 | 0.22 | 1 | 1 | cs | TRUE
51 | MV_376_0_line_51 |  | 41 | 44 | 0.1808 | 0.445 | 0.132 | 190 | 0 | 0.22 | 1 | 1 | cs | TRUE
52 | MV_376_0_line_52 |  | 44 | 45 | 0.13781 | 0.445 | 0.132 | 190 | 0 | 0.22 | 1 | 1 | cs | TRUE
53 | MV_376_0_line_53 |  | 44 | 46 | 0.013395 | 0.445 | 0.132 | 190 | 0 | 0.22 | 1 | 1 | cs | TRUE
54 | MV_376_0_line_54 |  | 45 | 48 | 0.14092 | 0.445 | 0.132 | 190 | 0 | 0.22 | 1 | 1 | cs | TRUE
55 | MV_376_0_line_55 |  | 45 | 49 | 0.04462 | 0.445 | 0.132 | 190 | 0 | 0.22 | 1 | 1 | cs | TRUE
56 | MV_376_0_line_56 |  | 47 | 84 | 0.013808 | 0.445 | 0.132 | 190 | 0 | 0.22 | 1 | 1 | cs | TRUE
57 | MV_376_0_line_57 |  | 47 | 85 | 0.028448 | 0.5939 | 0.372 | 9.5 | 0 | 0.21 | 1 | 1 | ol | TRUE
58 | MV_376_0_line_58 |  | 48 | 88 | 0.022727 | 0.445 | 0.132 | 190 | 0 | 0.22 | 1 | 1 | cs | TRUE
59 | MV_376_0_line_59 |  | 48 | 86 | 0.13443 | 0.161 | 0.117 | 273 | 0 | 0.362 | 1 | 1 | cs | TRUE
60 | MV_376_0_line_60 |  | 50 | 164 | 0.044085 | 0.445 | 0.132 | 190 | 0 | 0.22 | 1 | 1 | cs | TRUE
61 | MV_376_0_line_61 |  | 51 | 76 | 0.041708 | 0.445 | 0.132 | 190 | 0 | 0.22 | 1 | 1 | cs | TRUE
62 | MV_376_0_line_62 |  | 51 | 57 | 0.19761 | 0.0515 | 0.029 | 1000 | 0 | 1.276 | 1 | 1 | cs | TRUE
63 | MV_376_0_line_63 |  | 51 | 72 | 0.57095 | 0.0515 | 0.029 | 1000 | 0 | 1.276 | 1 | 1 | cs | TRUE
64 | MV_376_0_line_64 |  | 52 | 53 | 0.026515 | 0.0515 | 0.029 | 1000 | 0 | 1.276 | 1 | 1 | cs | TRUE
65 | MV_376_0_line_65 |  | 52 | 54 | 0.03673 | 0.0595 | 0.16 | 22 | 0 | 1.29 | 1 | 1 | ol | TRUE
66 | MV_376_0_line_66 |  | 53 | 55 | 0.13178 | 0.445 | 0.132 | 190 | 0 | 0.22 | 1 | 1 | cs | TRUE
67 | MV_376_0_line_67 |  | 53 | 56 | 0.073011 | 0.445 | 0.132 | 190 | 0 | 0.22 | 1 | 1 | cs | TRUE
68 | MV_376_0_line_68 |  | 53 | 57 | 0.14968 | 0.0515 | 0.029 | 1000 | 0 | 1.276 | 1 | 1 | cs | TRUE
69 | MV_376_0_line_69 |  | 54 | 58 | 0.097993 | 0.0515 | 0.029 | 1000 | 0 | 1.276 | 1 | 1 | cs | TRUE
70 | MV_376_0_line_70 |  | 55 | 61 | 0.040166 | 0.445 | 0.132 | 190 | 0 | 0.22 | 1 | 1 | cs | TRUE
71 | MV_376_0_line_71 |  | 56 | 65 | 0.050625 | 0.445 | 0.132 | 190 | 0 | 0.22 | 1 | 1 | cs | TRUE
72 | MV_376_0_line_72 |  | 57 | 67 | 0.004695 | 0.445 | 0.132 | 190 | 0 | 0.22 | 1 | 1 | cs | TRUE
73 | MV_376_0_line_73 |  | 58 | 59 | 0.001374 | 0.445 | 0.132 | 190 | 0 | 0.22 | 1 | 1 | cs | TRUE
74 | MV_376_0_line_74 |  | 58 | 60 | 0.052639 | 0.0595 | 0.16 | 22 | 0 | 1.29 | 1 | 1 | ol | TRUE
75 | MV_376_0_line_75 |  | 60 | 68 | 0.10375 | 0.0595 | 0.16 | 22 | 0 | 1.29 | 1 | 1 | ol | TRUE
76 | MV_376_0_line_76 |  | 60 | 62 | 0.046969 | 0.445 | 0.132 | 190 | 0 | 0.22 | 1 | 1 | cs | TRUE
77 | MV_376_0_line_77 |  | 61 | 69 | 0.0022 | 0.445 | 0.132 | 190 | 0 | 0.22 | 1 | 1 | cs | TRUE
78 | MV_376_0_line_78 |  | 62 | 63 | 0.21606 | 0.445 | 0.132 | 190 | 0 | 0.22 | 1 | 1 | cs | TRUE
79 | MV_376_0_line_79 |  | 62 | 64 | 0.037586 | 0.5939 | 0.372 | 9.5 | 0 | 0.21 | 1 | 1 | ol | TRUE
80 | MV_376_0_line_80 |  | 63 | 66 | 0.017312 | 0.445 | 0.132 | 190 | 0 | 0.22 | 1 | 1 | cs | TRUE
81 | MV_376_0_line_81 |  | 64 | 70 | 0.003392 | 0.445 | 0.132 | 190 | 0 | 0.22 | 1 | 1 | cs | TRUE
82 | MV_376_0_line_82 |  | 68 | 171 | 0.019677 | 0.0515 | 0.029 | 1000 | 0 | 1.276 | 1 | 1 | cs | TRUE
83 | MV_376_0_line_83 |  | 69 | 187 | 0.017246 | 0.445 | 0.132 | 190 | 0 | 0.22 | 1 | 1 | cs | TRUE
84 | MV_376_0_line_84 |  | 70 | 71 | 0.12621 | 0.445 | 0.132 | 190 | 0 | 0.22 | 1 | 1 | cs | TRUE
85 | MV_376_0_line_85 |  | 71 | 82 | 0.00363 | 0.445 | 0.132 | 190 | 0 | 0.22 | 1 | 1 | cs | TRUE
86 | MV_376_0_line_86 |  | 72 | 73 | 0.03657 | 0.0515 | 0.029 | 1000 | 0 | 1.276 | 1 | 1 | cs | TRUE
87 | MV_376_0_line_87 |  | 72 | 74 | 0.0308 | 0.0515 | 0.029 | 1000 | 0 | 1.276 | 1 | 1 | cs | TRUE
88 | MV_376_0_line_88 |  | 73 | 75 | 0.021677 | 0.0515 | 0.029 | 1000 | 0 | 1.276 | 1 | 1 | cs | TRUE
89 | MV_376_0_line_89 |  | 74 | 120 | 0.13224 | 0.0595 | 0.16 | 22 | 0 | 1.29 | 1 | 1 | ol | TRUE
90 | MV_376_0_line_90 |  | 75 | 182 | 0.029292 | 0.0515 | 0.029 | 1000 | 0 | 1.276 | 1 | 1 | cs | TRUE
91 | MV_376_0_line_91 |  | 76 | 77 | 0.0084664 | 0.445 | 0.132 | 190 | 0 | 0.22 | 1 | 1 | cs | TRUE
92 | MV_376_0_line_92 |  | 78 | 79 | 0.022596 | 0.445 | 0.132 | 190 | 0 | 0.22 | 1 | 1 | cs | TRUE
93 | MV_376_0_line_93 |  | 79 | 80 | 0.056248 | 0.445 | 0.132 | 190 | 0 | 0.22 | 1 | 1 | cs | TRUE
94 | MV_376_0_line_94 |  | 79 | 81 | 0.017428 | 0.445 | 0.132 | 190 | 0 | 0.22 | 1 | 1 | cs | TRUE
95 | MV_376_0_line_95 |  | 80 | 82 | 0.023098 | 0.445 | 0.132 | 190 | 0 | 0.22 | 1 | 1 | cs | TRUE
96 | MV_376_0_line_96 |  | 81 | 83 | 0.18439 | 0.445 | 0.132 | 190 | 0 | 0.22 | 1 | 1 | cs | TRUE
97 | MV_376_0_line_97 |  | 86 | 87 | 0.051352 | 0.0515 | 0.029 | 1000 | 0 | 1.276 | 1 | 1 | cs | TRUE
98 | MV_376_0_line_98 |  | 87 | 114 | 0.082087 | 0.5939 | 0.372 | 9.5 | 0 | 0.21 | 1 | 1 | ol | TRUE
99 | MV_376_0_line_99 |  | 87 | 115 | 0.086783 | 0.0595 | 0.16 | 22 | 0 | 1.29 | 1 | 1 | ol | TRUE
100 | MV_376_0_line_100 |  | 88 | 89 | 0.016763 | 0.445 | 0.132 | 190 | 0 | 0.22 | 1 | 1 | cs | TRUE
101 | MV_376_0_line_101 |  | 89 | 90 | 0.018484 | 0.445 | 0.132 | 190 | 0 | 0.22 | 1 | 1 | cs | TRUE
102 | MV_376_0_line_102 |  | 89 | 91 | 0.14636 | 0.445 | 0.132 | 190 | 0 | 0.22 | 1 | 1 | cs | TRUE
103 | MV_376_0_line_103 |  | 90 | 92 | 0.019973 | 0.445 | 0.132 | 190 | 0 | 0.22 | 1 | 1 | cs | TRUE
104 | MV_376_0_line_104 |  | 91 | 93 | 0.35954 | 0.445 | 0.132 | 190 | 0 | 0.22 | 1 | 1 | cs | TRUE
105 | MV_376_0_line_105 |  | 91 | 94 | 0.30134 | 0.445 | 0.132 | 190 | 0 | 0.22 | 1 | 1 | cs | TRUE
106 | MV_376_0_line_106 |  | 91 | 95 | 0.063808 | 0.5939 | 0.372 | 9.5 | 0 | 0.21 | 1 | 1 | ol | TRUE
107 | MV_376_0_line_107 |  | 93 | 97 | 0.070045 | 0.445 | 0.132 | 190 | 0 | 0.22 | 1 | 1 | cs | TRUE
108 | MV_376_0_line_108 |  | 93 | 98 | 0.00612 | 0.445 | 0.132 | 190 | 0 | 0.22 | 1 | 1 | cs | TRUE
109 | MV_376_0_line_109 |  | 94 | 96 | 0.033858 | 0.445 | 0.132 | 190 | 0 | 0.22 | 1 | 1 | cs | TRUE
110 | MV_376_0_line_110 |  | 95 | 104 | 0.051025 | 0.5939 | 0.372 | 9.5 | 0 | 0.21 | 1 | 1 | ol | TRUE
111 | MV_376_0_line_111 |  | 96 | 105 | 0.12615 | 0.5939 | 0.372 | 9.5 | 0 | 0.21 | 1 | 1 | ol | TRUE
112 | MV_376_0_line_112 |  | 97 | 99 | 0.055399 | 0.445 | 0.132 | 190 | 0 | 0.22 | 1 | 1 | cs | TRUE
113 | MV_376_0_line_113 |  | 97 | 100 | 0.010106 | 0.445 | 0.132 | 190 | 0 | 0.22 | 1 | 1 | cs | TRUE
114 | MV_376_0_line_114 |  | 99 | 106 | 0.001927 | 0.445 | 0.132 | 190 | 0 | 0.22 | 1 | 1 | cs | TRUE
115 | MV_376_0_line_115 |  | 100 | 107 | 0.021873 | 0.445 | 0.132 | 190 | 0 | 0.22 | 1 | 1 | cs | TRUE
116 | MV_376_0_line_116 |  | 101 | 102 | 0.032664 | 0.445 | 0.132 | 190 | 0 | 0.22 | 1 | 1 | cs | TRUE
117 | MV_376_0_line_117 |  | 101 | 103 | 0.17589 | 0.5939 | 0.372 | 9.5 | 0 | 0.21 | 1 | 1 | ol | TRUE
118 | MV_376_0_line_118 |  | 103 | 108 | 0.020518 | 0.0515 | 0.029 | 1000 | 0 | 1.276 | 1 | 1 | cs | TRUE
119 | MV_376_0_line_119 |  | 103 | 109 | 0.17218 | 0.0515 | 0.029 | 1000 | 0 | 1.276 | 1 | 1 | cs | TRUE
120 | MV_376_0_line_120 |  | 104 | 112 | 0.005897 | 0.445 | 0.132 | 190 | 0 | 0.22 | 1 | 1 | cs | TRUE
121 | MV_376_0_line_121 |  | 106 | 175 | 0.034242 | 0.445 | 0.132 | 190 | 0 | 0.22 | 1 | 1 | cs | TRUE
122 | MV_376_0_line_122 |  | 107 | 176 | 0.0018272 | 0.445 | 0.132 | 190 | 0 | 0.22 | 1 | 1 | cs | TRUE
123 | MV_376_0_line_123 |  | 108 | 121 | 0.0376 | 0.0515 | 0.029 | 1000 | 0 | 1.276 | 1 | 1 | cs | TRUE
124 | MV_376_0_line_124 |  | 109 | 118 | 0.058788 | 0.0515 | 0.029 | 1000 | 0 | 1.276 | 1 | 1 | cs | TRUE
125 | MV_376_0_line_125 |  | 109 | 116 | 0.016659 | 0.445 | 0.132 | 190 | 0 | 0.22 | 1 | 1 | cs | TRUE
126 | MV_376_0_line_126 |  | 110 | 111 | 0.023696 | 0.445 | 0.132 | 190 | 0 | 0.22 | 1 | 1 | cs | TRUE
127 | MV_376_0_line_127 |  | 111 | 133 | 0.02854 | 0.445 | 0.132 | 190 | 0 | 0.22 | 1 | 1 | cs | TRUE
128 | MV_376_0_line_128 |  | 112 | 113 | 0.06678 | 0.445 | 0.132 | 190 | 0 | 0.22 | 1 | 1 | cs | TRUE
129 | MV_376_0_line_129 |  | 113 | 133 | 0.079592 | 0.5939 | 0.372 | 9.5 | 0 | 0.21 | 1 | 1 | ol | TRUE
130 | MV_376_0_line_130 |  | 115 | 178 | 0.053062 | 0.0515 | 0.029 | 1000 | 0 | 1.276 | 1 | 1 | cs | TRUE
131 | MV_376_0_line_131 |  | 116 | 117 | 0.12911 | 0.5939 | 0.372 | 9.5 | 0 | 0.21 | 1 | 1 | ol | TRUE
132 | MV_376_0_line_132 |  | 117 | 119 | 0.038765 | 0.445 | 0.132 | 190 | 0 | 0.22 | 1 | 1 | cs | TRUE
133 | MV_376_0_line_133 |  | 118 | 120 | 0.018519 | 0.0515 | 0.029 | 1000 | 0 | 1.276 | 1 | 1 | cs | TRUE
134 | MV_376_0_line_134 |  | 119 | 180 | 0.21776 | 0.445 | 0.132 | 190 | 0 | 0.22 | 1 | 1 | cs | TRUE
135 | MV_376_0_line_135 |  | 121 | 177 | 0.022627 | 0.0515 | 0.029 | 1000 | 0 | 1.276 | 1 | 1 | cs | TRUE
136 | MV_376_0_line_136 |  | 122 | 123 | 0.31702 | 0.445 | 0.132 | 190 | 0 | 0.22 | 1 | 1 | cs | TRUE
137 | MV_376_0_line_137 |  | 122 | 124 | 0.062821 | 0.5939 | 0.372 | 9.5 | 0 | 0.21 | 1 | 1 | ol | TRUE
138 | MV_376_0_line_138 |  | 123 | 125 | 0.24516 | 0.445 | 0.132 | 190 | 0 | 0.22 | 1 | 1 | cs | TRUE
139 | MV_376_0_line_139 |  | 123 | 126 | 0.045704 | 0.5939 | 0.372 | 9.5 | 0 | 0.21 | 1 | 1 | ol | TRUE
140 | MV_376_0_line_140 |  | 123 | 127 | 0.033049 | 0.445 | 0.132 | 190 | 0 | 0.22 | 1 | 1 | cs | TRUE
141 | MV_376_0_line_141 |  | 125 | 128 | 0.070934 | 0.445 | 0.132 | 190 | 0 | 0.22 | 1 | 1 | cs | TRUE
142 | MV_376_0_line_142 |  | 126 | 159 | 0.035153 | 0.445 | 0.132 | 190 | 0 | 0.22 | 1 | 1 | cs | TRUE
143 | MV_376_0_line_143 |  | 127 | 153 | 0.019175 | 0.445 | 0.132 | 190 | 0 | 0.22 | 1 | 1 | cs | TRUE
144 | MV_376_0_line_144 |  | 129 | 130 | 0.04746 | 0.5939 | 0.372 | 9.5 | 0 | 0.21 | 1 | 1 | ol | TRUE
145 | MV_376_0_line_145 |  | 130 | 131 | 0.12123 | 0.445 | 0.132 | 190 | 0 | 0.22 | 1 | 1 | cs | TRUE
146 | MV_376_0_line_146 |  | 130 | 132 | 0.3792 | 0.445 | 0.132 | 190 | 0 | 0.22 | 1 | 1 | cs | TRUE
147 | MV_376_0_line_147 |  | 131 | 136 | 0.039042 | 0.445 | 0.132 | 190 | 0 | 0.22 | 1 | 1 | cs | TRUE
148 | MV_376_0_line_148 |  | 131 | 133 | 0.12124 | 0.5939 | 0.372 | 9.5 | 0 | 0.21 | 1 | 1 | ol | TRUE
149 | MV_376_0_line_149 |  | 132 | 137 | 0.0084192 | 0.5939 | 0.372 | 9.5 | 0 | 0.21 | 1 | 1 | ol | TRUE
150 | MV_376_0_line_150 |  | 133 | 134 | 0.042817 | 0.5939 | 0.372 | 9.5 | 0 | 0.21 | 1 | 1 | ol | TRUE
151 | MV_376_0_line_151 |  | 133 | 135 | 0.52033 | 0.5939 | 0.372 | 9.5 | 0 | 0.21 | 1 | 1 | ol | TRUE
152 | MV_376_0_line_152 |  | 138 | 139 | 0.038537 | 0.445 | 0.132 | 190 | 0 | 0.22 | 1 | 1 | cs | TRUE
153 | MV_376_0_line_153 |  | 140 | 141 | 0.01238 | 0.445 | 0.132 | 190 | 0 | 0.22 | 1 | 1 | cs | TRUE
154 | MV_376_0_line_154 |  | 141 | 146 | 0.083468 | 0.445 | 0.132 | 190 | 0 | 0.22 | 1 | 1 | cs | TRUE
155 | MV_376_0_line_155 |  | 142 | 143 | 0.039643 | 0.445 | 0.132 | 190 | 0 | 0.22 | 1 | 1 | cs | TRUE
156 | MV_376_0_line_156 |  | 142 | 144 | 0.047767 | 0.445 | 0.132 | 190 | 0 | 0.22 | 1 | 1 | cs | TRUE
157 | MV_376_0_line_157 |  | 143 | 145 | 0.14495 | 0.445 | 0.132 | 190 | 0 | 0.22 | 1 | 1 | cs | TRUE
158 | MV_376_0_line_158 |  | 143 | 146 | 0.19087 | 0.445 | 0.132 | 190 | 0 | 0.22 | 1 | 1 | cs | TRUE
159 | MV_376_0_line_159 |  | 145 | 147 | 0.033689 | 0.445 | 0.132 | 190 | 0 | 0.22 | 1 | 1 | cs | TRUE
160 | MV_376_0_line_160 |  | 146 | 148 | 0.15453 | 0.445 | 0.132 | 190 | 0 | 0.22 | 1 | 1 | cs | TRUE
161 | MV_376_0_line_161 |  | 146 | 149 | 0.090966 | 0.445 | 0.132 | 190 | 0 | 0.22 | 1 | 1 | cs | TRUE
162 | MV_376_0_line_162 |  | 148 | 153 | 0.05938 | 0.445 | 0.132 | 190 | 0 | 0.22 | 1 | 1 | cs | TRUE
163 | MV_376_0_line_163 |  | 148 | 154 | 0.051412 | 0.445 | 0.132 | 190 | 0 | 0.22 | 1 | 1 | cs | TRUE
164 | MV_376_0_line_164 |  | 150 | 151 | 0.036552 | 0.445 | 0.132 | 190 | 0 | 0.22 | 1 | 1 | cs | TRUE
165 | MV_376_0_line_165 |  | 150 | 152 | 0.055395 | 0.0515 | 0.029 | 1000 | 0 | 1.276 | 1 | 1 | cs | TRUE
166 | MV_376_0_line_166 |  | 152 | 161 | 0.007774 | 0.0515 | 0.029 | 1000 | 0 | 1.276 | 1 | 1 | cs | TRUE
167 | MV_376_0_line_167 |  | 157 | 158 | 0.03447 | 0.5939 | 0.372 | 9.5 | 0 | 0.21 | 1 | 1 | ol | TRUE
168 | MV_376_0_line_168 |  | 158 | 159 | 0.056756 | 0.445 | 0.132 | 190 | 0 | 0.22 | 1 | 1 | cs | TRUE
169 | MV_376_0_line_169 |  | 159 | 160 | 0.075934 | 0.445 | 0.132 | 190 | 0 | 0.22 | 1 | 1 | cs | TRUE
170 | MV_376_0_line_170 |  | 160 | 163 | 0.018107 | 0.445 | 0.132 | 190 | 0 | 0.22 | 1 | 1 | cs | TRUE
171 | MV_376_0_line_171 |  | 161 | 186 | 0.0292 | 0.0595 | 0.16 | 22 | 0 | 1.29 | 1 | 1 | ol | TRUE
172 | MV_376_0_line_172 |  | 162 | 173 | 0.01073 | 0.445 | 0.132 | 190 | 0 | 0.22 | 1 | 1 | cs | TRUE
173 | MV_376_0_line_173 |  | 164 | 165 | 0.040638 | 0.445 | 0.132 | 190 | 0 | 0.22 | 1 | 1 | cs | TRUE
174 | MV_376_0_line_174 |  | 165 | 166 | 0.0016897 | 0.445 | 0.132 | 190 | 0 | 0.22 | 1 | 1 | cs | TRUE
175 | MV_376_0_line_175 |  | 167 | 168 | 0.016977 | 0.445 | 0.132 | 190 | 0 | 0.22 | 1 | 1 | cs | TRUE
176 | MV_376_0_line_176 |  | 168 | 169 | 0.10857 | 0.445 | 0.132 | 190 | 0 | 0.22 | 1 | 1 | cs | TRUE
177 | MV_376_0_line_177 |  | 169 | 170 | 0.012607 | 0.445 | 0.132 | 190 | 0 | 0.22 | 1 | 1 | cs | TRUE
178 | MV_376_0_line_178 |  | 171 | 172 | 0.15937 | 0.0515 | 0.029 | 1000 | 0 | 1.276 | 1 | 1 | cs | TRUE
179 | MV_376_0_line_179 |  | 172 | 186 | 0.030808 | 0.0515 | 0.029 | 1000 | 0 | 1.276 | 1 | 1 | cs | TRUE
180 | MV_376_0_line_180 |  | 173 | 174 | 0.025069 | 0.445 | 0.132 | 190 | 0 | 0.22 | 1 | 1 | cs | TRUE
181 | MV_376_0_line_181 |  | 177 | 178 | 0.030812 | 0.0515 | 0.029 | 1000 | 0 | 1.276 | 1 | 1 | cs | TRUE
182 | MV_376_0_line_182 |  | 179 | 180 | 0.0022523 | 0.445 | 0.132 | 190 | 0 | 0.22 | 1 | 1 | cs | TRUE
183 | MV_376_0_line_183 |  | 181 | 182 | 0.40876 | 0.445 | 0.132 | 190 | 0 | 0.22 | 1 | 1 | cs | TRUE
184 | MV_376_0_line_184 |  | 181 | 183 | 0.001359 | 0.445 | 0.132 | 190 | 0 | 0.22 | 1 | 1 | cs | TRUE
185 | MV_376_0_line_185 |  | 182 | 184 | 0.12903 | 0.0515 | 0.029 | 1000 | 0 | 1.276 | 1 | 1 | cs | TRUE
186 | MV_376_0_line_186 |  | 184 | 185 | 0.013104 | 0.0515 | 0.029 | 1000 | 0 | 1.276 | 1 | 1 | cs | TRUE

## trafo
| name | std_type | hv_bus | lv_bus | sn_mva | vn_hv_kv | vn_lv_kv | vk_percent | vkr_percent | pfe_kw | i0_percent | shift_degree | tap_side | tap_neutral | tap_min | tap_max | tap_step_percent | tap_step_degree | tap_pos | tap_phase_shifter | parallel | df | in_service
0 | MV_376_0_trafo_185 | 25 MVA 110/20 kV | 188 | 185 | 25 | 110 | 20 | 12 | 0.41 | 14 | 0.07 | 150 | hv | 0 | -9 | 9 | 1.5 | 0 | 0 | FALSE | 1 | 1 | TRUE

## bus_geodata
| x | y | coords
0 | 2578227.6255 | 1181519.9529
1 | 2578188.1442 | 1181477.6751
2 | 2578174.3839 | 1181396.3499
3 | 2578028.2751 | 1181383.6347
4 | 2578111.8165 | 1181399.9474
5 | 2577843.3467 | 1181649.8784
6 | 2578118.144 | 1181446.17
7 | 2577827.0273 | 1181620.835
8 | 2577821.5345 | 1181620.1884
9 | 2577714.8516 | 1181424.3285
10 | 2578643.464 | 1181847.8985
11 | 2577713.7204 | 1181416.9629
12 | 2578686.2676 | 1181797.9196
13 | 2578652.8453 | 1181876.8911
14 | 2578750.3368 | 1181905.8961
15 | 2577711.4235 | 1181402.0075
16 | 2578658.4519 | 1181903.0402
17 | 2578424.767 | 1182532.4067
18 | 2578419.2667 | 1182567.4004
19 | 2578443.1227 | 1182504.85
20 | 2578371.2812 | 1182576.0143
21 | 2578342.4101 | 1182581.197
22 | 2578213.2798 | 1182643.6549
23 | 2578333.2302 | 1182529.9249
24 | 2578449.7736 | 1182598.4729
25 | 2578048.1689 | 1183019.2551
26 | 2578055.8077 | 1183001.7734
27 | 2578044.4037 | 1182942.1066
28 | 2578031.9957 | 1183080.4797
29 | 2578013.7368 | 1183147.3707
30 | 2578093.8142 | 1183071.0921
31 | 2578001.8836 | 1183193.2592
32 | 2577967.5568 | 1183093.424
33 | 2578189.0365 | 1183131.586
34 | 2578055.4339 | 1183124.3052
35 | 2578094.714 | 1183068.405
36 | 2578059.8908 | 1183130.9111
37 | 2578232.9711 | 1183145.3594
38 | 2578058.198 | 1182921.7104
39 | 2577992.5792 | 1183229.2801
40 | 2577653.1582 | 1183071.9149
41 | 2577480.7106 | 1183103.1903
42 | 2577674.82 | 1183088.4681
43 | 2577970.7831 | 1183113.829
44 | 2577400.9134 | 1183029.6092
45 | 2577409.7903 | 1182926.2773
46 | 2577414.2771 | 1183030.5193
47 | 2577445.1528 | 1183094.0834
48 | 2577387.7088 | 1182794.6702
49 | 2577365.1806 | 1182925.9701
50 | 2578098.4433 | 1183057.2679
51 | 2578070.0079 | 1182904.2483
52 | 2578212.3741 | 1182732.2598
53 | 2578190.2719 | 1182746.9482
54 | 2578242.9917 | 1182711.9709
55 | 2578094.0541 | 1182770.4794
56 | 2578191.6162 | 1182799.3371
57 | 2578204.3233 | 1182852.4294
58 | 2578312.8946 | 1182755.8282
59 | 2578313.6998 | 1182754.7136
60 | 2578339.7346 | 1182801.1098
61 | 2578120.5096 | 1182799.9977
62 | 2578310.4825 | 1182837.8574
63 | 2578282.0502 | 1182921.4486
64 | 2578342.9373 | 1182856.816
65 | 2578161.404 | 1182839.9588
66 | 2578295.7926 | 1182932.0264
67 | 2578208.1278 | 1182855.1947
68 | 2578440.5545 | 1182825.602
69 | 2578122.138 | 1182798.5132
70 | 2578346.1181 | 1182856.0597
71 | 2578446.0589 | 1182907.9694
72 | 2577967.1456 | 1182684.3906
73 | 2577955.6949 | 1182649.6593
74 | 2577938.5535 | 1182694.1245
75 | 2577949.1504 | 1182628.9941
76 | 2578075.6489 | 1182933.0648
77 | 2578082.6723 | 1182937.7924
78 | 2578545.2479 | 1182923.2866
79 | 2578524.4176 | 1182915.9577
80 | 2578468.7708 | 1182907.7762
81 | 2578540.4445 | 1182914.4326
82 | 2578445.8626 | 1182904.346
83 | 2578675.6593 | 1182935.8814
84 | 2577448.5922 | 1183080.711
85 | 2577417.0705 | 1183089.5391
86 | 2577505.1695 | 1182809.2674
87 | 2577555.7041 | 1182799.3609
88 | 2577383.3718 | 1182772.364
89 | 2577380.1716 | 1182755.912
90 | 2577361.6343 | 1182755.8489
91 | 2577356.7196 | 1182611.548
92 | 2577341.6615 | 1182755.781
93 | 2577194.9313 | 1182831.9674
94 | 2577109.7379 | 1182593.436
95 | 2577342.0005 | 1182549.4605
96 | 2577114.7842 | 1182563.49
97 | 2577237.5972 | 1182856.9509
98 | 2577188.8436 | 1182831.1903
99 | 2577292.9951 | 1182857.329
100 | 2577237.4074 | 1182867.055
101 | 2577621.122 | 1182515.5122
102 | 2577625.2761 | 1182483.1131
103 | 2577696.6609 | 1182674.3565
104 | 2577353.1571 | 1182499.67
105 | 2577110.3457 | 1182437.4192
106 | 2577294.9217 | 1182857.3698
107 | 2577238.8789 | 1182886.7393
108 | 2577701.8025 | 1182694.2198
109 | 2577788.4808 | 1182591.271
110 | 2577450.7714 | 1182470.2107
111 | 2577452.1789 | 1182446.5573
112 | 2577359.0236 | 1182500.4148
113 | 2577373.0847 | 1182437.3176
114 | 2577602.9239 | 1182732.2156
115 | 2577636.4433 | 1182767.5414
116 | 2577781.675 | 1182576.0995
117 | 2577860.8638 | 1182474.121
118 | 2577804.3963 | 1182647.8634
119 | 2577878.3783 | 1182452.3428
120 | 2577809.4107 | 1182665.6904
121 | 2577711.2246 | 1182730.6203
122 | 2578547.3128 | 1182217.2348
123 | 2578503.4907 | 1182445.3775
124 | 2578606.3199 | 1182238.7898
125 | 2578379.4521 | 1182466.7255
126 | 2578548.1148 | 1182435.503
127 | 2578517.1636 | 1182473.4706
128 | 2578386.5295 | 1182536.6692
129 | 2577300.6256 | 1182310.36
130 | 2577306.3561 | 1182263.2471
131 | 2577406.1105 | 1182305.2684
132 | 2576980.5736 | 1182166.7219
133 | 2577450.3355 | 1182418.1557
134 | 2577493.1298 | 1182419.5379
135 | 2577122.6564 | 1182013.9631
136 | 2577431.907 | 1182284.2599
137 | 2576972.4787 | 1182164.4074
138 | 2577220.3427 | 1181276.6514
139 | 2577182.7894 | 1181267.5567
140 | 2578568.8879 | 1182669.2697
141 | 2578575.7451 | 1182658.9509
142 | 2578709.6045 | 1182456.4942
143 | 2578687.3705 | 1182489.2409
144 | 2578739.1116 | 1182418.9313
145 | 2578803.7087 | 1182470.8171
146 | 2578610.6834 | 1182593.3248
147 | 2578781.219 | 1182491.0297
148 | 2578534.1201 | 1182546.5087
149 | 2578700.2831 | 1182577.6155
150 | 2578423.8392 | 1182657.9642
151 | 2578452.4986 | 1182680.7503
152 | 2578380.745 | 1182680.2317
153 | 2578520.6326 | 1182492.3291
154 | 2578483.538 | 1182555.7095
155 | 2578448.9886 | 1182594.6516
156 | 2578229.1059 | 1182640.8852
157 | 2578665.3794 | 1182439.5048
158 | 2578638.3509 | 1182418.1126
159 | 2578582.4902 | 1182428.1513
160 | 2578602.5864 | 1182375.0961
161 | 2578375.896 | 1182686.3081
162 | 2578323.3775 | 1182478.5906
163 | 2578616.659 | 1182364.6958
164 | 2578126.7301 | 1183043.1569
165 | 2578165.2725 | 1183056.038
166 | 2578166.8751 | 1183056.5736
167 | 2578142.6052 | 1183169.0864
168 | 2578137.8401 | 1183185.379
169 | 2578226.0345 | 1183186.6795
170 | 2578229.9914 | 1183174.7098
171 | 2578459.1285 | 1182818.9982
172 | 2578384.3975 | 1182729.533
173 | 2578312.7714 | 1182480.4078
174 | 2578307.7772 | 1182455.8417
175 | 2577329.1557 | 1182858.0946
176 | 2577238.9606 | 1182888.5647
177 | 2577717.9398 | 1182752.2287
178 | 2577688.2447 | 1182760.4505
179 | 2577919.3408 | 1182371.6609
180 | 2577917.1091 | 1182371.3573
181 | 2578235.6708 | 1182465.2139
182 | 2577940.3066 | 1182601.0686
183 | 2578237.0101 | 1182464.9834
184 | 2578033.8135 | 1182589.2733
185 | 2578025.8726 | 1182599.4633
186 | 2578359.9135 | 1182710.7452
187 | 2578130.9512 | 1182811.8079
188 | 2578025.8726 | 1182599.4633

## line_std_types
| c_nf_per_km | r_ohm_per_km | x_ohm_per_km | max_i_ka | type | q_mm2 | alpha | voltage_rating
NAYY 4x50 SE | 210 | 0.642 | 0.083 | 0.142 | cs | 50 | 0.00403 | LV
NAYY 4x120 SE | 264 | 0.225 | 0.08 | 0.242 | cs | 120 | 0.00403 | LV
NAYY 4x150 SE | 261 | 0.208 | 0.08 | 0.27 | cs | 150 | 0.00403 | LV
NA2XS2Y 1x95 RM/25 12/20 kV | 216 | 0.313 | 0.132 | 0.252 | cs | 95 | 0.00403 | MV
NA2XS2Y 1x185 RM/25 12/20 kV | 273 | 0.161 | 0.117 | 0.362 | cs | 185 | 0.00403 | MV
NA2XS2Y 1x240 RM/25 12/20 kV | 304 | 0.122 | 0.112 | 0.421 | cs | 240 | 0.00403 | MV
NA2XS2Y 1x95 RM/25 6/10 kV | 315 | 0.313 | 0.123 | 0.249 | cs | 95 | 0.00403 | MV
NA2XS2Y 1x185 RM/25 6/10 kV | 406 | 0.161 | 0.11 | 0.358 | cs | 185 | 0.00403 | MV
NA2XS2Y 1x240 RM/25 6/10 kV | 456 | 0.122 | 0.105 | 0.416 | cs | 240 | 0.00403 | MV
NA2XS2Y 1x150 RM/25 12/20 kV | 250 | 0.206 | 0.116 | 0.319 | cs | 150 | 0.00403 | MV
NA2XS2Y 1x120 RM/25 12/20 kV | 230 | 0.253 | 0.119 | 0.283 | cs | 120 | 0.00403 | MV
NA2XS2Y 1x70 RM/25 12/20 kV | 190 | 0.443 | 0.132 | 0.22 | cs | 70 | 0.00403 | MV
NA2XS2Y 1x150 RM/25 6/10 kV | 360 | 0.206 | 0.11 | 0.315 | cs | 150 | 0.00403 | MV
NA2XS2Y 1x120 RM/25 6/10 kV | 340 | 0.253 | 0.113 | 0.28 | cs | 120 | 0.00403 | MV
NA2XS2Y 1x70 RM/25 6/10 kV | 280 | 0.443 | 0.123 | 0.217 | cs | 70 | 0.00403 | MV
N2XS(FL)2Y 1x120 RM/35 64/110 kV | 112 | 0.153 | 0.166 | 0.366 | cs | 120 | 0.00393 | HV
N2XS(FL)2Y 1x185 RM/35 64/110 kV | 125 | 0.099 | 0.156 | 0.457 | cs | 185 | 0.00393 | HV
N2XS(FL)2Y 1x240 RM/35 64/110 kV | 135 | 0.075 | 0.149 | 0.526 | cs | 240 | 0.00393 | HV
N2XS(FL)2Y 1x300 RM/35 64/110 kV | 144 | 0.06 | 0.144 | 0.588 | cs | 300 | 0.00393 | HV
15-AL1/3-ST1A 0.4 | 11 | 1.8769 | 0.35 | 0.105 | ol | 16 | 0.00403 | LV
24-AL1/4-ST1A 0.4 | 11.25 | 1.2012 | 0.335 | 0.14 | ol | 24 | 0.00403 | LV
48-AL1/8-ST1A 0.4 | 12.2 | 0.5939 | 0.3 | 0.21 | ol | 48 | 0.00403 | LV
94-AL1/15-ST1A 0.4 | 13.2 | 0.306 | 0.29 | 0.35 | ol | 94 | 0.00403 | LV
34-AL1/6-ST1A 10.0 | 9.7 | 0.8342 | 0.36 | 0.17 | ol | 34 | 0.00403 | MV
48-AL1/8-ST1A 10.0 | 10.1 | 0.5939 | 0.35 | 0.21 | ol | 48 | 0.00403 | MV
70-AL1/11-ST1A 10.0 | 10.4 | 0.4132 | 0.339 | 0.29 | ol | 70 | 0.00403 | MV
94-AL1/15-ST1A 10.0 | 10.75 | 0.306 | 0.33 | 0.35 | ol | 94 | 0.00403 | MV
122-AL1/20-ST1A 10.0 | 11.1 | 0.2376 | 0.323 | 0.41 | ol | 122 | 0.00403 | MV
149-AL1/24-ST1A 10.0 | 11.25 | 0.194 | 0.315 | 0.47 | ol | 149 | 0.00403 | MV
34-AL1/6-ST1A 20.0 | 9.15 | 0.8342 | 0.382 | 0.17 | ol | 34 | 0.00403 | MV
48-AL1/8-ST1A 20.0 | 9.5 | 0.5939 | 0.372 | 0.21 | ol | 48 | 0.00403 | MV
70-AL1/11-ST1A 20.0 | 9.7 | 0.4132 | 0.36 | 0.29 | ol | 70 | 0.00403 | MV
94-AL1/15-ST1A 20.0 | 10 | 0.306 | 0.35 | 0.35 | ol | 94 | 0.00403 | MV
122-AL1/20-ST1A 20.0 | 10.3 | 0.2376 | 0.344 | 0.41 | ol | 122 | 0.00403 | MV
149-AL1/24-ST1A 20.0 | 10.5 | 0.194 | 0.337 | 0.47 | ol | 149 | 0.00403 | MV
184-AL1/30-ST1A 20.0 | 10.75 | 0.1571 | 0.33 | 0.535 | ol | 184 | 0.00403 | MV
243-AL1/39-ST1A 20.0 | 11 | 0.1188 | 0.32 | 0.645 | ol | 243 | 0.00403 | MV
48-AL1/8-ST1A 110.0 | 8 | 0.5939 | 0.46 | 0.21 | ol | 48 | 0.00403 | HV
70-AL1/11-ST1A 110.0 | 8.4 | 0.4132 | 0.45 | 0.29 | ol | 70 | 0.00403 | HV
94-AL1/15-ST1A 110.0 | 8.65 | 0.306 | 0.44 | 0.35 | ol | 94 | 0.00403 | HV
122-AL1/20-ST1A 110.0 | 8.5 | 0.2376 | 0.43 | 0.41 | ol | 122 | 0.00403 | HV
149-AL1/24-ST1A 110.0 | 8.75 | 0.194 | 0.41 | 0.47 | ol | 149 | 0.00403 | HV
184-AL1/30-ST1A 110.0 | 8.8 | 0.1571 | 0.4 | 0.535 | ol | 184 | 0.00403 | HV
243-AL1/39-ST1A 110.0 | 9 | 0.1188 | 0.39 | 0.645 | ol | 243 | 0.00403 | HV
305-AL1/39-ST1A 110.0 | 9.2 | 0.0949 | 0.38 | 0.74 | ol | 305 | 0.00403 | HV
490-AL1/64-ST1A 110.0 | 9.75 | 0.059 | 0.37 | 0.96 | ol | 490 | 0.00403 | HV
679-AL1/86-ST1A 110.0 | 9.95 | 0.042 | 0.36 | 1.15 | ol | 679 | 0.00403 | HV
490-AL1/64-ST1A 220.0 | 10 | 0.059 | 0.285 | 0.96 | ol | 490 | 0.00403 | HV
679-AL1/86-ST1A 220.0 | 11.7 | 0.042 | 0.275 | 1.15 | ol | 679 | 0.00403 | HV
490-AL1/64-ST1A 380.0 | 11 | 0.059 | 0.253 | 0.96 | ol | 490 | 0.00403 | HV
679-AL1/86-ST1A 380.0 | 14.6 | 0.042 | 0.25 | 1.15 | ol | 679 | 0.00403 | HV

## trafo_std_types
| i0_percent | pfe_kw | vkr_percent | sn_mva | vn_lv_kv | vn_hv_kv | vk_percent | shift_degree | vector_group | tap_side | tap_neutral | tap_min | tap_max | tap_step_degree | tap_step_percent | tap_phase_shifter
160 MVA 380/110 kV | 0.06 | 60 | 0.25 | 160 | 110 | 380 | 12.2 | 0 | Yy0 | hv | 0 | -9 | 9 | 0 | 1.5 | FALSE
100 MVA 220/110 kV | 0.06 | 55 | 0.26 | 100 | 110 | 220 | 12 | 0 | Yy0 | hv | 0 | -9 | 9 | 0 | 1.5 | FALSE
63 MVA 110/20 kV | 0.04 | 22 | 0.32 | 63 | 20 | 110 | 18 | 150 | YNd5 | hv | 0 | -9 | 9 | 0 | 1.5 | FALSE
40 MVA 110/20 kV | 0.05 | 18 | 0.34 | 40 | 20 | 110 | 16.2 | 150 | YNd5 | hv | 0 | -9 | 9 | 0 | 1.5 | FALSE
25 MVA 110/20 kV | 0.07 | 14 | 0.41 | 25 | 20 | 110 | 12 | 150 | YNd5 | hv | 0 | -9 | 9 | 0 | 1.5 | FALSE
63 MVA 110/10 kV | 0.04 | 22 | 0.32 | 63 | 10 | 110 | 18 | 150 | YNd5 | hv | 0 | -9 | 9 | 0 | 1.5 | FALSE
40 MVA 110/10 kV | 0.05 | 18 | 0.34 | 40 | 10 | 110 | 16.2 | 150 | YNd5 | hv | 0 | -9 | 9 | 0 | 1.5 | FALSE
25 MVA 110/10 kV | 0.07 | 14 | 0.41 | 25 | 10 | 110 | 12 | 150 | YNd5 | hv | 0 | -9 | 9 | 0 | 1.5 | FALSE
0.25 MVA 20/0.4 kV | 0.32 | 0.8 | 1.44 | 0.25 | 0.4 | 20 | 6 | 150 | Yzn5 | hv | 0 | -2 | 2 | 0 | 2.5 | FALSE
0.4 MVA 20/0.4 kV | 0.3375 | 1.35 | 1.425 | 0.4 | 0.4 | 20 | 6 | 150 | Dyn5 | hv | 0 | -2 | 2 | 0 | 2.5 | FALSE
0.63 MVA 20/0.4 kV | 0.2619 | 1.65 | 1.206 | 0.63 | 0.4 | 20 | 6 | 150 | Dyn5 | hv | 0 | -2 | 2 | 0 | 2.5 | FALSE
0.25 MVA 10/0.4 kV | 0.24 | 0.6 | 1.2 | 0.25 | 0.4 | 10 | 4 | 150 | Dyn5 | hv | 0 | -2 | 2 | 0 | 2.5 | FALSE
0.4 MVA 10/0.4 kV | 0.2375 | 0.95 | 1.325 | 0.4 | 0.4 | 10 | 4 | 150 | Dyn5 | hv | 0 | -2 | 2 | 0 | 2.5 | FALSE
0.63 MVA 10/0.4 kV | 0.1873 | 1.18 | 1.0794 | 0.63 | 0.4 | 10 | 4 | 150 | Dyn5 | hv | 0 | -2 | 2 | 0 | 2.5 | FALSE

## trafo3w_std_types
| sn_hv_mva | sn_mv_mva | sn_lv_mva | vn_hv_kv | vn_mv_kv | vn_lv_kv | vk_hv_percent | vk_mv_percent | vk_lv_percent | vkr_hv_percent | vkr_mv_percent | vkr_lv_percent | pfe_kw | i0_percent | shift_mv_degree | shift_lv_degree | vector_group | tap_side | tap_neutral | tap_min | tap_max | tap_step_percent
63/25/38 MVA 110/20/10 kV | 63 | 25 | 38 | 110 | 20 | 10 | 10.4 | 10.4 | 10.4 | 0.28 | 0.32 | 0.35 | 35 | 0.89 | 0 | 0 | YN0yn0yn0 | hv | 0 | -10 | 10 | 1.2
63/25/38 MVA 110/10/10 kV | 63 | 25 | 38 | 110 | 10 | 10 | 10.4 | 10.4 | 10.4 | 0.28 | 0.32 | 0.35 | 35 | 0.89 | 0 | 0 | YN0yn0yn0 | hv | 0 | -10 | 10 | 1.2

## fuse_std_types
| fuse_type | i_rated_a | t_avg | t_min | t_total | x_avg | x_min | x_total
HV 100A | HV 100A | 100 | 0 | [10.0, 3.64, 0.854, 0.281, 0.1, 0.0531, 0.022, 0.01] | [10.0, 4.267, 1.21, 0.403, 0.1, 0.058, 0.022, 0.01] | 0 | [300.0, 350.0, 450.0, 550.0, 700.0, 850.0, 1200.0, 1752.0] | [600.0, 700.0, 900.0, 1150.0, 1665.0, 2000.0, 3000.0, 4313.0]
HV 10A | HV 10A | 10 | 0 | [10.0, 1675.0, 0.344, 0.156, 0.1, 0.0417, 0.0171, 0.01] | [10.0, 1.3, 0.3, 0.155, 0.1, 0.0555, 0.023, 0.01] | 0 | [30.0, 32.0, 35.0, 37.0, 39.0, 50.0, 70.0, 88.0] | [60.0, 70.0, 80.0, 87.0, 94.0, 110.0, 150.0, 216.0]
HV 125A | HV 125A | 125 | 0 | [10.0, 1.82, 0.344, 0.1, 0.0467, 0.0269, 0.01] | [10.0, 2.478, 0.426, 0.1, 0.0427, 0.0211, 0.01] | 0 | [375.0, 500.0, 700.0, 925.0, 1200.0, 1500.0, 2341.0] | [750.0, 1000.0, 1500.0, 2200.0, 3000.0, 4000.0, 5765.0]
HV 160A | HV 160A | 160 | 0 | [10.0, 4.15, 1.03, 0.198, 0.1, 0.051, 0.0172, 0.01] | [10.0, 2.3, 0.734, 0.274, 0.1, 0.046, 0.0177, 0.01] | 0 | [480.0, 550.0, 700.0, 1000.0, 1260.0, 1600.0, 2500.0, 3227.0] | [960.0, 1300.0, 1700.0, 2200.0, 2996.0, 4000.0, 6000.0, 7946.0]
HV 16A | HV 16A | 16 | 0 | [10.0, 0.352, 0.164, 0.1, 0.0649, 0.0342, 0.01] | [10.0, 2.34, 0.722, 0.181, 0.1, 0.055, 0.0296, 0.01] | 0 | [48.0, 60.0, 65.0, 71.0, 80.0, 100.0, 162.0] | [96.0, 110.0, 125.0, 150.0, 168.0, 200.0, 250.0, 398.0]
HV 200A | HV 200A | 200 | 0 | [10.0, 4.267, 1.21, 0.403, 0.1, 0.058, 0.022, 0.01] | [10.0, 3.73, 1.654, 0.328, 0.1, 0.0531, 0.019, 0.01] | 0 | [600.0, 700.0, 900.0, 1150.0, 1665.0, 2000.0, 3000.0, 4313.0] | [1200.0, 1500.0, 1800.0, 2700.0, 3960.0, 5000.0, 7500.0, 10620.0]
HV 20A | HV 20A | 20 | 0 | [10.0, 1.3, 0.3, 0.155, 0.1, 0.0555, 0.023, 0.01] | [10.0, 1.3, 0.161, 0.1, 0.0611, 0.0399, 0.0141, 0.01] | 0 | [60.0, 70.0, 80.0, 87.0, 94.0, 110.0, 150.0, 216.0] | [120.0, 150.0, 200.0, 223.0, 260.0, 300.0, 450.0, 532.0]
HV 25A | HV 25A | 25 | 0 | [10.0, 2.512, 0.833, 0.299, 0.1, 0.0372, 0.0223, 0.01] | [10.0, 3.125, 0.597, 0.198, 0.1, 0.0378, 0.022, 0.01] | 0 | [75.0, 82.0, 90.0, 100.0, 124.0, 170.0, 200.0, 289.0] | [150.0, 170.0, 210.0, 250.0, 294.0, 400.0, 500.0, 711.0]
HV 31.5A | HV 31.5A | 31.5 | 0 | [10.0, 2.34, 0.722, 0.181, 0.1, 0.055, 0.0296, 0.01] | [10.0, 2.84, 0.368, 0.164, 0.1, 0.0621, 0.0378, 0.0195, 0.01] | 0 | [95.0, 110.0, 125.0, 150.0, 165.0, 200.0, 250.0, 390.0] | [189.0, 220.0, 300.0, 350.0, 393.0, 450.0, 530.0, 700.0, 960.0]
HV 40A | HV 40A | 40 | 0 | [10.0, 1.3, 0.161, 0.1, 0.0611, 0.0399, 0.0141, 0.01] | [10.0, 2.05, 0.369, 0.198, 0.1, 0.051, 0.0298, 0.01] | 0 | [120.0, 150.0, 200.0, 223.0, 260.0, 300.0, 450.0, 532.0] | [240.0, 300.0, 400.0, 450.0, 530.0, 650.0, 800.0, 1311.0]
HV 50A | HV 50A | 50 | 0 | [10.0, 3.215, 0.597, 0.198, 0.1, 0.0378, 0.022, 0.01] | [10.0, 3.64, 0.854, 0.281, 0.1, 0.0531, 0.022, 0.01] | 0 | [150.0, 170.0, 210.0, 250.0, 294.0, 400.0, 500.0, 711.0] | [300.0, 350.0, 450.0, 550.0, 700.0, 850.0, 1200.0, 1752.0]
HV 6.3A | HV 6.3A | 6.3 | 0 | [10.0, 1.39, 0.344, 0.168, 0.1, 0.056, 0.0263, 0.01] | [10.0, 1.711, 0.516, 0.198, 0.1, 0.0634, 0.0303, 0.01] | 0 | [19.0, 19.5, 20.4, 20.8, 22.0, 25.0, 32.0, 48.0] | [38.0, 40.0, 43.0, 48.0, 53.0, 60.0, 75.0, 118.0]
HV 63A | HV 63A | 63 | 0 | [10.0, 2.84, 0.368, 0.164, 0.1, 0.0621, 0.0378, 0.0195, 0.01] | [10.0, 1.82, 0.344, 0.1, 0.0467, 0.0269, 0.01] | 0 | [189.0, 220.0, 300.0, 350.0, 393.0, 450.0, 530.0, 700.0, 961.0] | [378.0, 500.0, 700.0, 934.0, 1200.0, 1500.0, 2366.0]
HV 80A | HV 80A | 80 | 0 | [10.0, 2.05, 0.369, 0.198, 0.1, 0.051, 0.0298, 0.01] | [10.0, 4.15, 1.03, 0.198, 0.1, 0.051, 0.0172, 0.01] | 0 | [240.0, 300.0, 400.0, 450.0, 530.0, 650.0, 800.0, 1311.0] | [480.0, 550.0, 700.0, 1000.0, 1260.0, 1600.0, 2500.0, 3227.0]
Siemens NH-1-100 | Siemens NH-1-100 | 100 | [5400.0, 2000.0, 400.0, 20.0, 1.0, 0.2, 0.012, 0.004] | 0 | 0 | [150.0, 190.0, 250.0, 430.0, 900.0, 1250.0, 2700.0, 3600.0] | 0 | 0
Siemens NH-1-125 | Siemens NH-1-125 | 125 | [4800.0, 120.0, 7.0, 0.1, 0.004] | 0 | 0 | [180.0, 400.0, 740.0, 2000.0, 4250.0] | 0 | 0
Siemens NH-1-16 | Siemens NH-1-16 | 16 | [4000.0, 400.0, 2.0, 0.1, 0.04, 0.01] | 0 | 0 | [26.0, 35.0, 75.0, 150.0, 200.0, 300.0] | 0 | 0
Siemens NH-1-160 | Siemens NH-1-160 | 160 | [4800.0, 120.0, 7.0, 0.1, 0.004] | 0 | 0 | [210.0, 500.0, 900.0, 2300.0, 5000.0] | 0 | 0
Siemens NH-1-25 | Siemens NH-1-25 | 25 | [4000.0, 1000.0, 10.0, 0.2, 0.02, 0.01] | 0 | 0 | [40.0, 50.0, 100.0, 210.0, 400.0, 500.0] | 0 | 0
Siemens NH-1-50 | Siemens NH-1-50 | 50 | [4000.0, 40.0, 4.0, 1.0, 0.02, 0.01] | 0 | 0 | [86.0, 200.0, 300.0, 400.0, 1000.0, 1280.0] | 0 | 0
Siemens NH-1-63 | Siemens NH-1-63 | 63 | [4000.0, 100.0, 10.0, 2.0, 0.04, 0.01] | 0 | 0 | [100.0, 200.0, 300.0, 400.0, 1000.0, 1500.0] | 0 | 0
Siemens NH-1-80 | Siemens NH-1-80 | 80 | [4800.0, 120.0, 7.0, 0.1, 0.01] | 0 | 0 | [150.58, 250.0, 450.0, 1150.0, 2470.0] | 0 | 0
Siemens NH-2-1000 | Siemens NH-2-1000 | 1000 | [4800.0, 120.0, 7.0, 0.1, 0.004] | 0 | 0 | [1900.0, 3500.0, 8400.0, 24000.0, 52000.0] | 0 | 0
Siemens NH-2-200 | Siemens NH-2-200 | 200 | [4800.0, 120.0, 7.0, 0.1, 0.004] | 0 | 0 | [280.0, 650.0, 1200.0, 3000.0, 7000.0] | 0 | 0
Siemens NH-2-224 | Siemens NH-2-224 | 224 | [4800.0, 120.0, 7.0, 0.2, 0.04, 0.004] | 0 | 0 | [400.0, 750.0, 1453.0, 3025.0, 4315.0, 7600.0] | 0 | 0
Siemens NH-2-250 | Siemens NH-2-250 | 250 | [4800.0, 120.0, 7.0, 0.1, 0.004] | 0 | 0 | [450.0, 800.0, 1650.0, 4000.0, 8500.0] | 0 | 0
Siemens NH-2-315 | Siemens NH-2-315 | 315 | [4800.0, 120.0, 7.0, 0.1, 0.004] | 0 | 0 | [550.0, 920.0, 1900.0, 5000.0, 11000.0] | 0 | 0
Siemens NH-2-355 | Siemens NH-2-355 | 355 | [4800.0, 120.0, 6.0, 0.1, 0.004] | 0 | 0 | [650.0, 1116.27, 2350.0, 5840.0, 12790.0] | 0 | 0
Siemens NH-2-400 | Siemens NH-2-400 | 400 | [4800.0, 120.0, 7.0, 0.1, 0.004] | 0 | 0 | [720.0, 1350.0, 2800.0, 6500.0, 15000.0] | 0 | 0
Siemens NH-2-425 | Siemens NH-2-425 | 425 | [4800.0, 120.0, 7.0, 0.1, 0.004] | 0 | 0 | [850.0, 1500.0, 3050.0, 7500.0, 16500.0] | 0 | 0
Siemens NH-2-630 | Siemens NH-2-630 | 630 | [4800.0, 120.0, 7.0, 0.1, 0.004] | 0 | 0 | [1200.0, 2000.0, 4800.0, 12000.0, 26000.0] | 0 | 0

## res_bus
| vm_pu | va_degree | p_mw | q_mvar
0 | 0.99051 | -0.020428 | 0.21535 | 0.1043
1 | 0.99054 | -0.020275 | 0 | 0
2 | 0.99056 | -0.020486 | 0 | 0
3 | 0.99067 | -0.019994 | 0 | 0
4 | 0.99058 | -0.020639 | 0.29509 | 0.14292
5 | 0.99118 | -0.024262 | 0 | 0
6 | 0.99057 | -0.020599 | 0.072741 | 0.03523
7 | 0.99115 | -0.024017 | 0.41143 | 0.19927
8 | 0.99114 | -0.024005 | 0 | 0
9 | 0.99103 | -0.023346 | 0 | 0
10 | 0.99321 | -0.038737 | 0 | 0
11 | 0.99103 | -0.023326 | 0.11299 | 0.054722
12 | 0.99319 | -0.038493 | 0 | 0
13 | 0.99328 | -0.039187 | 0.10573 | 0.051209
14 | 0.99313 | -0.03799 | 0.32639 | 0.15808
15 | 0.99102 | -0.023306 | 0 | 0
16 | 0.99334 | -0.039621 | 0 | 0
17 | 0.99621 | -0.046812 | 0.28056 | 0.13588
18 | 0.99622 | -0.046997 | 0 | 0
19 | 0.9962 | -0.046864 | 0.12836 | 0.062166
20 | 0.99625 | -0.047233 | 0.076412 | 0.037008
21 | 0.99627 | -0.0474 | 0 | 0
22 | 0.99625 | -0.047247 | 0 | 0
23 | 0.99626 | -0.047284 | 0.076517 | 0.037059
24 | 0.99646 | -0.049061 | 0 | 0
25 | 0.99819 | -0.0080546 | 0.31913 | 0.15456
26 | 0.9982 | -0.0081274 | 0 | 0
27 | 0.99823 | -0.0084406 | 0 | 0
28 | 0.99348 | -0.013568 | 0 | 0
29 | 0.99356 | -0.014219 | 0 | 0
30 | 0.99339 | -0.012771 | 0 | 0
31 | 0.99353 | -0.014018 | 0.11079 | 0.053656
32 | 0.9939 | -0.017147 | 0 | 0
33 | 0.99336 | -0.012485 | 0 | 0
34 | 0.99337 | -0.012583 | 0 | 0
35 | 0.99339 | -0.012755 | 0.082723 | 0.040064
36 | 0.99337 | -0.012562 | 0.18295 | 0.088609
37 | 0.99335 | -0.012382 | 0.18598 | 0.090073
38 | 0.99824 | -0.0085306 | 0.1136 | 0.05502
39 | 0.99352 | -0.013908 | 0 | 0
40 | 0.99462 | -0.023097 | 0 | 0
41 | 0.9961 | -0.035186 | 0 | 0
42 | 0.9946 | -0.022977 | 0.36029 | 0.17449
43 | 0.9939 | -0.017102 | 0.17958 | 0.086973
44 | 0.99663 | -0.039581 | 0 | 0
45 | 0.99706 | -0.043114 | 0 | 0
46 | 0.99663 | -0.03956 | 0.13386 | 0.064832
47 | 0.99607 | -0.034948 | 0.40512 | 0.19621
48 | 0.99751 | -0.046822 | 0 | 0
49 | 0.99705 | -0.043072 | 0.081501 | 0.039473
50 | 0.99339 | -0.012702 | 0 | 0
51 | 0.99825 | -0.0086357 | 0 | 0
52 | 0.99763 | -0.011587 | 0.29475 | 0.14276
53 | 0.99767 | -0.011394 | 0 | 0
54 | 0.99752 | -0.017996 | 0 | 0
55 | 0.99758 | -0.010522 | 0 | 0
56 | 0.99766 | -0.011248 | 0 | 0
57 | 0.99792 | -0.010223 | 0 | 0
58 | 0.99738 | -0.018685 | 0 | 0
59 | 0.99738 | -0.018684 | 0.087926 | 0.042584
60 | 0.99722 | -0.027781 | 0.082353 | 0.039885
61 | 0.99755 | -0.01025 | 0.37691 | 0.18255
62 | 0.99715 | -0.027139 | 0 | 0
63 | 0.99706 | -0.026363 | 0 | 0
64 | 0.99708 | -0.027588 | 0.40756 | 0.19739
65 | 0.99765 | -0.011141 | 0.1781 | 0.086256
66 | 0.99705 | -0.026298 | 0.31432 | 0.15223
67 | 0.99792 | -0.010218 | 0.0783 | 0.037922
68 | 0.99695 | -0.04314 | 0.37342 | 0.18086
69 | 0.99755 | -0.010245 | 0 | 0
70 | 0.99708 | -0.02757 | 0 | 0
71 | 0.997 | -0.026879 | 0 | 0
72 | 0.99925 | -0.0036445 | 0 | 0
73 | 0.99937 | -0.0030712 | 0 | 0
74 | 0.99921 | -0.0038493 | 0.0721 | 0.034919
75 | 0.99944 | -0.0027309 | 0.072346 | 0.035039
76 | 0.99824 | -0.0085699 | 0 | 0
77 | 0.99824 | -0.0085562 | 0.13529 | 0.065526
78 | 0.99695 | -0.026465 | 0.15514 | 0.075137
79 | 0.99695 | -0.026506 | 0 | 0
80 | 0.99698 | -0.026758 | 0 | 0
81 | 0.99695 | -0.02646 | 0 | 0
82 | 0.99699 | -0.026859 | 0.098759 | 0.047831
83 | 0.99689 | -0.025936 | 0.24759 | 0.11991
84 | 0.99607 | -0.034936 | 0.069019 | 0.033427
85 | 0.99607 | -0.034972 | 0.069348 | 0.033587
86 | 0.99798 | -0.041613 | 0 | 0
87 | 0.99803 | -0.041375 | 0.2836 | 0.13736
88 | 0.9974 | -0.045825 | 0.32461 | 0.15722
89 | 0.99733 | -0.045156 | 0 | 0
90 | 0.99732 | -0.045138 | 0 | 0
91 | 0.99668 | -0.039417 | 0 | 0
92 | 0.99732 | -0.045119 | 0.080589 | 0.039031
93 | 0.9963 | -0.036081 | 0 | 0
94 | 0.9965 | -0.037846 | 0 | 0
95 | 0.99641 | -0.041212 | 0.41132 | 0.19921
96 | 0.99648 | -0.037661 | 0.28031 | 0.13576
97 | 0.99627 | -0.035754 | 0 | 0
98 | 0.9963 | -0.036051 | 0.41037 | 0.19875
99 | 0.99626 | -0.035638 | 0 | 0
100 | 0.99627 | -0.035726 | 0.071099 | 0.034435
101 | 0.99841 | -0.028478 | 0 | 0
102 | 0.99841 | -0.02843 | 0.12548 | 0.060771
103 | 0.99846 | -0.028197 | 0 | 0
104 | 0.99623 | -0.042393 | 0 | 0
105 | 0.99644 | -0.037933 | 0.17657 | 0.085519
106 | 0.99625 | -0.035634 | 0.068522 | 0.033187
107 | 0.99626 | -0.035686 | 0 | 0
108 | 0.99843 | -0.028318 | 0.7598 | 0.36799
109 | 0.99869 | -0.027154 | 0 | 0
110 | 0.99582 | -0.042434 | 0.080965 | 0.039213
111 | 0.99582 | -0.042457 | 0.090118 | 0.043646
112 | 0.99622 | -0.042272 | 0 | 0
113 | 0.99607 | -0.040905 | 0.22681 | 0.10985
114 | 0.99792 | -0.042111 | 0.73852 | 0.35768
115 | 0.99825 | -0.02909 | 0 | 0
116 | 0.99868 | -0.027071 | 0.26998 | 0.13076
117 | 0.99864 | -0.027419 | 0.069563 | 0.033691
118 | 0.99878 | -0.026773 | 0 | 0
119 | 0.99863 | -0.027382 | 0 | 0
120 | 0.9988 | -0.026652 | 0.18014 | 0.087246
121 | 0.99838 | -0.028522 | 0 | 0
122 | 0.99447 | -0.047495 | 0 | 0
123 | 0.99533 | -0.053629 | 0 | 0
124 | 0.99443 | -0.047779 | 0.36904 | 0.17874
125 | 0.99531 | -0.053477 | 0 | 0
126 | 0.99526 | -0.054115 | 0.41217 | 0.19962
127 | 0.99546 | -0.054599 | 0.13502 | 0.065395
128 | 0.9953 | -0.053416 | 0.075884 | 0.036752
129 | 0.99552 | -0.043135 | 0.3084 | 0.14937
130 | 0.99555 | -0.042957 | 0 | 0
131 | 0.99565 | -0.043803 | 0 | 0
132 | 0.99539 | -0.041575 | 0 | 0
133 | 0.99583 | -0.042514 | 0.089055 | 0.043131
134 | 0.9958 | -0.042701 | 0.3581 | 0.17344
135 | 0.99567 | -0.043512 | 0.15517 | 0.075155
136 | 0.99564 | -0.043735 | 0.14698 | 0.071186
137 | 0.99538 | -0.041609 | 0.32577 | 0.15778
138 | 0.99076 | -0.021477 | 0 | 0
139 | 0.99075 | -0.021371 | 0.22705 | 0.10997
140 | 0.99533 | -0.053012 | 0.13215 | 0.064003
141 | 0.99533 | -0.053031 | 0 | 0
142 | 0.99525 | -0.052328 | 0.11429 | 0.055353
143 | 0.99526 | -0.052414 | 0 | 0
144 | 0.99525 | -0.052288 | 0.072977 | 0.035344
145 | 0.99523 | -0.05212 | 0 | 0
146 | 0.99535 | -0.053158 | 0 | 0
147 | 0.99522 | -0.052047 | 0.18101 | 0.087667
148 | 0.99578 | -0.057026 | 0 | 0
149 | 0.99515 | -0.051335 | 1.6643 | 0.80607
150 | 0.99656 | -0.048572 | 0 | 0
151 | 0.99655 | -0.048431 | 0.32177 | 0.15584
152 | 0.99662 | -0.048279 | 0 | 0
153 | 0.99554 | -0.055193 | 0 | 0
154 | 0.99577 | -0.05696 | 0.10998 | 0.053268
155 | 0.99646 | -0.049052 | 0.19301 | 0.093477
156 | 0.99625 | -0.047232 | 0.078933 | 0.038229
157 | 0.99519 | -0.053864 | 0.30578 | 0.1481
158 | 0.99521 | -0.053735 | 0 | 0
159 | 0.99524 | -0.053943 | 0 | 0
160 | 0.99522 | -0.053837 | 0 | 0
161 | 0.99663 | -0.048237 | 0.19737 | 0.095589
162 | 0.99625 | -0.047213 | 0 | 0
163 | 0.99522 | -0.05381 | 0.12232 | 0.05924
164 | 0.99336 | -0.0125 | 0 | 0
165 | 0.99334 | -0.012311 | 0.14334 | 0.069422
166 | 0.99334 | -0.012306 | 0.24281 | 0.1176
167 | 0.99344 | -0.013216 | 0.17318 | 0.083873
168 | 0.99344 | -0.013251 | 0 | 0
169 | 0.99343 | -0.013109 | 0 | 0
170 | 0.99342 | -0.013091 | 0.11695 | 0.056643
171 | 0.99693 | -0.043255 | 0 | 0
172 | 0.99674 | -0.044176 | 0 | 0
173 | 0.99625 | -0.047197 | 0 | 0
174 | 0.99624 | -0.047161 | 0.12164 | 0.058913
175 | 0.99625 | -0.035588 | 0.11263 | 0.05455
176 | 0.99626 | -0.035682 | 0.15572 | 0.075418
177 | 0.99835 | -0.028644 | 0 | 0
178 | 0.99832 | -0.02881 | 0.10798 | 0.052299
179 | 0.9986 | -0.027132 | 0.10874 | 0.052664
180 | 0.9986 | -0.027135 | 0 | 0
181 | 0.99948 | -0.0018977 | 0 | 0
182 | 0.99954 | -0.0022692 | 0 | 0
183 | 0.99948 | -0.0018961 | 0.10203 | 0.049414
184 | 0.99996 | -0.0002099 | 0 | 0
185 | 1 | 0 | -20.191 | -9.2002
186 | 0.9967 | -0.044351 | 0.40971 | 0.19843
187 | 0.99755 | -0.010206 | 0.1899 | 0.091974
188 | 0.99997 | 149.9981 | 0 | 0

## res_line
| p_from_mw | q_from_mvar | p_to_mw | q_to_mvar | pl_mw | ql_mvar | i_from_ka | i_to_ka | i_ka | vm_from_pu | va_from_degree | vm_to_pu | va_to_degree | loading_percent
0 | -0.21535 | -0.1043 | 0.21535 | 0.10423 | 5.0113e-06 | -6.4616e-05 | 0.0069734 | 0.0069726 | 0.0069734 | 0.99051 | -0.020428 | 0.99054 | -0.020275 | 3.3207
1 | -0.21535 | -0.10423 | 0.21536 | 0.1023 | 5.3382e-06 | -0.001932 | 0.0069726 | 0.0069482 | 0.0069726 | 0.99054 | -0.020275 | 0.99056 | -0.020486 | 3.1693
2 | -0.21536 | -0.1023 | 0.21536 | 0.10084 | 4.0236e-06 | -0.0014652 | 0.0069482 | 0.00693 | 0.0069482 | 0.99056 | -0.020486 | 0.99058 | -0.020639 | 3.1583
3 | 0.58325 | 0.27782 | -0.58319 | -0.27789 | 5.3748e-05 | -6.6053e-05 | 0.018825 | 0.018826 | 0.018826 | 0.99067 | -0.019994 | 0.99058 | -0.020639 | 8.9649
4 | -0.58325 | -0.27782 | 0.58357 | 0.26201 | 0.00031777 | -0.015819 | 0.018825 | 0.01863 | 0.018825 | 0.99067 | -0.019994 | 0.99118 | -0.024262 | 8.5568
5 | 0.072741 | 0.034137 | -0.072741 | -0.03523 | 3.4371e-07 | -0.0010936 | 0.0023417 | 0.0023554 | 0.0023554 | 0.99058 | -0.020639 | 0.99057 | -0.020599 | 1.0706
6 | -1.3352 | -0.59613 | 1.3381 | 0.56874 | 0.0028877 | -0.027398 | 0.042586 | 0.042258 | 0.042586 | 0.99118 | -0.024262 | 0.99321 | -0.038737 | 19.3572
7 | 0.7516 | 0.33413 | -0.75158 | -0.33491 | 2.5864e-05 | -0.0007839 | 0.023956 | 0.023965 | 0.023965 | 0.99118 | -0.024262 | 0.99115 | -0.024017 | 10.8932
8 | 0.34015 | 0.13565 | -0.34015 | -0.13578 | 8.3765e-07 | -0.00012911 | 0.010666 | 0.010667 | 0.010667 | 0.99115 | -0.024017 | 0.99114 | -0.024005 | 4.8486
9 | 0.34015 | 0.13578 | -0.3401 | -0.14203 | 4.0868e-05 | -0.0062573 | 0.010667 | 0.010736 | 0.010736 | 0.99114 | -0.024005 | 0.99103 | -0.023346 | 4.88
10 | 0.3401 | 0.14203 | -0.3401 | -0.14221 | 1.1469e-06 | -0.00017441 | 0.010736 | 0.010738 | 0.010738 | 0.99103 | -0.023346 | 0.99103 | -0.023326 | 4.8809
11 | 0.32642 | 0.15347 | -0.32641 | -0.15502 | 9.6829e-06 | -0.0015486 | 0.010484 | 0.010503 | 0.010503 | 0.99321 | -0.038737 | 0.99319 | -0.038493 | 4.7741
12 | -1.6645 | -0.72221 | 1.6646 | 0.72152 | 0.0001133 | -0.00068533 | 0.052735 | 0.052727 | 0.052735 | 0.99321 | -0.038737 | 0.99328 | -0.039187 | 23.9706
13 | 0.22712 | 0.087485 | -0.22712 | -0.08784 | 1.0158e-06 | -0.0003545 | 0.0070895 | 0.0070932 | 0.0070932 | 0.99103 | -0.023326 | 0.99102 | -0.023306 | 3.2242
14 | 0.32641 | 0.15502 | -0.32639 | -0.15808 | 1.9252e-05 | -0.0030618 | 0.010503 | 0.010542 | 0.010542 | 0.99319 | -0.038493 | 0.99313 | -0.03799 | 4.7916
15 | -1.7703 | -0.77273 | 1.7704 | 0.77212 | 0.00011415 | -0.0006054 | 0.056138 | 0.056131 | 0.056138 | 0.99328 | -0.039187 | 0.99334 | -0.039621 | 25.5175
16 | 0.22712 | 0.08784 | -0.22705 | -0.10906 | 6.2894e-05 | -0.021223 | 0.0070932 | 0.0073392 | 0.0073392 | 0.99102 | -0.023306 | 0.99076 | -0.021477 | 3.336
17 | -1.7704 | -0.77212 | 1.7726 | 0.76081 | 0.0021247 | -0.011313 | 0.056131 | 0.055993 | 0.056131 | 0.99334 | -0.039621 | 0.99447 | -0.047495 | 25.5141
18 | -0.40892 | -0.19801 | 0.40892 | 0.19712 | 8.7322e-06 | -0.0008924 | 0.013165 | 0.013154 | 0.013165 | 0.99621 | -0.046812 | 0.99622 | -0.046997 | 5.9843
19 | 0.12836 | 0.062128 | -0.12836 | -0.062166 | 1.0075e-06 | -3.8597e-05 | 0.0041323 | 0.0041328 | 0.0041328 | 0.99621 | -0.046812 | 0.9962 | -0.046864 | 1.968
20 | -0.40892 | -0.19712 | 0.40894 | 0.19596 | 1.1249e-05 | -0.0011519 | 0.013154 | 0.01314 | 0.013154 | 0.99622 | -0.046997 | 0.99625 | -0.047233 | 5.9792
21 | -0.48535 | -0.23297 | 0.48536 | 0.23228 | 9.5242e-06 | -0.00069229 | 0.0156 | 0.015591 | 0.0156 | 0.99625 | -0.047233 | 0.99627 | -0.0474 | 7.0908
22 | 0.078935 | 0.033208 | -0.078933 | -0.037848 | 1.6449e-06 | -0.0046408 | 0.0024813 | 0.0025365 | 0.0025365 | 0.99627 | -0.0474 | 0.99625 | -0.047247 | 1.153
23 | 0.19816 | 0.092652 | -0.19816 | -0.093885 | 2.8004e-06 | -0.0012335 | 0.0063385 | 0.0063537 | 0.0063537 | 0.99627 | -0.0474 | 0.99626 | -0.047284 | 2.8881
24 | -0.76245 | -0.35814 | 0.76261 | 0.35345 | 0.00015839 | -0.0046846 | 0.024408 | 0.02435 | 0.024408 | 0.99627 | -0.0474 | 0.99646 | -0.049061 | 11.0947
25 | 0.078933 | 0.037848 | -0.078933 | -0.038229 | 1.3826e-07 | -0.0003807 | 0.0025365 | 0.0025413 | 0.0025413 | 0.99625 | -0.047247 | 0.99625 | -0.047232 | 1.1551
26 | 0.12164 | 0.056827 | -0.12164 | -0.058065 | 1.0606e-06 | -0.0012387 | 0.0038904 | 0.0039057 | 0.0039057 | 0.99626 | -0.047284 | 0.99625 | -0.047213 | 1.7753
27 | 0.19301 | 0.093385 | -0.19301 | -0.093477 | 2.0102e-07 | -9.2447e-05 | 0.0062115 | 0.0062127 | 0.0062127 | 0.99646 | -0.049061 | 0.99646 | -0.049052 | 2.8239
28 | 5.4759 | 2.5041 | -5.4725 | -2.5096 | 0.0034253 | -0.0054399 | 0.17444 | 0.17453 | 0.17453 | 0.99646 | -0.049061 | 0.99578 | -0.057026 | 48.2135
29 | -6.4315 | -2.951 | 6.4321 | 2.9392 | 0.00063112 | -0.011783 | 0.205 | 0.20485 | 0.205 | 0.99646 | -0.049061 | 0.99656 | -0.048572 | 16.0656
30 | -0.31913 | -0.15456 | 0.31913 | 0.15411 | 2.676e-06 | -0.00045295 | 0.010255 | 0.010249 | 0.010255 | 0.99819 | -0.0080546 | 0.9982 | -0.0081274 | 4.6612
31 | -0.31913 | -0.15411 | 0.31914 | 0.15212 | 1.1719e-05 | -0.0019897 | 0.010249 | 0.010224 | 0.010249 | 0.9982 | -0.0081274 | 0.99823 | -0.0084406 | 4.6586
32 | -0.31914 | -0.15212 | 0.31914 | 0.15153 | 3.4336e-06 | -0.00058481 | 0.010224 | 0.010217 | 0.010224 | 0.99823 | -0.0084406 | 0.99824 | -0.0085306 | 4.6472
33 | -0.83792 | -0.39483 | 0.83798 | 0.39321 | 6.7005e-05 | -0.0016143 | 0.026915 | 0.026895 | 0.026915 | 0.99348 | -0.013568 | 0.99356 | -0.014219 | 12.234
34 | 0.83792 | 0.39483 | -0.83784 | -0.39678 | 8.1101e-05 | -0.0019502 | 0.026915 | 0.026939 | 0.026939 | 0.99348 | -0.013568 | 0.99339 | -0.012771 | 12.2451
35 | 0.40096 | 0.18402 | -0.40095 | -0.18513 | 1.0407e-05 | -0.001114 | 0.012818 | 0.012832 | 0.012832 | 0.99356 | -0.014219 | 0.99353 | -0.014018 | 5.8325
36 | -1.2389 | -0.57723 | 1.2394 | 0.57221 | 0.0004603 | -0.0050265 | 0.039712 | 0.039649 | 0.039712 | 0.99356 | -0.014219 | 0.9939 | -0.017147 | 18.051
37 | 0.18599 | 0.085747 | -0.18598 | -0.088989 | 6.5528e-06 | -0.0032414 | 0.0059514 | 0.0059915 | 0.0059915 | 0.99339 | -0.012771 | 0.99336 | -0.012485 | 2.7234
38 | 0.18296 | 0.086318 | -0.18295 | -0.088386 | 4.0696e-06 | -0.002068 | 0.0058787 | 0.0059046 | 0.0059046 | 0.99339 | -0.012771 | 0.99337 | -0.012583 | 2.6839
39 | 0.46889 | 0.22471 | -0.46889 | -0.22478 | 8.6377e-07 | -6.6511e-05 | 0.01511 | 0.015111 | 0.015111 | 0.99339 | -0.012771 | 0.99339 | -0.012755 | 6.8684
40 | 0.29016 | 0.13148 | -0.29016 | -0.13235 | 4.2598e-06 | -0.00087554 | 0.0092559 | 0.0092664 | 0.0092664 | 0.99353 | -0.014018 | 0.99352 | -0.013908 | 4.212
41 | 0.17958 | 0.086486 | -0.17958 | -0.086973 | 9.2536e-07 | -0.00048702 | 0.0057891 | 0.0057953 | 0.0057953 | 0.9939 | -0.017147 | 0.9939 | -0.017102 | 2.6342
42 | -1.419 | -0.65869 | 1.4201 | 0.64967 | 0.0010883 | -0.0090206 | 0.045438 | 0.045324 | 0.045438 | 0.9939 | -0.017147 | 0.99462 | -0.023097 | 20.6535
43 | 0.18598 | 0.088989 | -0.18598 | -0.090073 | 2.2117e-06 | -0.0010842 | 0.0059915 | 0.0060052 | 0.0060052 | 0.99336 | -0.012485 | 0.99335 | -0.012382 | 2.7296
44 | 0.18295 | 0.088386 | -0.18295 | -0.088609 | 4.4024e-07 | -0.00022262 | 0.0059046 | 0.0059074 | 0.0059074 | 0.99337 | -0.012583 | 0.99337 | -0.012562 | 2.6852
45 | 0.38617 | 0.18471 | -0.38617 | -0.18499 | 2.427e-06 | -0.00027601 | 0.01244 | 0.012443 | 0.012443 | 0.99339 | -0.012755 | 0.99339 | -0.012702 | 5.6559
46 | -0.43275 | -0.20655 | 0.43275 | 0.20605 | 5.4091e-06 | -0.00049996 | 0.013867 | 0.013861 | 0.013867 | 0.99824 | -0.0085306 | 0.99825 | -0.0086357 | 6.3031
47 | 0.29016 | 0.13235 | -0.29013 | -0.13726 | 2.4066e-05 | -0.0049086 | 0.0092664 | 0.0093266 | 0.0093266 | 0.99352 | -0.013908 | 0.99344 | -0.013251 | 4.2394
48 | -1.7804 | -0.82351 | 1.7832 | 0.8089 | 0.0028169 | -0.014614 | 0.056933 | 0.056746 | 0.056933 | 0.99462 | -0.023097 | 0.9961 | -0.035186 | 25.8785
49 | 0.36029 | 0.17384 | -0.36029 | -0.17449 | 4.9987e-06 | -0.00065411 | 0.011611 | 0.011619 | 0.011619 | 0.99462 | -0.023097 | 0.9946 | -0.022977 | 5.2813
50 | 0.54351 | 0.262 | -0.54349 | -0.26286 | 1.4992e-05 | -0.00086509 | 0.017486 | 0.017497 | 0.017497 | 0.9961 | -0.035186 | 0.99607 | -0.034948 | 7.953
51 | -2.3267 | -1.0709 | 2.328 | 1.067 | 0.001329 | -0.0038912 | 0.074228 | 0.074176 | 0.074228 | 0.9961 | -0.035186 | 0.99663 | -0.039581 | 33.7401
52 | -2.4619 | -1.1315 | 2.463 | 1.1286 | 0.0011326 | -0.0029338 | 0.07848 | 0.07844 | 0.07848 | 0.99663 | -0.039581 | 0.99706 | -0.043114 | 35.6726
53 | 0.13386 | 0.064515 | -0.13386 | -0.064832 | 3.3158e-07 | -0.00031756 | 0.0043042 | 0.0043082 | 0.0043082 | 0.99663 | -0.039581 | 0.99663 | -0.03956 | 1.9583
54 | -2.5445 | -1.167 | 2.5457 | 1.164 | 0.0012351 | -0.0029799 | 0.081049 | 0.081008 | 0.081049 | 0.99706 | -0.043114 | 0.99751 | -0.046822 | 36.8404
55 | 0.081501 | 0.038414 | -0.081501 | -0.039473 | 4.0741e-07 | -0.001059 | 0.0026086 | 0.0026219 | 0.0026219 | 0.99706 | -0.043114 | 0.99705 | -0.043072 | 1.1918
56 | 0.069019 | 0.0331 | -0.069019 | -0.033427 | 9.0887e-08 | -0.00032706 | 0.0022184 | 0.0022225 | 0.0022225 | 0.99607 | -0.034948 | 0.99607 | -0.034936 | 1.0102
57 | 0.069349 | 0.033553 | -0.069348 | -0.033587 | 2.5271e-07 | -3.3536e-05 | 0.0022327 | 0.0022331 | 0.0022331 | 0.99607 | -0.034948 | 0.99607 | -0.034972 | 1.0634
58 | 3.8786 | 1.8344 | -3.8781 | -1.8348 | 0.00046778 | -0.00040112 | 0.12416 | 0.12417 | 0.12417 | 0.99751 | -0.046822 | 0.9974 | -0.045825 | 56.4415
59 | -6.4243 | -2.9984 | 6.4271 | 2.9958 | 0.0027325 | -0.0026054 | 0.20517 | 0.20511 | 0.20517 | 0.99751 | -0.046822 | 0.99798 | -0.041613 | 56.6765
60 | 0.38617 | 0.18499 | -0.38616 | -0.18603 | 9.1219e-06 | -0.001036 | 0.012443 | 0.012456 | 0.012456 | 0.99339 | -0.012702 | 0.99336 | -0.0125 | 5.6619
61 | 0.1353 | 0.064333 | -0.13529 | -0.065325 | 1.048e-06 | -0.00099202 | 0.0043323 | 0.0043447 | 0.0043447 | 0.99825 | -0.0086357 | 0.99824 | -0.0085699 | 1.9749
62 | 10.2586 | 4.6798 | -10.2554 | -4.7028 | 0.003249 | -0.022908 | 0.32607 | 0.32637 | 0.32637 | 0.99825 | -0.0086357 | 0.99792 | -0.010223 | 25.5775
63 | -10.8267 | -4.9502 | 10.8371 | 4.8845 | 0.010429 | -0.065697 | 0.34426 | 0.34341 | 0.34426 | 0.99825 | -0.0086357 | 0.99925 | -0.0036445 | 26.9797
64 | -9.4293 | -4.3321 | 9.4297 | 4.329 | 0.00036929 | -0.0031084 | 0.30026 | 0.30022 | 0.30026 | 0.99763 | -0.011587 | 0.99767 | -0.011394 | 23.5317
65 | 9.1346 | 4.1893 | -9.134 | -4.1879 | 0.00055439 | 0.0013897 | 0.29079 | 0.29079 | 0.29079 | 0.99763 | -0.011587 | 0.99752 | -0.017996 | 22.5419
66 | 0.56689 | 0.27 | -0.56683 | -0.27311 | 5.8197e-05 | -0.0031143 | 0.018168 | 0.018207 | 0.018207 | 0.99767 | -0.011394 | 0.99758 | -0.010522 | 8.2761
67 | 0.1781 | 0.083319 | -0.1781 | -0.085054 | 3.1668e-06 | -0.0017341 | 0.0056894 | 0.0057108 | 0.0057108 | 0.99767 | -0.011394 | 0.99766 | -0.011248 | 2.5958
68 | -10.1747 | -4.6823 | 10.1771 | 4.6649 | 0.0024271 | -0.01736 | 0.32408 | 0.32385 | 0.32408 | 0.99767 | -0.011394 | 0.99792 | -0.010223 | 25.3981
69 | 9.134 | 4.1879 | -9.1327 | -4.1995 | 0.0012809 | -0.01153 | 0.29079 | 0.29094 | 0.29094 | 0.99752 | -0.017996 | 0.99738 | -0.018685 | 22.8008
70 | 0.56683 | 0.27311 | -0.56681 | -0.27406 | 1.7788e-05 | -0.00094907 | 0.018207 | 0.018219 | 0.018219 | 0.99758 | -0.010522 | 0.99755 | -0.01025 | 8.2815
71 | 0.1781 | 0.085054 | -0.1781 | -0.086256 | 2.21e-06 | -0.0012024 | 0.0057108 | 0.0057259 | 0.0057259 | 0.99766 | -0.011248 | 0.99765 | -0.011141 | 2.6027
72 | 0.0783 | 0.037811 | -0.0783 | -0.037922 | 3.9687e-08 | -0.00011162 | 0.0025153 | 0.0025167 | 0.0025167 | 0.99792 | -0.010223 | 0.99792 | -0.010218 | 1.144
73 | 0.087926 | 0.042552 | -0.087926 | -0.042584 | 1.4704e-08 | -3.263e-05 | 0.0028272 | 0.0028276 | 0.0028276 | 0.99738 | -0.018685 | 0.99738 | -0.018684 | 1.2853
74 | 9.0448 | 4.1569 | -9.044 | -4.155 | 0.00077995 | 0.0019526 | 0.28811 | 0.28811 | 0.28811 | 0.99738 | -0.018685 | 0.99722 | -0.027781 | 22.3344
75 | 7.738 | 3.5396 | -7.7369 | -3.5368 | 0.0011237 | 0.0027366 | 0.24632 | 0.24633 | 0.24633 | 0.99722 | -0.027781 | 0.99695 | -0.04314 | 19.0951
76 | 1.2236 | 0.57553 | -1.2235 | -0.57661 | 9.6111e-05 | -0.0010866 | 0.039144 | 0.039158 | 0.039158 | 0.99722 | -0.027781 | 0.99715 | -0.027139 | 17.799
77 | 0.1899 | 0.091512 | -0.1899 | -0.091564 | 1.0936e-07 | -5.2238e-05 | 0.0061003 | 0.0061009 | 0.0061009 | 0.99755 | -0.01025 | 0.99755 | -0.010245 | 2.7731
78 | 0.31435 | 0.1467 | -0.31432 | -0.15182 | 2.9274e-05 | -0.0051202 | 0.010043 | 0.010106 | 0.010106 | 0.99715 | -0.027139 | 0.99706 | -0.026363 | 4.5938
79 | 0.90918 | 0.42991 | -0.90912 | -0.42992 | 5.6769e-05 | -9.0536e-06 | 0.029115 | 0.029116 | 0.029116 | 0.99715 | -0.027139 | 0.99708 | -0.027588 | 13.8646
80 | 0.31432 | 0.15182 | -0.31432 | -0.15223 | 2.3618e-06 | -0.00041021 | 0.010106 | 0.010112 | 0.010112 | 0.99706 | -0.026363 | 0.99705 | -0.026298 | 4.5962
81 | 0.50156 | 0.23253 | -0.50156 | -0.23261 | 1.1602e-06 | -8.0171e-05 | 0.016006 | 0.016007 | 0.016007 | 0.99708 | -0.027588 | 0.99708 | -0.02757 | 7.2759
82 | 7.3635 | 3.356 | -7.3633 | -3.3583 | 0.00016693 | -0.0023636 | 0.23432 | 0.23435 | 0.23435 | 0.99695 | -0.04314 | 0.99693 | -0.043255 | 18.3656
83 | 0.1899 | 0.091564 | -0.1899 | -0.091974 | 8.5766e-07 | -0.00040949 | 0.0061009 | 0.0061061 | 0.0061061 | 0.99755 | -0.010245 | 0.99755 | -0.010206 | 2.7755
84 | 0.50156 | 0.23261 | -0.50152 | -0.2356 | 4.3269e-05 | -0.0029827 | 0.016007 | 0.016044 | 0.016044 | 0.99708 | -0.02757 | 0.997 | -0.026879 | 7.2926
85 | 0.50152 | 0.2356 | -0.50152 | -0.23568 | 1.2474e-06 | -8.578e-05 | 0.016044 | 0.016045 | 0.016045 | 0.997 | -0.026879 | 0.99699 | -0.026859 | 7.2931
86 | -19.9882 | -9.1357 | 19.9905 | 9.1324 | 0.0022773 | -0.0033069 | 0.6349 | 0.63484 | 0.6349 | 0.99925 | -0.0036445 | 0.99937 | -0.0030712 | 49.7568
87 | 9.1511 | 4.2512 | -9.1507 | -4.2548 | 0.00040442 | -0.0036367 | 0.2915 | 0.29155 | 0.29155 | 0.99925 | -0.0036445 | 0.99921 | -0.0038493 | 22.8485
88 | -19.9905 | -9.1324 | 19.9918 | 9.1305 | 0.0013497 | -0.0019607 | 0.63484 | 0.63481 | 0.63484 | 0.99937 | -0.0030712 | 0.99944 | -0.0027309 | 49.7524
89 | 9.0786 | 4.2199 | -9.0766 | -4.215 | 0.0019747 | 0.0049451 | 0.28923 | 0.28924 | 0.28924 | 0.99921 | -0.0038493 | 0.9988 | -0.026652 | 22.4215
90 | -20.0641 | -9.1655 | 20.066 | 9.1629 | 0.001837 | -0.0026428 | 0.63713 | 0.63709 | 0.63713 | 0.99944 | -0.0027309 | 0.99954 | -0.0022692 | 49.9318
91 | 0.13529 | 0.065325 | -0.13529 | -0.065526 | 2.1347e-07 | -0.00020137 | 0.0043447 | 0.0043472 | 0.0043472 | 0.99824 | -0.0085699 | 0.99824 | -0.0085562 | 1.976
92 | -0.15514 | -0.075137 | 0.15514 | 0.074601 | 7.505e-07 | -0.000536 | 0.0049913 | 0.0049846 | 0.0049913 | 0.99695 | -0.026465 | 0.99695 | -0.026506 | 2.2688
93 | -0.40274 | -0.18973 | 0.40275 | 0.1884 | 1.2462e-05 | -0.0013312 | 0.012891 | 0.012874 | 0.012891 | 0.99695 | -0.026506 | 0.99698 | -0.026758 | 5.8595
94 | 0.2476 | 0.11513 | -0.2476 | -0.11554 | 1.4554e-06 | -0.00041314 | 0.0079066 | 0.0079117 | 0.0079117 | 0.99695 | -0.026506 | 0.99695 | -0.02646 | 3.5962
95 | -0.40275 | -0.1884 | 0.40276 | 0.18785 | 5.1084e-06 | -0.00054666 | 0.012874 | 0.012868 | 0.012874 | 0.99698 | -0.026758 | 0.99699 | -0.026859 | 5.852
96 | 0.2476 | 0.11554 | -0.24759 | -0.11991 | 1.5514e-05 | -0.0043709 | 0.0079117 | 0.0079661 | 0.0079661 | 0.99695 | -0.02646 | 0.99689 | -0.025936 | 3.6209
97 | -6.4271 | -2.9958 | 6.4274 | 2.9895 | 0.00033366 | -0.0062395 | 0.20511 | 0.20503 | 0.20511 | 0.99798 | -0.041613 | 0.99803 | -0.041375 | 16.0747
98 | 0.7386 | 0.35763 | -0.73852 | -0.35768 | 8.2405e-05 | -4.5983e-05 | 0.023736 | 0.023737 | 0.023737 | 0.99803 | -0.041375 | 0.99792 | -0.042111 | 11.3035
99 | -7.4496 | -3.4845 | 7.4505 | 3.4866 | 0.00087658 | 0.0021182 | 0.23788 | 0.23788 | 0.23788 | 0.99803 | -0.041375 | 0.99825 | -0.02909 | 18.4404
100 | 3.5535 | 1.6776 | -3.5532 | -1.6779 | 0.00028948 | -0.00031226 | 0.11373 | 0.11374 | 0.11374 | 0.9974 | -0.045825 | 0.99733 | -0.045156 | 51.6989
101 | 0.080589 | 0.038118 | -0.080589 | -0.038557 | 1.6466e-07 | -0.00043892 | 0.0025804 | 0.0025859 | 0.0025859 | 0.99733 | -0.045156 | 0.99732 | -0.045138 | 1.1754
102 | 3.4726 | 1.6397 | -3.4702 | -1.6425 | 0.0024152 | -0.0027572 | 0.11116 | 0.1112 | 0.1112 | 0.99733 | -0.045156 | 0.99668 | -0.039417 | 50.5456
103 | 0.080589 | 0.038557 | -0.080589 | -0.039031 | 1.787e-07 | -0.00047427 | 0.0025859 | 0.0025918 | 0.0025918 | 0.99732 | -0.045138 | 0.99732 | -0.045119 | 1.1781
104 | 0.8187 | 0.38315 | -0.81837 | -0.39157 | 0.00033032 | -0.0084263 | 0.026181 | 0.026286 | 0.026286 | 0.99668 | -0.039417 | 0.9963 | -0.036081 | 11.9483
105 | 0.45699 | 0.21322 | -0.45691 | -0.22034 | 8.6339e-05 | -0.0071202 | 0.014606 | 0.014695 | 0.014695 | 0.99668 | -0.039417 | 0.9965 | -0.037846 | 6.6794
106 | 2.1945 | 1.0461 | -2.194 | -1.0459 | 0.00056369 | 0.00027743 | 0.070414 | 0.070415 | 0.070415 | 0.99668 | -0.039417 | 0.99641 | -0.041212 | 33.5311
107 | 0.40799 | 0.19296 | -0.40798 | -0.19462 | 1.6016e-05 | -0.0016553 | 0.013077 | 0.013098 | 0.013098 | 0.9963 | -0.036081 | 0.99627 | -0.035754 | 5.9534
108 | 0.41037 | 0.19861 | -0.41037 | -0.19875 | 1.4259e-06 | -0.00014462 | 0.01321 | 0.013212 | 0.013212 | 0.9963 | -0.036081 | 0.9963 | -0.036051 | 6.0053
109 | 0.45691 | 0.22034 | -0.4569 | -0.22114 | 9.767e-06 | -0.00079984 | 0.014695 | 0.014705 | 0.014705 | 0.9965 | -0.037846 | 0.99648 | -0.037661 | 6.684
110 | 1.7826 | 0.84665 | -1.7823 | -0.84653 | 0.00029719 | 0.00012568 | 0.057175 | 0.057176 | 0.057176 | 0.99641 | -0.041212 | 0.99623 | -0.042393 | 27.2266
111 | 0.17658 | 0.085374 | -0.17657 | -0.085519 | 7.2587e-06 | -0.00014499 | 0.005682 | 0.0056839 | 0.0056839 | 0.99648 | -0.037661 | 0.99644 | -0.037933 | 2.7066
112 | 0.18116 | 0.085568 | -0.18115 | -0.08688 | 2.4995e-06 | -0.0013121 | 0.0058052 | 0.0058216 | 0.0058216 | 0.99627 | -0.035754 | 0.99626 | -0.035638 | 2.6462
113 | 0.22682 | 0.10905 | -0.22682 | -0.10929 | 7.1776e-07 | -0.00023928 | 0.0072924 | 0.0072954 | 0.0072954 | 0.99627 | -0.035754 | 0.99627 | -0.035726 | 3.3161
114 | 0.18115 | 0.08688 | -0.18115 | -0.086926 | 8.7209e-08 | -4.5641e-05 | 0.0058216 | 0.0058222 | 0.0058222 | 0.99626 | -0.035638 | 0.99625 | -0.035634 | 2.6464
115 | 0.15572 | 0.074856 | -0.15572 | -0.075374 | 7.3282e-07 | -0.00051813 | 0.0050063 | 0.0050129 | 0.0050129 | 0.99627 | -0.035726 | 0.99626 | -0.035686 | 2.2786
116 | 0.12548 | 0.059994 | -0.12548 | -0.060771 | 7.0688e-07 | -0.00077721 | 0.0040213 | 0.0040311 | 0.0040311 | 0.99841 | -0.028478 | 0.99841 | -0.02843 | 1.8323
117 | -0.12548 | -0.059994 | 0.12548 | 0.059788 | 5.0645e-06 | -0.00020615 | 0.0040213 | 0.0040187 | 0.0040213 | 0.99841 | -0.028478 | 0.99846 | -0.028197 | 1.9149
118 | 8.3198 | 3.8872 | -8.3195 | -3.8896 | 0.00022349 | -0.0024445 | 0.2655 | 0.26553 | 0.26553 | 0.99846 | -0.028197 | 0.99843 | -0.028318 | 20.8098
119 | -8.4453 | -3.947 | 8.4472 | 3.9265 | 0.0019305 | -0.020488 | 0.26952 | 0.26926 | 0.26952 | 0.99846 | -0.028197 | 0.99869 | -0.027154 | 21.1223
120 | 1.7823 | 0.84653 | -1.7823 | -0.84666 | 2.5737e-05 | -0.0001321 | 0.057176 | 0.057178 | 0.057178 | 0.99623 | -0.042393 | 0.99622 | -0.042272 | 25.9898
121 | 0.11263 | 0.053739 | -0.11263 | -0.05455 | 5.9942e-07 | -0.00081126 | 0.0036161 | 0.0036263 | 0.0036263 | 0.99625 | -0.035634 | 0.99625 | -0.035588 | 1.6483
122 | 0.15572 | 0.075374 | -0.15572 | -0.075418 | 6.1359e-08 | -4.3283e-05 | 0.0050129 | 0.0050134 | 0.0050134 | 0.99626 | -0.035686 | 0.99626 | -0.035682 | 2.2788
123 | 7.5597 | 3.5216 | -7.5594 | -3.5261 | 0.00033784 | -0.0045197 | 0.24113 | 0.24118 | 0.24118 | 0.99843 | -0.028318 | 0.99838 | -0.028522 | 18.9016
124 | -8.8955 | -4.1369 | 8.8962 | 4.1299 | 0.00073014 | -0.0069577 | 0.28357 | 0.28348 | 0.28357 | 0.99869 | -0.027154 | 0.99878 | -0.026773 | 22.2235
125 | 0.44829 | 0.21041 | -0.44829 | -0.2108 | 4.5585e-06 | -0.00039536 | 0.014314 | 0.014319 | 0.014319 | 0.99869 | -0.027154 | 0.99868 | -0.027071 | 6.5087
126 | -0.080965 | -0.039213 | 0.080965 | 0.038652 | 2.1457e-07 | -0.00056099 | 0.0026079 | 0.0026008 | 0.0026079 | 0.99582 | -0.042434 | 0.99582 | -0.042457 | 1.1854
127 | -0.17108 | -0.082298 | 0.17108 | 0.081623 | 1.1522e-06 | -0.00067541 | 0.0055034 | 0.005495 | 0.0055034 | 0.99582 | -0.042457 | 0.99583 | -0.042514 | 2.5016
128 | 1.7823 | 0.84666 | -1.782 | -0.84816 | 0.00029156 | -0.0014957 | 0.057178 | 0.057197 | 0.057197 | 0.99622 | -0.042272 | 0.99607 | -0.040905 | 25.9987
129 | 1.5552 | 0.73831 | -1.5549 | -0.73818 | 0.00035302 | 0.00012687 | 0.049894 | 0.049895 | 0.049895 | 0.99607 | -0.040905 | 0.99583 | -0.042514 | 23.7595
130 | -7.4505 | -3.4866 | 7.4509 | 3.4803 | 0.00046374 | -0.006384 | 0.23788 | 0.2378 | 0.23788 | 0.99825 | -0.02909 | 0.99832 | -0.02881 | 18.6425
131 | 0.17831 | 0.080045 | -0.1783 | -0.080195 | 7.3452e-06 | -0.00014912 | 0.0056497 | 0.0056516 | 0.0056516 | 0.99868 | -0.027071 | 0.99864 | -0.027419 | 2.6912
132 | 0.10874 | 0.046504 | -0.10874 | -0.047427 | 6.0673e-07 | -0.00092284 | 0.0034188 | 0.0034293 | 0.0034293 | 0.99864 | -0.027419 | 0.99863 | -0.027382 | 1.5588
133 | -8.8962 | -4.1299 | 8.8964 | 4.1277 | 0.0002299 | -0.0021921 | 0.28348 | 0.28345 | 0.28348 | 0.99878 | -0.026773 | 0.9988 | -0.026652 | 22.2164
134 | 0.10874 | 0.047427 | -0.10874 | -0.052611 | 3.4803e-06 | -0.005184 | 0.0034293 | 0.003492 | 0.003492 | 0.99863 | -0.027382 | 0.9986 | -0.027135 | 1.5873
135 | 7.5594 | 3.5261 | -7.5592 | -3.5289 | 0.00020338 | -0.0027196 | 0.24118 | 0.24122 | 0.24122 | 0.99838 | -0.028522 | 0.99835 | -0.028644 | 18.9043
136 | -2.1416 | -0.93948 | 2.1436 | 0.93257 | 0.0019479 | -0.0069145 | 0.067886 | 0.067799 | 0.067886 | 0.99447 | -0.047495 | 0.99533 | -0.053629 | 30.8571
137 | 0.36906 | 0.17867 | -0.36904 | -0.17874 | 1.5858e-05 | -6.4233e-05 | 0.011903 | 0.011903 | 0.011903 | 0.99447 | -0.047495 | 0.99443 | -0.047779 | 5.6683
138 | 0.075886 | 0.029276 | -0.075884 | -0.035075 | 1.8705e-06 | -0.0057983 | 0.002359 | 0.0024247 | 0.0024247 | 0.99533 | -0.053629 | 0.99531 | -0.053477 | 1.1021
139 | 0.84035 | 0.40251 | -0.84029 | -0.40253 | 5.9471e-05 | -1.6798e-05 | 0.027024 | 0.027025 | 0.027025 | 0.99533 | -0.053629 | 0.99526 | -0.054115 | 12.869
140 | -3.0598 | -1.3644 | 3.0602 | 1.3637 | 0.00041651 | -0.00065828 | 0.097166 | 0.097157 | 0.097166 | 0.99533 | -0.053629 | 0.99546 | -0.054599 | 44.1664
141 | 0.075884 | 0.035075 | -0.075884 | -0.036752 | 5.6145e-07 | -0.0016776 | 0.0024247 | 0.0024455 | 0.0024455 | 0.99531 | -0.053477 | 0.9953 | -0.053416 | 1.1116
142 | 0.42812 | 0.20291 | -0.42811 | -0.20374 | 8.8687e-06 | -0.00082872 | 0.013742 | 0.013752 | 0.013752 | 0.99526 | -0.054115 | 0.99524 | -0.053943 | 6.251
143 | -3.1953 | -1.4291 | 3.1955 | 1.4287 | 0.00026374 | -0.00037547 | 0.10151 | 0.1015 | 0.10151 | 0.99546 | -0.054599 | 0.99554 | -0.055193 | 46.1388
144 | -0.3084 | -0.14937 | 0.30841 | 0.14932 | 8.3484e-06 | -5.0924e-05 | 0.0099366 | 0.0099359 | 0.0099366 | 0.99552 | -0.043135 | 0.99555 | -0.042957 | 4.7317
145 | -0.63424 | -0.29813 | 0.6343 | 0.29528 | 6.6719e-05 | -0.0028494 | 0.020321 | 0.020286 | 0.020321 | 0.99555 | -0.042957 | 0.99565 | -0.043803 | 9.2369
146 | 0.32583 | 0.14881 | -0.32577 | -0.15777 | 5.519e-05 | -0.0089557 | 0.010387 | 0.010497 | 0.010497 | 0.99555 | -0.042957 | 0.99539 | -0.041575 | 4.7715
147 | 0.14698 | 0.070263 | -0.14698 | -0.071186 | 1.1657e-06 | -0.00092372 | 0.0047235 | 0.0047351 | 0.0047351 | 0.99565 | -0.043803 | 0.99564 | -0.043735 | 2.1523
148 | -0.78129 | -0.36554 | 0.78142 | 0.36548 | 0.0001351 | -5.8885e-05 | 0.025009 | 0.025007 | 0.025009 | 0.99565 | -0.043803 | 0.99583 | -0.042514 | 11.9091
149 | 0.32577 | 0.15777 | -0.32577 | -0.15778 | 1.653e-06 | -8.923e-06 | 0.010497 | 0.010497 | 0.010497 | 0.99539 | -0.041575 | 0.99538 | -0.041609 | 4.9988
150 | 0.35811 | 0.17339 | -0.3581 | -0.17344 | 1.0149e-05 | -4.4331e-05 | 0.011534 | 0.011535 | 0.011535 | 0.99583 | -0.042514 | 0.9958 | -0.042701 | 5.4926
151 | 0.1552 | 0.074553 | -0.15517 | -0.075155 | 2.313e-05 | -0.00060142 | 0.0049911 | 0.0049989 | 0.0049989 | 0.99583 | -0.042514 | 0.99567 | -0.043512 | 2.3804
152 | 0.22705 | 0.10906 | -0.22705 | -0.10997 | 2.7754e-06 | -0.00090236 | 0.0073392 | 0.0073506 | 0.0073506 | 0.99076 | -0.021477 | 0.99075 | -0.021371 | 3.3412
153 | -0.13215 | -0.064003 | 0.13215 | 0.06371 | 2.9948e-07 | -0.00029274 | 0.0042586 | 0.0042549 | 0.0042586 | 0.99533 | -0.053012 | 0.99533 | -0.053031 | 1.9357
154 | -0.13215 | -0.06371 | 0.13215 | 0.061737 | 2.0056e-06 | -0.0019738 | 0.0042549 | 0.0042303 | 0.0042549 | 0.99533 | -0.053031 | 0.99535 | -0.053158 | 1.934
155 | -0.18727 | -0.089568 | 0.18727 | 0.088631 | 1.9149e-06 | -0.00093699 | 0.0060211 | 0.0060094 | 0.0060211 | 0.99525 | -0.052328 | 0.99526 | -0.052414 | 2.7369
156 | 0.072977 | 0.034215 | -0.072977 | -0.035344 | 3.5061e-07 | -0.0011296 | 0.0023378 | 0.0023519 | 0.0023519 | 0.99525 | -0.052328 | 0.99525 | -0.052288 | 1.0691
157 | 0.18102 | 0.083445 | -0.18101 | -0.086871 | 6.515e-06 | -0.003426 | 0.0057815 | 0.0058238 | 0.0058238 | 0.99526 | -0.052414 | 0.99523 | -0.05212 | 2.6472
158 | -0.36829 | -0.17208 | 0.36832 | 0.16757 | 3.5258e-05 | -0.004504 | 0.011791 | 0.011736 | 0.011791 | 0.99526 | -0.052414 | 0.99535 | -0.053158 | 5.3594
159 | 0.18101 | 0.086871 | -0.18101 | -0.087667 | 1.528e-06 | -0.00079624 | 0.0058238 | 0.0058338 | 0.0058338 | 0.99523 | -0.05212 | 0.99522 | -0.052047 | 2.6517
160 | -2.1652 | -1.0333 | 2.1661 | 1.03 | 0.00099807 | -0.0033607 | 0.06958 | 0.069534 | 0.06958 | 0.99535 | -0.053158 | 0.99578 | -0.057026 | 31.6271
161 | 1.6647 | 0.80402 | -1.6643 | -0.80607 | 0.00034928 | -0.0020477 | 0.053616 | 0.053643 | 0.053643 | 0.99535 | -0.053158 | 0.99515 | -0.051335 | 24.3833
162 | 3.1963 | 1.4276 | -3.1955 | -1.4287 | 0.00081655 | -0.0011633 | 0.10148 | 0.1015 | 0.1015 | 0.99578 | -0.057026 | 0.99554 | -0.055193 | 46.1364
163 | 0.10999 | 0.052051 | -0.10998 | -0.053268 | 8.5772e-07 | -0.0012169 | 0.0035275 | 0.0035427 | 0.0035427 | 0.99578 | -0.057026 | 0.99577 | -0.05696 | 1.6103
164 | 0.32178 | 0.15498 | -0.32177 | -0.15584 | 5.2285e-06 | -0.00086517 | 0.010346 | 0.010357 | 0.010357 | 0.99656 | -0.048572 | 0.99655 | -0.048431 | 4.7076
165 | -6.7539 | -3.0942 | 6.7543 | 3.0875 | 0.00039618 | -0.0066907 | 0.21519 | 0.21511 | 0.21519 | 0.99656 | -0.048572 | 0.99662 | -0.048279 | 16.8648
166 | -6.7543 | -3.0875 | 6.7544 | 3.0865 | 5.5575e-05 | -0.00093905 | 0.21511 | 0.2151 | 0.21511 | 0.99662 | -0.048279 | 0.99663 | -0.048237 | 16.8583
167 | -0.30578 | -0.1481 | 0.30579 | 0.14806 | 5.9648e-06 | -3.702e-05 | 0.0098553 | 0.0098548 | 0.0098553 | 0.99519 | -0.053864 | 0.99521 | -0.053735 | 4.693
168 | -0.30579 | -0.14806 | 0.3058 | 0.14672 | 7.3458e-06 | -0.00134 | 0.0098548 | 0.0098379 | 0.0098548 | 0.99521 | -0.053735 | 0.99524 | -0.053943 | 4.4795
169 | 0.12232 | 0.057017 | -0.12232 | -0.058812 | 1.5621e-06 | -0.0017953 | 0.0039144 | 0.0039367 | 0.0039367 | 0.99524 | -0.053943 | 0.99522 | -0.053837 | 1.7894
170 | 0.12232 | 0.058812 | -0.12232 | -0.05924 | 3.7514e-07 | -0.0004281 | 0.0039367 | 0.0039421 | 0.0039421 | 0.99522 | -0.053837 | 0.99522 | -0.05381 | 1.7919
171 | -6.9517 | -3.1821 | 6.952 | 3.1827 | 0.0002556 | 0.00060715 | 0.22145 | 0.22145 | 0.22145 | 0.99663 | -0.048237 | 0.9967 | -0.044351 | 17.1667
172 | 0.12164 | 0.058065 | -0.12164 | -0.058319 | 2.1869e-07 | -0.00025421 | 0.0039057 | 0.0039089 | 0.0039089 | 0.99625 | -0.047213 | 0.99625 | -0.047197 | 1.7768
173 | 0.38616 | 0.18603 | -0.38615 | -0.18698 | 8.4255e-06 | -0.00095492 | 0.012456 | 0.012468 | 0.012468 | 0.99336 | -0.0125 | 0.99334 | -0.012311 | 5.6674
174 | 0.24281 | 0.11756 | -0.24281 | -0.1176 | 1.386e-07 | -3.9767e-05 | 0.0078398 | 0.0078403 | 0.0078403 | 0.99334 | -0.012311 | 0.99334 | -0.012306 | 3.5638
175 | -0.17318 | -0.083873 | 0.17318 | 0.083473 | 7.079e-07 | -0.00039983 | 0.0055913 | 0.0055863 | 0.0055913 | 0.99344 | -0.013216 | 0.99344 | -0.013251 | 2.5415
176 | 0.11696 | 0.053789 | -0.11695 | -0.056346 | 2.0451e-06 | -0.0025576 | 0.0037407 | 0.0037724 | 0.0037724 | 0.99344 | -0.013251 | 0.99343 | -0.013109 | 1.7147
177 | 0.11695 | 0.056346 | -0.11695 | -0.056643 | 2.3975e-07 | -0.00029699 | 0.0037724 | 0.0037761 | 0.0037761 | 0.99343 | -0.013109 | 0.99342 | -0.013091 | 1.7164
178 | 7.3633 | 3.3583 | -7.362 | -3.3775 | 0.0013536 | -0.019138 | 0.23435 | 0.23458 | 0.23458 | 0.99693 | -0.043255 | 0.99674 | -0.044176 | 18.3844
179 | 7.362 | 3.3775 | -7.3617 | -3.3812 | 0.00026199 | -0.0036986 | 0.23458 | 0.23463 | 0.23463 | 0.99674 | -0.044176 | 0.9967 | -0.044351 | 18.388
180 | 0.12164 | 0.058319 | -0.12164 | -0.058913 | 5.1231e-07 | -0.0005939 | 0.0039089 | 0.0039163 | 0.0039163 | 0.99625 | -0.047197 | 0.99624 | -0.047161 | 1.7802
181 | 7.5592 | 3.5289 | -7.5589 | -3.5326 | 0.00027705 | -0.0037031 | 0.24122 | 0.24127 | 0.24127 | 0.99835 | -0.028644 | 0.99832 | -0.02881 | 18.908
182 | -0.10874 | -0.052664 | 0.10874 | 0.052611 | 3.6677e-08 | -5.3615e-05 | 0.0034926 | 0.003492 | 0.0034926 | 0.9986 | -0.027132 | 0.9986 | -0.027135 | 1.5876
183 | -0.10203 | -0.049382 | 0.10203 | 0.039633 | 5.6403e-06 | -0.0097484 | 0.0032738 | 0.0031613 | 0.0032738 | 0.99948 | -0.0018977 | 0.99954 | -0.0022692 | 1.4881
184 | 0.10203 | 0.049382 | -0.10203 | -0.049414 | 1.9305e-08 | -3.2409e-05 | 0.0032738 | 0.0032742 | 0.0032742 | 0.99948 | -0.0018977 | 0.99948 | -0.0018961 | 1.4883
185 | -20.168 | -9.2025 | 20.1762 | 9.1909 | 0.0081693 | -0.011606 | 0.64024 | 0.64005 | 0.64024 | 0.99954 | -0.0022692 | 0.99996 | -0.0002099 | 50.1757
186 | -20.1762 | -9.1909 | 20.177 | 9.1897 | 0.00082936 | -0.0011796 | 0.64005 | 0.64003 | 0.64005 | 0.99996 | -0.0002099 | 1 | 0 | 50.1605

## res_trafo
| p_hv_mw | q_hv_mvar | p_lv_mw | q_lv_mvar | pl_mw | ql_mvar | i_hv_ka | i_lv_ka | vm_hv_pu | va_hv_degree | vm_lv_pu | va_lv_degree | loading_percent
0 | 2.6518e-14 | 1.7507e-14 | 0.013999 | 0.0105 | 0.013999 | 0.0105 | 1.6678e-16 | 0.00050517 | 0.99997 | 149.9981 | 1 | 0 | 0.069998

## res_ext_grid
| p_mw | q_mvar
0 | 20.5526 | 9.3753

## res_load
| p_mw | q_mvar
0 | 0.21535 | 0.1043
1 | 0.29509 | 0.14292
2 | 0.072741 | 0.03523
3 | 0.41143 | 0.19927
4 | 0.11299 | 0.054722
5 | 0.10573 | 0.051209
6 | 0.32639 | 0.15808
7 | 0.28056 | 0.13588
8 | 0.12836 | 0.062166
9 | 0.076412 | 0.037008
10 | 0.076517 | 0.037059
11 | 0.31913 | 0.15456
12 | 0.11079 | 0.053656
13 | 0.082723 | 0.040064
14 | 0.18295 | 0.088609
15 | 0.18598 | 0.090073
16 | 0.1136 | 0.05502
17 | 0.36029 | 0.17449
18 | 0.17958 | 0.086973
19 | 0.13386 | 0.064832
20 | 0.40512 | 0.19621
21 | 0.081501 | 0.039473
22 | 0.29475 | 0.14276
23 | 0.087926 | 0.042584
24 | 0.082353 | 0.039885
25 | 0.37691 | 0.18255
26 | 0.40756 | 0.19739
27 | 0.1781 | 0.086256
28 | 0.31432 | 0.15223
29 | 0.0783 | 0.037922
30 | 0.37342 | 0.18086
31 | 0.0721 | 0.034919
32 | 0.072346 | 0.035039
33 | 0.13529 | 0.065526
34 | 0.15514 | 0.075137
35 | 0.098759 | 0.047831
36 | 0.24759 | 0.11991
37 | 0.069019 | 0.033427
38 | 0.069348 | 0.033587
39 | 0.2836 | 0.13736
40 | 0.32461 | 0.15722
41 | 0.080589 | 0.039031
42 | 0.41132 | 0.19921
43 | 0.28031 | 0.13576
44 | 0.41037 | 0.19875
45 | 0.071099 | 0.034435
46 | 0.12548 | 0.060771
47 | 0.17657 | 0.085519
48 | 0.068522 | 0.033187
49 | 0.7598 | 0.36799
50 | 0.080965 | 0.039213
51 | 0.090118 | 0.043646
52 | 0.22681 | 0.10985
53 | 0.73852 | 0.35768
54 | 0.26998 | 0.13076
55 | 0.069563 | 0.033691
56 | 0.18014 | 0.087246
57 | 0.36904 | 0.17874
58 | 0.41217 | 0.19962
59 | 0.13502 | 0.065395
60 | 0.075884 | 0.036752
61 | 0.3084 | 0.14937
62 | 0.089055 | 0.043131
63 | 0.3581 | 0.17344
64 | 0.15517 | 0.075155
65 | 0.14698 | 0.071186
66 | 0.32577 | 0.15778
67 | 0.22705 | 0.10997
68 | 0.13215 | 0.064003
69 | 0.11429 | 0.055353
70 | 0.072977 | 0.035344
71 | 0.18101 | 0.087667
72 | 1.6643 | 0.80607
73 | 0.32177 | 0.15584
74 | 0.10998 | 0.053268
75 | 0.19301 | 0.093477
76 | 0.078933 | 0.038229
77 | 0.30578 | 0.1481
78 | 0.19737 | 0.095589
79 | 0.12232 | 0.05924
80 | 0.14334 | 0.069422
81 | 0.24281 | 0.1176
82 | 0.17318 | 0.083873
83 | 0.11695 | 0.056643
84 | 0.12164 | 0.058913
85 | 0.11263 | 0.05455
86 | 0.15572 | 0.075418
87 | 0.10798 | 0.052299
88 | 0.10874 | 0.052664
89 | 0.10203 | 0.049414
90 | 0.36162 | 0.17514
91 | 0.40971 | 0.19843
92 | 0.1899 | 0.091974

## dtypes
| element | column | dtype
0 | bus | name | object
1 | bus | vn_kv | float64
2 | bus | type | object
3 | bus | zone | object
4 | bus | in_service | bool
5 | load | name | object
6 | load | bus | uint32
7 | load | p_mw | float64
8 | load | q_mvar | float64
9 | load | const_z_percent | float64
10 | load | const_i_percent | float64
11 | load | sn_mva | float64
12 | load | scaling | float64
13 | load | in_service | bool
14 | load | type | object
15 | ext_grid | name | object
16 | ext_grid | bus | uint32
17 | ext_grid | vm_pu | float64
18 | ext_grid | va_degree | float64
19 | ext_grid | slack_weight | float64
20 | ext_grid | in_service | bool
21 | line | name | object
22 | line | std_type | object
23 | line | from_bus | uint32
24 | line | to_bus | uint32
25 | line | length_km | float64
26 | line | r_ohm_per_km | float64
27 | line | x_ohm_per_km | float64
28 | line | c_nf_per_km | float64
29 | line | g_us_per_km | float64
30 | line | max_i_ka | float64
31 | line | df | float64
32 | line | parallel | uint32
33 | line | type | object
34 | line | in_service | bool
35 | trafo | name | object
36 | trafo | std_type | object
37 | trafo | hv_bus | uint32
38 | trafo | lv_bus | uint32
39 | trafo | sn_mva | float64
40 | trafo | vn_hv_kv | float64
41 | trafo | vn_lv_kv | float64
42 | trafo | vk_percent | float64
43 | trafo | vkr_percent | float64
44 | trafo | pfe_kw | float64
45 | trafo | i0_percent | float64
46 | trafo | shift_degree | float64
47 | trafo | tap_side | object
48 | trafo | tap_neutral | int32
49 | trafo | tap_min | int32
50 | trafo | tap_max | int32
51 | trafo | tap_step_percent | float64
52 | trafo | tap_step_degree | float64
53 | trafo | tap_pos | int32
54 | trafo | tap_phase_shifter | bool
55 | trafo | parallel | uint32
56 | trafo | df | float64
57 | trafo | in_service | bool
58 | bus_geodata | x | float64
59 | bus_geodata | y | float64
60 | bus_geodata | coords | object
61 | res_bus | vm_pu | float64
62 | res_bus | va_degree | float64
63 | res_bus | p_mw | float64
64 | res_bus | q_mvar | float64
65 | res_line | p_from_mw | float64
66 | res_line | q_from_mvar | float64
67 | res_line | p_to_mw | float64
68 | res_line | q_to_mvar | float64
69 | res_line | pl_mw | float64
70 | res_line | ql_mvar | float64
71 | res_line | i_from_ka | float64
72 | res_line | i_to_ka | float64
73 | res_line | i_ka | float64
74 | res_line | vm_from_pu | float64
75 | res_line | va_from_degree | float64
76 | res_line | vm_to_pu | float64
77 | res_line | va_to_degree | float64
78 | res_line | loading_percent | float64
79 | res_trafo | p_hv_mw | float64
80 | res_trafo | q_hv_mvar | float64
81 | res_trafo | p_lv_mw | float64
82 | res_trafo | q_lv_mvar | float64
83 | res_trafo | pl_mw | float64
84 | res_trafo | ql_mvar | float64
85 | res_trafo | i_hv_ka | float64
86 | res_trafo | i_lv_ka | float64
87 | res_trafo | vm_hv_pu | float64
88 | res_trafo | va_hv_degree | float64
89 | res_trafo | vm_lv_pu | float64
90 | res_trafo | va_lv_degree | float64
91 | res_trafo | loading_percent | float64
92 | res_ext_grid | p_mw | float64
93 | res_ext_grid | q_mvar | float64
94 | res_load | p_mw | float64
95 | res_load | q_mvar | float64

## parameters
| version | format_version | converged | OPF_converged | name | f_hz | sn_mva
0 | 2.14.6 | 2.14.0 | TRUE | FALSE |  | 50 | 1