## bus
| name | vn_kv | type | zone | in_service
0 | bus_MV_388_0_node_0 | 20 | n |  | TRUE
1 | bus_MV_388_0_node_1 | 20 | n |  | TRUE
2 | bus_MV_388_0_node_2 | 20 | n |  | TRUE
3 | bus_MV_388_0_node_14 | 20 | n |  | TRUE
4 | bus_MV_388_0_node_15 | 20 | n |  | TRUE
5 | bus_MV_388_0_node_4 | 20 | n |  | TRUE
6 | bus_MV_388_0_node_7 | 20 | n |  | TRUE
7 | bus_MV_388_0_node_3 | 20 | n |  | TRUE
8 | bus_MV_388_0_node_5 | 20 | n |  | TRUE
9 | bus_MV_388_0_node_6 | 20 | n |  | TRUE
10 | bus_MV_388_0_node_75 | 20 | n |  | TRUE
11 | bus_MV_388_0_node_30 | 20 | n |  | TRUE
12 | bus_MV_388_0_node_31 | 20 | n |  | TRUE
13 | bus_MV_388_0_node_70 | 20 | n |  | TRUE
14 | bus_MV_388_0_node_149 | 20 | n |  | TRUE
15 | bus_MV_388_0_node_48 | 20 | n |  | TRUE
16 | bus_MV_388_0_node_47 | 20 | n |  | TRUE
17 | bus_MV_388_0_node_8 | 20 | n |  | TRUE
18 | bus_MV_388_0_node_9 | 20 | n |  | TRUE
19 | bus_MV_388_0_node_152 | 20 | n |  | TRUE
20 | bus_MV_388_0_node_10 | 20 | n |  | TRUE
21 | bus_MV_388_0_node_12 | 20 | n |  | TRUE
22 | bus_MV_388_0_node_137 | 20 | n |  | TRUE
23 | bus_MV_388_0_node_11 | 20 | n |  | TRUE
24 | bus_MV_388_0_node_111 | 20 | n |  | TRUE
25 | bus_MV_388_0_node_144 | 20 | n |  | TRUE
26 | bus_MV_388_0_node_13 | 20 | n |  | TRUE
27 | bus_MV_388_0_node_132 | 20 | n |  | TRUE
28 | bus_MV_388_0_node_131 | 20 | n |  | TRUE
29 | bus_MV_388_0_node_130 | 20 | n |  | TRUE
30 | bus_MV_388_0_node_123 | 20 | n |  | TRUE
31 | bus_MV_388_0_node_136 | 20 | n |  | TRUE
32 | bus_MV_388_0_node_110 | 20 | n |  | TRUE
33 | bus_MV_388_0_node_133 | 20 | n |  | TRUE
34 | bus_MV_388_0_node_128 | 20 | n |  | TRUE
35 | bus_MV_388_0_node_122 | 20 | n |  | TRUE
36 | bus_MV_388_0_node_120 | 20 | n |  | TRUE
37 | bus_MV_388_0_node_121 | 20 | n |  | TRUE
38 | bus_MV_388_0_node_124 | 20 | n |  | TRUE
39 | bus_MV_388_0_node_16 | 20 | n |  | TRUE
40 | bus_MV_388_0_node_18 | 20 | n |  | TRUE
41 | bus_MV_388_0_node_85 | 20 | n |  | TRUE
42 | bus_MV_388_0_node_17 | 20 | n |  | TRUE
43 | bus_MV_388_0_node_23 | 20 | n |  | TRUE
44 | bus_MV_388_0_node_74 | 20 | n |  | TRUE
45 | bus_MV_388_0_node_19 | 20 | n |  | TRUE
46 | bus_MV_388_0_node_148 | 20 | n |  | TRUE
47 | bus_MV_388_0_node_67 | 20 | n |  | TRUE
48 | bus_MV_388_0_node_80 | 20 | n |  | TRUE
49 | bus_MV_388_0_node_24 | 20 | n |  | TRUE
50 | bus_MV_388_0_node_79 | 20 | n |  | TRUE
51 | bus_MV_388_0_node_66 | 20 | n |  | TRUE
52 | bus_MV_388_0_node_81 | 20 | n |  | TRUE
53 | bus_MV_388_0_node_78 | 20 | n |  | TRUE
54 | bus_MV_388_0_node_20 | 20 | n |  | TRUE
55 | bus_MV_388_0_node_21 | 20 | n |  | TRUE
56 | bus_MV_388_0_node_22 | 20 | n |  | TRUE
57 | bus_MV_388_0_node_93 | 20 | n |  | TRUE
58 | bus_MV_388_0_node_161 | 20 | n |  | TRUE
59 | bus_MV_388_0_node_76 | 20 | n |  | TRUE
60 | bus_MV_388_0_node_92 | 20 | n |  | TRUE
61 | bus_MV_388_0_node_94 | 20 | n |  | TRUE
62 | bus_MV_388_0_node_146 | 20 | n |  | TRUE
63 | bus_MV_388_0_node_95 | 20 | n |  | TRUE
64 | bus_MV_388_0_node_151 | 20 | n |  | TRUE
65 | bus_MV_388_0_node_77 | 20 | n |  | TRUE
66 | bus_MV_388_0_node_82 | 20 | n |  | TRUE
67 | bus_MV_388_0_node_83 | 20 | n |  | TRUE
68 | bus_MV_388_0_node_25 | 20 | n |  | TRUE
69 | bus_MV_388_0_node_26 | 20 | n |  | TRUE
70 | bus_MV_388_0_node_27 | 20 | n |  | TRUE
71 | bus_MV_388_0_node_87 | 20 | n |  | TRUE
72 | bus_MV_388_0_node_86 | 20 | n |  | TRUE
73 | bus_MV_388_0_node_28 | 20 | n |  | TRUE
74 | bus_MV_388_0_node_84 | 20 | n |  | TRUE
75 | bus_MV_388_0_node_29 | 20 | n |  | TRUE
76 | bus_MV_388_0_node_44 | 20 | n |  | TRUE
77 | bus_MV_388_0_node_42 | 20 | n |  | TRUE
78 | bus_MV_388_0_node_32 | 20 | n |  | TRUE
79 | bus_MV_388_0_node_33 | 20 | n |  | TRUE
80 | bus_MV_388_0_node_35 | 20 | n |  | TRUE
81 | bus_MV_388_0_node_150 | 20 | n |  | TRUE
82 | bus_MV_388_0_node_63 | 20 | n |  | TRUE
83 | bus_MV_388_0_node_100 | 20 | n |  | TRUE
84 | bus_MV_388_0_node_34 | 20 | n |  | TRUE
85 | bus_MV_388_0_node_46 | 20 | n |  | TRUE
86 | bus_MV_388_0_node_104 | 20 | n |  | TRUE
87 | bus_MV_388_0_node_38 | 20 | n |  | TRUE
88 | bus_MV_388_0_node_36 | 20 | n |  | TRUE
89 | bus_MV_388_0_node_37 | 20 | n |  | TRUE
90 | bus_MV_388_0_node_40 | 20 | n |  | TRUE
91 | bus_MV_388_0_node_41 | 20 | n |  | TRUE
92 | bus_MV_388_0_node_39 | 20 | n |  | TRUE
93 | bus_MV_388_0_node_157 | 20 | n |  | TRUE
94 | bus_MV_388_0_node_155 | 20 | n |  | TRUE
95 | bus_MV_388_0_node_103 | 20 | n |  | TRUE
96 | bus_MV_388_0_node_43 | 20 | n |  | TRUE
97 | bus_MV_388_0_node_45 | 20 | n |  | TRUE
98 | bus_MV_388_0_node_50 | 20 | n |  | TRUE
99 | bus_MV_388_0_node_99 | 20 | n |  | TRUE
100 | bus_MV_388_0_node_52 | 20 | n |  | TRUE
101 | bus_MV_388_0_node_53 | 20 | n |  | TRUE
102 | bus_MV_388_0_node_138 | 20 | n |  | TRUE
103 | bus_MV_388_0_node_51 | 20 | n |  | TRUE
104 | bus_MV_388_0_node_139 | 20 | n |  | TRUE
105 | bus_MV_388_0_node_49 | 20 | n |  | TRUE
106 | bus_MV_388_0_node_158 | 20 | n |  | TRUE
107 | bus_MV_388_0_node_54 | 20 | n |  | TRUE
108 | bus_MV_388_0_node_56 | 20 | n |  | TRUE
109 | bus_MV_388_0_node_57 | 20 | n |  | TRUE
110 | bus_MV_388_0_node_60 | 20 | n |  | TRUE
111 | bus_MV_388_0_node_64 | 20 | n |  | TRUE
112 | bus_MV_388_0_node_55 | 20 | n |  | TRUE
113 | bus_MV_388_0_node_58 | 20 | n |  | TRUE
114 | bus_MV_388_0_node_59 | 20 | n |  | TRUE
115 | bus_MV_388_0_node_61 | 20 | n |  | TRUE
116 | bus_MV_388_0_node_147 | 20 | n |  | TRUE
117 | bus_MV_388_0_node_112 | 20 | n |  | TRUE
118 | bus_MV_388_0_node_62 | 20 | n |  | TRUE
119 | bus_MV_388_0_node_159 | 20 | n |  | TRUE
120 | bus_MV_388_0_node_71 | 20 | n |  | TRUE
121 | bus_MV_388_0_node_145 | 20 | n |  | TRUE
122 | bus_MV_388_0_node_89 | 20 | n |  | TRUE
123 | bus_MV_388_0_node_113 | 20 | n |  | TRUE
124 | bus_MV_388_0_node_72 | 20 | n |  | TRUE
125 | bus_MV_388_0_node_73 | 20 | n |  | TRUE
126 | bus_MV_388_0_node_160 | 20 | n |  | TRUE
127 | bus_MV_388_0_node_69 | 20 | n |  | TRUE
128 | bus_MV_388_0_node_68 | 20 | n |  | TRUE
129 | bus_MV_388_0_node_90 | 20 | n |  | TRUE
130 | bus_MV_388_0_node_88 | 20 | n |  | TRUE
131 | bus_MV_388_0_node_91 | 20 | n |  | TRUE
132 | bus_MV_388_0_node_109 | 20 | n |  | TRUE
133 | bus_MV_388_0_node_108 | 20 | n |  | TRUE
134 | bus_MV_388_0_node_96 | 20 | n |  | TRUE
135 | bus_MV_388_0_node_97 | 20 | n |  | TRUE
136 | bus_MV_388_0_node_98 | 20 | n |  | TRUE
137 | bus_MV_388_0_node_101 | 20 | n |  | TRUE
138 | bus_MV_388_0_node_143 | 20 | n |  | TRUE
139 | bus_MV_388_0_node_162 | 20 | n |  | TRUE
140 | bus_MV_388_0_node_105 | 20 | n |  | TRUE
141 | bus_MV_388_0_node_106 | 20 | n |  | TRUE
142 | bus_MV_388_0_node_107 | 20 | n |  | TRUE
143 | bus_MV_388_0_node_154 | 20 | n |  | TRUE
144 | bus_MV_388_0_node_114 | 20 | n |  | TRUE
145 | bus_MV_388_0_node_118 | 20 | n |  | TRUE
146 | bus_MV_388_0_node_115 | 20 | n |  | TRUE
147 | bus_MV_388_0_node_116 | 20 | n |  | TRUE
148 | bus_MV_388_0_node_117 | 20 | n |  | TRUE
149 | bus_MV_388_0_node_119 | 20 | n |  | TRUE
150 | bus_MV_388_0_node_125 | 20 | n |  | TRUE
151 | bus_MV_388_0_node_126 | 20 | n |  | TRUE
152 | bus_MV_388_0_node_127 | 20 | n |  | TRUE
153 | bus_MV_388_0_node_129 | 20 | n |  | TRUE
154 | bus_MV_388_0_node_140 | 20 | n |  | TRUE
155 | bus_MV_388_0_node_141 | 20 | n |  | TRUE
156 | bus_MV_388_0_node_134 | 20 | n |  | TRUE
157 | bus_MV_388_0_node_156 | 20 | n |  | TRUE
158 | bus_MV_388_0_node_135 | 20 | n |  | TRUE
159 | bus_MV_388_0_node_142 | 20 | n |  | TRUE
160 | bus_MV_388_0_node_153 | 20 | n |  | TRUE
161 | bus_HV_388_0_node_57 | 110 | n |  | TRUE

## load
| name | bus | p_mw | q_mvar | const_z_percent | const_i_percent | sn_mva | scaling | in_service | type
0 | MV_388_0_load_0 | 0 | 0.26474 | 0.12822 | 0 | 0 |  | 1 | TRUE | wye
1 | MV_388_0_load_14 | 3 | 0.35024 | 0.16963 | 0 | 0 |  | 1 | TRUE | wye
2 | MV_388_0_load_7 | 6 | 0.18575 | 0.089964 | 0 | 0 |  | 1 | TRUE | wye
3 | MV_388_0_load_3 | 7 | 0.19408 | 0.093996 | 0 | 0 |  | 1 | TRUE | wye
4 | MV_388_0_load_75 | 10 | 0.20549 | 0.099521 | 0 | 0 |  | 1 | TRUE | wye
5 | MV_388_0_load_149 | 14 | 0.052011 | 0.02519 | 0 | 0 |  | 1 | TRUE | wye
6 | MV_388_0_load_8 | 17 | 0.40132 | 0.19437 | 0 | 0 |  | 1 | TRUE | wye
7 | MV_388_0_load_152 | 19 | 0.20864 | 0.10105 | 0 | 0 |  | 1 | TRUE | wye
8 | MV_388_0_load_137 | 22 | 0.40325 | 0.1953 | 0 | 0 |  | 1 | TRUE | wye
9 | MV_388_0_load_144 | 25 | 0.16938 | 0.082036 | 0 | 0 |  | 1 | TRUE | wye
10 | MV_388_0_load_132 | 27 | 0.41256 | 0.19981 | 0 | 0 |  | 1 | TRUE | wye
11 | MV_388_0_load_131 | 28 | 0.12524 | 0.060656 | 0 | 0 |  | 1 | TRUE | wye
12 | MV_388_0_load_130 | 29 | 0.075518 | 0.036575 | 0 | 0 |  | 1 | TRUE | wye
13 | MV_388_0_load_136 | 31 | 0.44172 | 0.21393 | 0 | 0 |  | 1 | TRUE | wye
14 | MV_388_0_load_110 | 32 | 0.53393 | 0.25859 | 0 | 0 |  | 1 | TRUE | wye
15 | MV_388_0_load_120 | 36 | 0.070378 | 0.034086 | 0 | 0 |  | 1 | TRUE | wye
16 | MV_388_0_load_121 | 37 | 0.13987 | 0.067743 | 0 | 0 |  | 1 | TRUE | wye
17 | MV_388_0_load_124 | 38 | 0.11479 | 0.055594 | 0 | 0 |  | 1 | TRUE | wye
18 | MV_388_0_load_16 | 39 | 0.19427 | 0.094088 | 0 | 0 |  | 1 | TRUE | wye
19 | MV_388_0_load_85 | 41 | 0.07624 | 0.036925 | 0 | 0 |  | 1 | TRUE | wye
20 | MV_388_0_load_74 | 44 | 0.20757 | 0.10053 | 0 | 0 |  | 1 | TRUE | wye
21 | MV_388_0_load_19 | 45 | 0.11508 | 0.055734 | 0 | 0 |  | 1 | TRUE | wye
22 | MV_388_0_load_148 | 46 | 0.18302 | 0.088641 | 0 | 0 |  | 1 | TRUE | wye
23 | MV_388_0_load_80 | 48 | 0.09784 | 0.047386 | 0 | 0 |  | 1 | TRUE | wye
24 | MV_388_0_load_66 | 51 | 0.29976 | 0.14518 | 0 | 0 |  | 1 | TRUE | wye
25 | MV_388_0_load_20 | 54 | 0.083046 | 0.040221 | 0 | 0 |  | 1 | TRUE | wye
26 | MV_388_0_load_161 | 58 | 0.17812 | 0.086268 | 0 | 0 |  | 1 | TRUE | wye
27 | MV_388_0_load_76 | 59 | 1.4121 | 0.68392 | 0 | 0 |  | 1 | TRUE | wye
28 | MV_388_0_load_92 | 60 | 0.085294 | 0.04131 | 0 | 0 |  | 1 | TRUE | wye
29 | MV_388_0_load_146 | 62 | 0.21539 | 0.10432 | 0 | 0 |  | 1 | TRUE | wye
30 | MV_388_0_load_151 | 64 | 0.24967 | 0.12092 | 0 | 0 |  | 1 | TRUE | wye
31 | MV_388_0_load_77 | 65 | 0.20916 | 0.1013 | 0 | 0 |  | 1 | TRUE | wye
32 | MV_388_0_load_83 | 67 | 0.14025 | 0.067925 | 0 | 0 |  | 1 | TRUE | wye
33 | MV_388_0_load_25 | 68 | 0.38994 | 0.18886 | 0 | 0 |  | 1 | TRUE | wye
34 | MV_388_0_load_87 | 71 | 0.091849 | 0.044484 | 0 | 0 |  | 1 | TRUE | wye
35 | MV_388_0_load_86 | 72 | 0.097811 | 0.047372 | 0 | 0 |  | 1 | TRUE | wye
36 | MV_388_0_load_84 | 74 | 0.12192 | 0.059051 | 0 | 0 |  | 1 | TRUE | wye
37 | MV_388_0_load_29 | 75 | 0.20236 | 0.098009 | 0 | 0 |  | 1 | TRUE | wye
38 | MV_388_0_load_44 | 76 | 0.16756 | 0.081152 | 0 | 0 |  | 1 | TRUE | wye
39 | MV_388_0_load_32 | 78 | 0.38303 | 0.18551 | 0 | 0 |  | 1 | TRUE | wye
40 | MV_388_0_load_150 | 81 | 0.2605 | 0.12617 | 0 | 0 |  | 1 | TRUE | wye
41 | MV_388_0_load_46 | 85 | 0.31705 | 0.15355 | 0 | 0 |  | 1 | TRUE | wye
42 | MV_388_0_load_104 | 86 | 0.12588 | 0.060968 | 0 | 0 |  | 1 | TRUE | wye
43 | MV_388_0_load_36 | 88 | 0.32177 | 0.15584 | 0 | 0 |  | 1 | TRUE | wye
44 | MV_388_0_load_157 | 93 | 0.15355 | 0.074369 | 0 | 0 |  | 1 | TRUE | wye
45 | MV_388_0_load_155 | 94 | 0.36229 | 0.17547 | 0 | 0 |  | 1 | TRUE | wye
46 | MV_388_0_load_103 | 95 | 0.069274 | 0.033551 | 0 | 0 |  | 1 | TRUE | wye
47 | MV_388_0_load_45 | 97 | 0.16493 | 0.079878 | 0 | 0 |  | 1 | TRUE | wye
48 | MV_388_0_load_138 | 102 | 0.090058 | 0.043617 | 0 | 0 |  | 1 | TRUE | wye
49 | MV_388_0_load_139 | 104 | 0.11307 | 0.054761 | 0 | 0 |  | 1 | TRUE | wye
50 | MV_388_0_load_49 | 105 | 0.29746 | 0.14406 | 0 | 0 |  | 1 | TRUE | wye
51 | MV_388_0_load_158 | 106 | 0.071118 | 0.034444 | 0 | 0 |  | 1 | TRUE | wye
52 | MV_388_0_load_54 | 107 | 0.40552 | 0.1964 | 0 | 0 |  | 1 | TRUE | wye
53 | MV_388_0_load_55 | 112 | 0.11419 | 0.055307 | 0 | 0 |  | 1 | TRUE | wye
54 | MV_388_0_load_147 | 116 | 0.40368 | 0.19551 | 0 | 0 |  | 1 | TRUE | wye
55 | MV_388_0_load_112 | 117 | 0.095893 | 0.046443 | 0 | 0 |  | 1 | TRUE | wye
56 | MV_388_0_load_159 | 119 | 0.18464 | 0.089426 | 0 | 0 |  | 1 | TRUE | wye
57 | MV_388_0_load_71 | 120 | 0.20792 | 0.1007 | 0 | 0 |  | 1 | TRUE | wye
58 | MV_388_0_load_145 | 121 | 0.28297 | 0.13705 | 0 | 0 |  | 1 | TRUE | wye
59 | MV_388_0_load_160 | 126 | 0.20587 | 0.099707 | 0 | 0 |  | 1 | TRUE | wye
60 | MV_388_0_load_109 | 132 | 0.10081 | 0.048822 | 0 | 0 |  | 1 | TRUE | wye
61 | MV_388_0_load_96 | 134 | 0.088784 | 0.043 | 0 | 0 |  | 1 | TRUE | wye
62 | MV_388_0_load_143 | 138 | 0.082422 | 0.039919 | 0 | 0 |  | 1 | TRUE | wye
63 | MV_388_0_load_162 | 139 | 0.17142 | 0.083024 | 0 | 0 |  | 1 | TRUE | wye
64 | MV_388_0_load_105 | 140 | 0.61776 | 0.29919 | 0 | 0 |  | 1 | TRUE | wye
65 | MV_388_0_load_106 | 141 | 0.19623 | 0.09504 | 0 | 0 |  | 1 | TRUE | wye
66 | MV_388_0_load_107 | 142 | 0.26369 | 0.12771 | 0 | 0 |  | 1 | TRUE | wye
67 | MV_388_0_load_154 | 143 | 0.20652 | 0.10002 | 0 | 0 |  | 1 | TRUE | wye
68 | MV_388_0_load_118 | 145 | 0.14268 | 0.069102 | 0 | 0 |  | 1 | TRUE | wye
69 | MV_388_0_load_115 | 146 | 0.071998 | 0.03487 | 0 | 0 |  | 1 | TRUE | wye
70 | MV_388_0_load_116 | 147 | 0.11866 | 0.057469 | 0 | 0 |  | 1 | TRUE | wye
71 | MV_388_0_load_119 | 149 | 0.10586 | 0.051272 | 0 | 0 |  | 1 | TRUE | wye
72 | MV_388_0_load_125 | 150 | 0.1235 | 0.059815 | 0 | 0 |  | 1 | TRUE | wye
73 | MV_388_0_load_127 | 152 | 0.12676 | 0.061391 | 0 | 0 |  | 1 | TRUE | wye
74 | MV_388_0_load_140 | 154 | 0.17881 | 0.086602 | 0 | 0 |  | 1 | TRUE | wye
75 | MV_388_0_load_156 | 157 | 0.088371 | 0.0428 | 0 | 0 |  | 1 | TRUE | wye
76 | MV_388_0_load_135 | 158 | 0.28205 | 0.1366 | 0 | 0 |  | 1 | TRUE | wye
77 | MV_388_0_load_153 | 160 | 0.38772 | 0.18778 | 0 | 0 |  | 1 | TRUE | wye

## ext_grid
| name | bus | vm_pu | va_degree | slack_weight | in_service
0 |  | 109 | 1 | 0 | 1 | TRUE

## line
| name | std_type | from_bus | to_bus | length_km | r_ohm_per_km | x_ohm_per_km | c_nf_per_km | g_us_per_km | max_i_ka | df | parallel | type | in_service
0 | MV_388_0_line_0 |  | 0 | 1 | 0.059613 | 0.445 | 0.132 | 190 | 0 | 0.22 | 1 | 1 | cs | TRUE
1 | MV_388_0_line_1 |  | 1 | 2 | 0.17005 | 0.445 | 0.132 | 190 | 0 | 0.22 | 1 | 1 | cs | TRUE
2 | MV_388_0_line_2 |  | 2 | 5 | 0.3468 | 0.445 | 0.132 | 190 | 0 | 0.22 | 1 | 1 | cs | TRUE
3 | MV_388_0_line_3 |  | 2 | 6 | 0.065242 | 0.5939 | 0.372 | 9.5 | 0 | 0.21 | 1 | 1 | ol | TRUE
4 | MV_388_0_line_4 |  | 3 | 4 | 0.046924 | 0.5939 | 0.372 | 9.5 | 0 | 0.21 | 1 | 1 | ol | TRUE
5 | MV_388_0_line_5 |  | 4 | 39 | 0.077829 | 0.445 | 0.132 | 190 | 0 | 0.22 | 1 | 1 | cs | TRUE
6 | MV_388_0_line_6 |  | 4 | 40 | 0.041474 | 0.445 | 0.132 | 190 | 0 | 0.22 | 1 | 1 | cs | TRUE
7 | MV_388_0_line_7 |  | 5 | 7 | 0.073477 | 0.5939 | 0.372 | 9.5 | 0 | 0.21 | 1 | 1 | ol | TRUE
8 | MV_388_0_line_8 |  | 7 | 8 | 0.03472 | 0.445 | 0.132 | 190 | 0 | 0.22 | 1 | 1 | cs | TRUE
9 | MV_388_0_line_9 |  | 8 | 9 | 1.2519 | 0.445 | 0.132 | 190 | 0 | 0.22 | 1 | 1 | cs | TRUE
10 | MV_388_0_line_10 |  | 9 | 14 | 0.21765 | 0.445 | 0.132 | 190 | 0 | 0.22 | 1 | 1 | cs | TRUE
11 | MV_388_0_line_11 |  | 10 | 11 | 0.29038 | 0.5939 | 0.372 | 9.5 | 0 | 0.21 | 1 | 1 | ol | TRUE
12 | MV_388_0_line_12 |  | 10 | 12 | 0.19693 | 0.306 | 0.35 | 10 | 0 | 0.35 | 1 | 1 | ol | TRUE
13 | MV_388_0_line_13 |  | 10 | 13 | 0.049981 | 0.103 | 0.058 | 500 | 0 | 0.638 | 1 | 1 | cs | TRUE
14 | MV_388_0_line_14 |  | 11 | 75 | 0.072771 | 0.445 | 0.132 | 190 | 0 | 0.22 | 1 | 1 | cs | TRUE
15 | MV_388_0_line_15 |  | 12 | 76 | 0.089623 | 0.161 | 0.117 | 273 | 0 | 0.362 | 1 | 1 | cs | TRUE
16 | MV_388_0_line_16 |  | 13 | 127 | 0.29244 | 0.103 | 0.058 | 500 | 0 | 0.638 | 1 | 1 | cs | TRUE
17 | MV_388_0_line_17 |  | 14 | 15 | 0.064367 | 0.5939 | 0.372 | 9.5 | 0 | 0.21 | 1 | 1 | ol | TRUE
18 | MV_388_0_line_18 |  | 15 | 16 | 0.77992 | 0.445 | 0.132 | 190 | 0 | 0.22 | 1 | 1 | cs | TRUE
19 | MV_388_0_line_19 |  | 16 | 85 | 0.091376 | 0.445 | 0.132 | 190 | 0 | 0.22 | 1 | 1 | cs | TRUE
20 | MV_388_0_line_20 |  | 17 | 18 | 0.028227 | 0.445 | 0.132 | 190 | 0 | 0.22 | 1 | 1 | cs | TRUE
21 | MV_388_0_line_21 |  | 17 | 19 | 0.32282 | 0.5939 | 0.372 | 9.5 | 0 | 0.21 | 1 | 1 | ol | TRUE
22 | MV_388_0_line_22 |  | 18 | 20 | 0.24891 | 0.445 | 0.132 | 190 | 0 | 0.22 | 1 | 1 | cs | TRUE
23 | MV_388_0_line_23 |  | 18 | 21 | 0.54232 | 0.445 | 0.132 | 190 | 0 | 0.22 | 1 | 1 | cs | TRUE
24 | MV_388_0_line_24 |  | 20 | 22 | 0.035501 | 0.445 | 0.132 | 190 | 0 | 0.22 | 1 | 1 | cs | TRUE
25 | MV_388_0_line_25 |  | 21 | 26 | 0.15695 | 0.445 | 0.132 | 190 | 0 | 0.22 | 1 | 1 | cs | TRUE
26 | MV_388_0_line_26 |  | 21 | 27 | 0.034535 | 0.5939 | 0.372 | 9.5 | 0 | 0.21 | 1 | 1 | ol | TRUE
27 | MV_388_0_line_27 |  | 21 | 28 | 0.045701 | 0.5939 | 0.372 | 9.5 | 0 | 0.21 | 1 | 1 | ol | TRUE
28 | MV_388_0_line_28 |  | 21 | 23 | 0.27846 | 0.445 | 0.132 | 190 | 0 | 0.22 | 1 | 1 | cs | TRUE
29 | MV_388_0_line_29 |  | 22 | 31 | 0.0041241 | 0.445 | 0.132 | 190 | 0 | 0.22 | 1 | 1 | cs | TRUE
30 | MV_388_0_line_30 |  | 23 | 24 | 0.11177 | 0.445 | 0.132 | 190 | 0 | 0.22 | 1 | 1 | cs | TRUE
31 | MV_388_0_line_31 |  | 23 | 25 | 0.035179 | 0.445 | 0.132 | 190 | 0 | 0.22 | 1 | 1 | cs | TRUE
32 | MV_388_0_line_32 |  | 24 | 32 | 0.047431 | 0.445 | 0.132 | 190 | 0 | 0.22 | 1 | 1 | cs | TRUE
33 | MV_388_0_line_33 |  | 26 | 29 | 0.047429 | 0.445 | 0.132 | 190 | 0 | 0.22 | 1 | 1 | cs | TRUE
34 | MV_388_0_line_34 |  | 26 | 30 | 0.089441 | 0.445 | 0.132 | 190 | 0 | 0.22 | 1 | 1 | cs | TRUE
35 | MV_388_0_line_35 |  | 27 | 33 | 0.037977 | 0.5939 | 0.372 | 9.5 | 0 | 0.21 | 1 | 1 | ol | TRUE
36 | MV_388_0_line_36 |  | 29 | 34 | 0.025028 | 0.445 | 0.132 | 190 | 0 | 0.22 | 1 | 1 | cs | TRUE
37 | MV_388_0_line_37 |  | 30 | 38 | 0.024263 | 0.445 | 0.132 | 190 | 0 | 0.22 | 1 | 1 | cs | TRUE
38 | MV_388_0_line_38 |  | 30 | 35 | 0.033349 | 0.161 | 0.117 | 273 | 0 | 0.362 | 1 | 1 | cs | TRUE
39 | MV_388_0_line_39 |  | 31 | 158 | 0.015077 | 0.445 | 0.132 | 190 | 0 | 0.22 | 1 | 1 | cs | TRUE
40 | MV_388_0_line_40 |  | 33 | 156 | 0.058586 | 0.445 | 0.132 | 190 | 0 | 0.22 | 1 | 1 | cs | TRUE
41 | MV_388_0_line_41 |  | 34 | 153 | 0.093622 | 0.445 | 0.132 | 190 | 0 | 0.22 | 1 | 1 | cs | TRUE
42 | MV_388_0_line_42 |  | 34 | 151 | 0.058262 | 0.445 | 0.132 | 190 | 0 | 0.22 | 1 | 1 | cs | TRUE
43 | MV_388_0_line_43 |  | 35 | 36 | 0.037087 | 0.103 | 0.058 | 500 | 0 | 0.638 | 1 | 1 | cs | TRUE
44 | MV_388_0_line_44 |  | 35 | 37 | 0.012668 | 0.445 | 0.132 | 190 | 0 | 0.22 | 1 | 1 | cs | TRUE
45 | MV_388_0_line_45 |  | 36 | 148 | 0.046373 | 0.103 | 0.058 | 500 | 0 | 0.638 | 1 | 1 | cs | TRUE
46 | MV_388_0_line_46 |  | 39 | 45 | 0.043921 | 0.445 | 0.132 | 190 | 0 | 0.22 | 1 | 1 | cs | TRUE
47 | MV_388_0_line_47 |  | 40 | 48 | 0.0030484 | 0.445 | 0.132 | 190 | 0 | 0.22 | 1 | 1 | cs | TRUE
48 | MV_388_0_line_48 |  | 40 | 42 | 0.021707 | 0.445 | 0.132 | 190 | 0 | 0.22 | 1 | 1 | cs | TRUE
49 | MV_388_0_line_49 |  | 41 | 42 | 0.35516 | 0.119 | 0.32 | 11 | 0 | 0.645 | 1 | 1 | ol | TRUE
50 | MV_388_0_line_50 |  | 41 | 43 | 0.015128 | 0.103 | 0.058 | 500 | 0 | 0.638 | 1 | 1 | cs | TRUE
51 | MV_388_0_line_51 |  | 41 | 44 | 0.11382 | 0.119 | 0.32 | 11 | 0 | 0.645 | 1 | 1 | ol | TRUE
52 | MV_388_0_line_52 |  | 42 | 46 | 0.052347 | 0.445 | 0.132 | 190 | 0 | 0.22 | 1 | 1 | cs | TRUE
53 | MV_388_0_line_53 |  | 42 | 47 | 0.32375 | 0.103 | 0.058 | 500 | 0 | 0.638 | 1 | 1 | cs | TRUE
54 | MV_388_0_line_54 |  | 43 | 49 | 0.28718 | 0.161 | 0.117 | 273 | 0 | 0.362 | 1 | 1 | cs | TRUE
55 | MV_388_0_line_55 |  | 44 | 125 | 0.017015 | 0.103 | 0.058 | 500 | 0 | 0.638 | 1 | 1 | cs | TRUE
56 | MV_388_0_line_56 |  | 45 | 50 | 0.01381 | 0.445 | 0.132 | 190 | 0 | 0.22 | 1 | 1 | cs | TRUE
57 | MV_388_0_line_57 |  | 47 | 51 | 0.087564 | 0.119 | 0.32 | 11 | 0 | 0.645 | 1 | 1 | ol | TRUE
58 | MV_388_0_line_58 |  | 48 | 52 | 0.011422 | 0.445 | 0.132 | 190 | 0 | 0.22 | 1 | 1 | cs | TRUE
59 | MV_388_0_line_59 |  | 49 | 59 | 0.043346 | 0.445 | 0.132 | 190 | 0 | 0.22 | 1 | 1 | cs | TRUE
60 | MV_388_0_line_60 |  | 49 | 55 | 0.17891 | 0.445 | 0.132 | 190 | 0 | 0.22 | 1 | 1 | cs | TRUE
61 | MV_388_0_line_61 |  | 50 | 53 | 0.36145 | 0.445 | 0.132 | 190 | 0 | 0.22 | 1 | 1 | cs | TRUE
62 | MV_388_0_line_62 |  | 51 | 128 | 0.062372 | 0.103 | 0.058 | 500 | 0 | 0.638 | 1 | 1 | cs | TRUE
63 | MV_388_0_line_63 |  | 52 | 66 | 0.020011 | 0.445 | 0.132 | 190 | 0 | 0.22 | 1 | 1 | cs | TRUE
64 | MV_388_0_line_64 |  | 53 | 65 | 0.074907 | 0.445 | 0.132 | 190 | 0 | 0.22 | 1 | 1 | cs | TRUE
65 | MV_388_0_line_65 |  | 54 | 55 | 0.052519 | 0.445 | 0.132 | 190 | 0 | 0.22 | 1 | 1 | cs | TRUE
66 | MV_388_0_line_66 |  | 55 | 56 | 0.092944 | 0.445 | 0.132 | 190 | 0 | 0.22 | 1 | 1 | cs | TRUE
67 | MV_388_0_line_67 |  | 56 | 57 | 0.18381 | 0.445 | 0.132 | 190 | 0 | 0.22 | 1 | 1 | cs | TRUE
68 | MV_388_0_line_68 |  | 56 | 58 | 0.024024 | 0.445 | 0.132 | 190 | 0 | 0.22 | 1 | 1 | cs | TRUE
69 | MV_388_0_line_69 |  | 57 | 60 | 0.031761 | 0.445 | 0.132 | 190 | 0 | 0.22 | 1 | 1 | cs | TRUE
70 | MV_388_0_line_70 |  | 60 | 129 | 0.03821 | 0.445 | 0.132 | 190 | 0 | 0.22 | 1 | 1 | cs | TRUE
71 | MV_388_0_line_71 |  | 60 | 74 | 0.12448 | 0.5939 | 0.372 | 9.5 | 0 | 0.21 | 1 | 1 | ol | TRUE
72 | MV_388_0_line_72 |  | 61 | 62 | 0.00831 | 0.445 | 0.132 | 190 | 0 | 0.22 | 1 | 1 | cs | TRUE
73 | MV_388_0_line_73 |  | 61 | 63 | 0.19911 | 0.445 | 0.132 | 190 | 0 | 0.22 | 1 | 1 | cs | TRUE
74 | MV_388_0_line_74 |  | 62 | 73 | 0.05361 | 0.5939 | 0.372 | 9.5 | 0 | 0.21 | 1 | 1 | ol | TRUE
75 | MV_388_0_line_75 |  | 63 | 64 | 0.039185 | 0.445 | 0.132 | 190 | 0 | 0.22 | 1 | 1 | cs | TRUE
76 | MV_388_0_line_76 |  | 66 | 67 | 0.020427 | 0.445 | 0.132 | 190 | 0 | 0.22 | 1 | 1 | cs | TRUE
77 | MV_388_0_line_77 |  | 68 | 69 | 0.007448 | 0.445 | 0.132 | 190 | 0 | 0.22 | 1 | 1 | cs | TRUE
78 | MV_388_0_line_78 |  | 69 | 70 | 0.076847 | 0.445 | 0.132 | 190 | 0 | 0.22 | 1 | 1 | cs | TRUE
79 | MV_388_0_line_79 |  | 70 | 73 | 0.095564 | 0.445 | 0.132 | 190 | 0 | 0.22 | 1 | 1 | cs | TRUE
80 | MV_388_0_line_80 |  | 70 | 74 | 0.050542 | 0.445 | 0.132 | 190 | 0 | 0.22 | 1 | 1 | cs | TRUE
81 | MV_388_0_line_81 |  | 71 | 72 | 0.0018702 | 0.445 | 0.132 | 190 | 0 | 0.22 | 1 | 1 | cs | TRUE
82 | MV_388_0_line_82 |  | 72 | 130 | 0.041738 | 0.445 | 0.132 | 190 | 0 | 0.22 | 1 | 1 | cs | TRUE
83 | MV_388_0_line_83 |  | 76 | 77 | 0.042583 | 0.445 | 0.132 | 190 | 0 | 0.22 | 1 | 1 | cs | TRUE
84 | MV_388_0_line_84 |  | 77 | 96 | 0.40371 | 0.445 | 0.132 | 190 | 0 | 0.22 | 1 | 1 | cs | TRUE
85 | MV_388_0_line_85 |  | 77 | 87 | 0.44541 | 0.445 | 0.132 | 190 | 0 | 0.22 | 1 | 1 | cs | TRUE
86 | MV_388_0_line_86 |  | 78 | 79 | 0.010206 | 0.445 | 0.132 | 190 | 0 | 0.22 | 1 | 1 | cs | TRUE
87 | MV_388_0_line_87 |  | 79 | 80 | 0.35601 | 0.445 | 0.132 | 190 | 0 | 0.22 | 1 | 1 | cs | TRUE
88 | MV_388_0_line_88 |  | 80 | 86 | 0.047373 | 0.445 | 0.132 | 190 | 0 | 0.22 | 1 | 1 | cs | TRUE
89 | MV_388_0_line_89 |  | 80 | 84 | 0.17018 | 0.445 | 0.132 | 190 | 0 | 0.22 | 1 | 1 | cs | TRUE
90 | MV_388_0_line_90 |  | 81 | 82 | 0.017106 | 0.445 | 0.132 | 190 | 0 | 0.22 | 1 | 1 | cs | TRUE
91 | MV_388_0_line_91 |  | 81 | 83 | 0.19291 | 0.5939 | 0.372 | 9.5 | 0 | 0.21 | 1 | 1 | ol | TRUE
92 | MV_388_0_line_92 |  | 82 | 118 | 0.27624 | 0.445 | 0.132 | 190 | 0 | 0.22 | 1 | 1 | cs | TRUE
93 | MV_388_0_line_93 |  | 83 | 137 | 0.18302 | 0.445 | 0.132 | 190 | 0 | 0.22 | 1 | 1 | cs | TRUE
94 | MV_388_0_line_94 |  | 83 | 138 | 0.0015764 | 0.445 | 0.132 | 190 | 0 | 0.22 | 1 | 1 | cs | TRUE
95 | MV_388_0_line_95 |  | 84 | 85 | 0.065995 | 0.445 | 0.132 | 190 | 0 | 0.22 | 1 | 1 | cs | TRUE
96 | MV_388_0_line_96 |  | 86 | 87 | 0.047281 | 0.445 | 0.132 | 190 | 0 | 0.22 | 1 | 1 | cs | TRUE
97 | MV_388_0_line_97 |  | 87 | 89 | 0.17456 | 0.445 | 0.132 | 190 | 0 | 0.22 | 1 | 1 | cs | TRUE
98 | MV_388_0_line_98 |  | 88 | 89 | 0.04052 | 0.445 | 0.132 | 190 | 0 | 0.22 | 1 | 1 | cs | TRUE
99 | MV_388_0_line_99 |  | 89 | 90 | 0.44977 | 0.445 | 0.132 | 190 | 0 | 0.22 | 1 | 1 | cs | TRUE
100 | MV_388_0_line_100 |  | 89 | 91 | 0.1778 | 0.445 | 0.132 | 190 | 0 | 0.22 | 1 | 1 | cs | TRUE
101 | MV_388_0_line_101 |  | 90 | 94 | 0.027309 | 0.445 | 0.132 | 190 | 0 | 0.22 | 1 | 1 | cs | TRUE
102 | MV_388_0_line_102 |  | 90 | 92 | 0.51694 | 0.445 | 0.132 | 190 | 0 | 0.22 | 1 | 1 | cs | TRUE
103 | MV_388_0_line_103 |  | 91 | 95 | 0.022122 | 0.445 | 0.132 | 190 | 0 | 0.22 | 1 | 1 | cs | TRUE
104 | MV_388_0_line_104 |  | 92 | 93 | 0.064206 | 0.5939 | 0.372 | 9.5 | 0 | 0.21 | 1 | 1 | ol | TRUE
105 | MV_388_0_line_105 |  | 93 | 98 | 0.966 | 0.5939 | 0.372 | 9.5 | 0 | 0.21 | 1 | 1 | ol | TRUE
106 | MV_388_0_line_106 |  | 95 | 99 | 0.022855 | 0.445 | 0.132 | 190 | 0 | 0.22 | 1 | 1 | cs | TRUE
107 | MV_388_0_line_107 |  | 96 | 97 | 0.041069 | 0.445 | 0.132 | 190 | 0 | 0.22 | 1 | 1 | cs | TRUE
108 | MV_388_0_line_108 |  | 98 | 103 | 0.17571 | 0.445 | 0.132 | 190 | 0 | 0.22 | 1 | 1 | cs | TRUE
109 | MV_388_0_line_109 |  | 98 | 105 | 0.061334 | 0.5939 | 0.372 | 9.5 | 0 | 0.21 | 1 | 1 | ol | TRUE
110 | MV_388_0_line_110 |  | 99 | 135 | 0.03014 | 0.445 | 0.132 | 190 | 0 | 0.22 | 1 | 1 | cs | TRUE
111 | MV_388_0_line_111 |  | 100 | 101 | 0.17584 | 0.445 | 0.132 | 190 | 0 | 0.22 | 1 | 1 | cs | TRUE
112 | MV_388_0_line_112 |  | 100 | 102 | 0.011441 | 0.445 | 0.132 | 190 | 0 | 0.22 | 1 | 1 | cs | TRUE
113 | MV_388_0_line_113 |  | 100 | 103 | 0.21462 | 0.445 | 0.132 | 190 | 0 | 0.22 | 1 | 1 | cs | TRUE
114 | MV_388_0_line_114 |  | 101 | 104 | 0.10497 | 0.445 | 0.132 | 190 | 0 | 0.22 | 1 | 1 | cs | TRUE
115 | MV_388_0_line_115 |  | 103 | 106 | 0.010478 | 0.445 | 0.132 | 190 | 0 | 0.22 | 1 | 1 | cs | TRUE
116 | MV_388_0_line_116 |  | 107 | 108 | 0.016098 | 0.103 | 0.058 | 500 | 0 | 0.638 | 1 | 1 | cs | TRUE
117 | MV_388_0_line_117 |  | 107 | 109 | 0.031234 | 0.103 | 0.058 | 500 | 0 | 0.638 | 1 | 1 | cs | TRUE
118 | MV_388_0_line_118 |  | 108 | 110 | 0.28384 | 0.103 | 0.058 | 500 | 0 | 0.638 | 1 | 1 | cs | TRUE
119 | MV_388_0_line_119 |  | 109 | 111 | 0.19336 | 0.103 | 0.058 | 500 | 0 | 0.638 | 1 | 1 | cs | TRUE
120 | MV_388_0_line_120 |  | 110 | 115 | 0.095564 | 0.103 | 0.058 | 500 | 0 | 0.638 | 1 | 1 | cs | TRUE
121 | MV_388_0_line_121 |  | 110 | 116 | 0.071762 | 0.5939 | 0.372 | 9.5 | 0 | 0.21 | 1 | 1 | ol | TRUE
122 | MV_388_0_line_122 |  | 111 | 120 | 0.064 | 0.119 | 0.32 | 11 | 0 | 0.645 | 1 | 1 | ol | TRUE
123 | MV_388_0_line_123 |  | 112 | 113 | 0.011628 | 0.445 | 0.132 | 190 | 0 | 0.22 | 1 | 1 | cs | TRUE
124 | MV_388_0_line_124 |  | 113 | 114 | 0.29348 | 0.445 | 0.132 | 190 | 0 | 0.22 | 1 | 1 | cs | TRUE
125 | MV_388_0_line_125 |  | 114 | 121 | 0.031631 | 0.445 | 0.132 | 190 | 0 | 0.22 | 1 | 1 | cs | TRUE
126 | MV_388_0_line_126 |  | 115 | 117 | 0.038672 | 0.103 | 0.058 | 500 | 0 | 0.638 | 1 | 1 | cs | TRUE
127 | MV_388_0_line_127 |  | 117 | 123 | 0.026955 | 0.103 | 0.058 | 500 | 0 | 0.638 | 1 | 1 | cs | TRUE
128 | MV_388_0_line_128 |  | 118 | 119 | 0.023922 | 0.445 | 0.132 | 190 | 0 | 0.22 | 1 | 1 | cs | TRUE
129 | MV_388_0_line_129 |  | 120 | 124 | 0.033649 | 0.103 | 0.058 | 500 | 0 | 0.638 | 1 | 1 | cs | TRUE
130 | MV_388_0_line_130 |  | 121 | 122 | 0.0325 | 0.445 | 0.132 | 190 | 0 | 0.22 | 1 | 1 | cs | TRUE
131 | MV_388_0_line_131 |  | 122 | 131 | 0.07566 | 0.445 | 0.132 | 190 | 0 | 0.22 | 1 | 1 | cs | TRUE
132 | MV_388_0_line_132 |  | 122 | 130 | 0.065251 | 0.445 | 0.132 | 190 | 0 | 0.22 | 1 | 1 | cs | TRUE
133 | MV_388_0_line_133 |  | 123 | 144 | 0.066939 | 0.103 | 0.058 | 500 | 0 | 0.638 | 1 | 1 | cs | TRUE
134 | MV_388_0_line_134 |  | 124 | 125 | 0.24231 | 0.103 | 0.058 | 500 | 0 | 0.638 | 1 | 1 | cs | TRUE
135 | MV_388_0_line_135 |  | 126 | 127 | 0.013888 | 0.445 | 0.132 | 190 | 0 | 0.22 | 1 | 1 | cs | TRUE
136 | MV_388_0_line_136 |  | 127 | 128 | 0.31013 | 0.103 | 0.058 | 500 | 0 | 0.638 | 1 | 1 | cs | TRUE
137 | MV_388_0_line_137 |  | 129 | 130 | 0.071708 | 0.445 | 0.132 | 190 | 0 | 0.22 | 1 | 1 | cs | TRUE
138 | MV_388_0_line_138 |  | 131 | 132 | 0.004925 | 0.445 | 0.132 | 190 | 0 | 0.22 | 1 | 1 | cs | TRUE
139 | MV_388_0_line_139 |  | 132 | 133 | 0.029799 | 0.445 | 0.132 | 190 | 0 | 0.22 | 1 | 1 | cs | TRUE
140 | MV_388_0_line_140 |  | 133 | 142 | 0.075207 | 0.445 | 0.132 | 190 | 0 | 0.22 | 1 | 1 | cs | TRUE
141 | MV_388_0_line_141 |  | 134 | 135 | 0.028373 | 0.445 | 0.132 | 190 | 0 | 0.22 | 1 | 1 | cs | TRUE
142 | MV_388_0_line_142 |  | 134 | 136 | 0.039696 | 0.445 | 0.132 | 190 | 0 | 0.22 | 1 | 1 | cs | TRUE
143 | MV_388_0_line_143 |  | 136 | 137 | 0.22126 | 0.445 | 0.132 | 190 | 0 | 0.22 | 1 | 1 | cs | TRUE
144 | MV_388_0_line_144 |  | 137 | 139 | 0.010897 | 0.445 | 0.132 | 190 | 0 | 0.22 | 1 | 1 | cs | TRUE
145 | MV_388_0_line_145 |  | 140 | 141 | 0.0013213 | 0.445 | 0.132 | 190 | 0 | 0.22 | 1 | 1 | cs | TRUE
146 | MV_388_0_line_146 |  | 141 | 142 | 0.038372 | 0.445 | 0.132 | 190 | 0 | 0.22 | 1 | 1 | cs | TRUE
147 | MV_388_0_line_147 |  | 142 | 143 | 0.060436 | 0.5939 | 0.372 | 9.5 | 0 | 0.21 | 1 | 1 | ol | TRUE
148 | MV_388_0_line_148 |  | 144 | 145 | 0.022145 | 0.445 | 0.132 | 190 | 0 | 0.22 | 1 | 1 | cs | TRUE
149 | MV_388_0_line_149 |  | 144 | 146 | 0.031743 | 0.103 | 0.058 | 500 | 0 | 0.638 | 1 | 1 | cs | TRUE
150 | MV_388_0_line_150 |  | 146 | 147 | 0.0011237 | 0.103 | 0.058 | 500 | 0 | 0.638 | 1 | 1 | cs | TRUE
151 | MV_388_0_line_151 |  | 147 | 148 | 0.008678 | 0.103 | 0.058 | 500 | 0 | 0.638 | 1 | 1 | cs | TRUE
152 | MV_388_0_line_152 |  | 148 | 149 | 0.033073 | 0.445 | 0.132 | 190 | 0 | 0.22 | 1 | 1 | cs | TRUE
153 | MV_388_0_line_153 |  | 150 | 151 | 0.041567 | 0.445 | 0.132 | 190 | 0 | 0.22 | 1 | 1 | cs | TRUE
154 | MV_388_0_line_154 |  | 151 | 152 | 0.023107 | 0.445 | 0.132 | 190 | 0 | 0.22 | 1 | 1 | cs | TRUE
155 | MV_388_0_line_155 |  | 153 | 154 | 0.039477 | 0.445 | 0.132 | 190 | 0 | 0.22 | 1 | 1 | cs | TRUE
156 | MV_388_0_line_156 |  | 154 | 155 | 0.044314 | 0.445 | 0.132 | 190 | 0 | 0.22 | 1 | 1 | cs | TRUE
157 | MV_388_0_line_157 |  | 155 | 159 | 0.14308 | 0.445 | 0.132 | 190 | 0 | 0.22 | 1 | 1 | cs | TRUE
158 | MV_388_0_line_158 |  | 156 | 157 | 0.012786 | 0.445 | 0.132 | 190 | 0 | 0.22 | 1 | 1 | cs | TRUE
159 | MV_388_0_line_159 |  | 159 | 160 | 0.008787 | 0.445 | 0.132 | 190 | 0 | 0.22 | 1 | 1 | cs | TRUE

## trafo
| name | std_type | hv_bus | lv_bus | sn_mva | vn_hv_kv | vn_lv_kv | vk_percent | vkr_percent | pfe_kw | i0_percent | shift_degree | tap_side | tap_neutral | tap_min | tap_max | tap_step_percent | tap_step_degree | tap_pos | tap_phase_shifter | parallel | df | in_service
0 | MV_388_0_trafo_57 | 25 MVA 110/20 kV | 161 | 109 | 25 | 110 | 20 | 12 | 0.41 | 14 | 0.07 | 150 | hv | 0 | -9 | 9 | 1.5 | 0 | 0 | FALSE | 1 | 1 | TRUE

## bus_geodata
| x | y | coords
0 | 2676514.8822 | 1247433.5257
1 | 2676461.1429 | 1247459.6515
2 | 2676358.628 | 1247576.415
3 | 2675292.3259 | 1249351.2405
4 | 2675254.5205 | 1249379.0362
5 | 2676114.9118 | 1247715.0599
6 | 2676309.7092 | 1247619.5832
7 | 2676063.829 | 1247662.2442
8 | 2676037.1126 | 1247639.9745
9 | 2675493.4391 | 1247826.4189
10 | 2674754.9417 | 1248930.2256
11 | 2675038.9816 | 1248869.8698
12 | 2674634.7249 | 1248774.2432
13 | 2674758.7326 | 1248978.6973
14 | 2675291.7605 | 1247745.8193
15 | 2675227.8547 | 1247738.125
16 | 2674795.8763 | 1248068.1875
17 | 2673903.6525 | 1249879.3722
18 | 2673901.0812 | 1249851.2643
19 | 2673932.8911 | 1250200.8692
20 | 2674040.7303 | 1249813.1458
21 | 2673974.2352 | 1249595.4586
22 | 2674072.0152 | 1249829.9257
23 | 2674035.555 | 1249705.8703
24 | 2674130.2628 | 1249741.813
25 | 2674054.8736 | 1249734.9038
26 | 2673962.5916 | 1249513.8655
27 | 2674004.069 | 1249612.8545
28 | 2674007.8643 | 1249564.5122
29 | 2673916.1162 | 1249522.1544
30 | 2673973.9022 | 1249430.4242
31 | 2674075.6578 | 1249831.8593
32 | 2674150.3544 | 1249698.8473
33 | 2674041.2535 | 1249605.1354
34 | 2673891.7362 | 1249527.8144
35 | 2673984.5598 | 1249427.1215
36 | 2674010.6633 | 1249453.0506
37 | 2673984.4633 | 1249414.4682
38 | 2673950.9015 | 1249422.699
39 | 2675327.9464 | 1249404.0205
40 | 2675219.8705 | 1249373.0255
41 | 2674866.3121 | 1249445.1694
42 | 2675211.1536 | 1249360.1945
43 | 2674869.1802 | 1249459.605
44 | 2674772.3602 | 1249380.9204
45 | 2675371.1011 | 1249412.1883
46 | 2675241.602 | 1249320.6855
47 | 2674910.2841 | 1249280.0165
48 | 2675218.5595 | 1249375.7775
49 | 2674838.7153 | 1249608.2612
50 | 2675384.665 | 1249414.782
51 | 2674860.5504 | 1249207.9474
52 | 2675229.0201 | 1249380.3246
53 | 2675420.3423 | 1249528.6849
54 | 2674679.9685 | 1249618.8005
55 | 2674728.5258 | 1249639.1604
56 | 2674696.34 | 1249723.4491
57 | 2674533.7587 | 1249750.378
58 | 2674678.211 | 1249739.0654
59 | 2674840.2924 | 1249647.1542
60 | 2674502.0137 | 1249750.505
61 | 2674466.4412 | 1250047.0023
62 | 2674470.2037 | 1250039.5887
63 | 2674298.032 | 1250059.0314
64 | 2674276.4419 | 1250026.2927
65 | 2675345.8278 | 1249523.7117
66 | 2675221.4454 | 1249398.853
67 | 2675240.512 | 1249406.1539
68 | 2674399.1034 | 1249881.0479
69 | 2674405.7347 | 1249884.4781
70 | 2674473.8123 | 1249920.0919
71 | 2674394.8926 | 1249750.9496
72 | 2674395.7216 | 1249749.2732
73 | 2674445.5396 | 1249991.9889
74 | 2674496.3534 | 1249874.8549
75 | 2675106.7358 | 1248894.7122
76 | 2674653.3745 | 1248688.7497
77 | 2674614.4846 | 1248675.4507
78 | 2674366.5867 | 1248176.411
79 | 2674367.267 | 1248186.5935
80 | 2674555.1649 | 1248247.5521
81 | 2674289.2357 | 1248890.2328
82 | 2674300.0642 | 1248903.5003
83 | 2674281.6842 | 1248697.4661
84 | 2674685.636 | 1248180.579
85 | 2674733.0469 | 1248134.6766
86 | 2674521.1558 | 1248280.0947
87 | 2674507.7448 | 1248324.4003
88 | 2674411.7754 | 1248466.0639
89 | 2674409.1172 | 1248425.7571
90 | 2674184.5137 | 1248350.8559
91 | 2674305.8088 | 1248494.7558
92 | 2674155.6459 | 1248040.9278
93 | 2674196.9692 | 1247991.7872
94 | 2674192.3896 | 1248373.8599
95 | 2674300.1113 | 1248516.131
96 | 2674770.9981 | 1248455.4747
97 | 2674806.3845 | 1248474.2012
98 | 2674305.6978 | 1247031.9273
99 | 2674294.6898 | 1248538.3256
100 | 2674495.8211 | 1246983.722
101 | 2674609.0186 | 1246886.2751
102 | 2674503.0488 | 1246974.8529
103 | 2674407.3604 | 1247037.061
104 | 2674632.1558 | 1246861.8272
105 | 2674325.8376 | 1246973.9938
106 | 2674403.0707 | 1247046.6251
107 | 2674363.4496 | 1249393.9375
108 | 2674347.3427 | 1249392.8236
109 | 2674371.3872 | 1249363.7263
110 | 2674125.4297 | 1249356.2409
111 | 2674524.2971 | 1249429.3159
112 | 2674353.6843 | 1249443.4466
113 | 2674350.8472 | 1249454.7233
114 | 2674389.5093 | 1249627.7221
115 | 2674153.4502 | 1249419.637
116 | 2674183.9922 | 1249314.7656
117 | 2674145.0737 | 1249457.3891
118 | 2674340.5324 | 1249094.8788
119 | 2674362.7868 | 1249103.8198
120 | 2674585.9519 | 1249446.4813
121 | 2674374.5322 | 1249652.5692
122 | 2674369.2547 | 1249684.598
123 | 2674139.4567 | 1249483.7528
124 | 2674618.5783 | 1249454.2975
125 | 2674757.3377 | 1249372.9311
126 | 2674613.7495 | 1249067.8577
127 | 2674616.6917 | 1249054.2849
128 | 2674800.312 | 1249217.8165
129 | 2674466.6865 | 1249751.7807
130 | 2674414.2223 | 1249711.8597
131 | 2674310.768 | 1249676.2587
132 | 2674309.3949 | 1249680.9893
133 | 2674281.8494 | 1249669.6693
134 | 2674260.0658 | 1248559.7462
135 | 2674265.1677 | 1248531.84
136 | 2674268.247 | 1248593.4562
137 | 2674400.0992 | 1248679.0484
138 | 2674282.4157 | 1248696.0696
139 | 2674399.9247 | 1248689.943
140 | 2674210.2815 | 1249716.3555
141 | 2674211.4508 | 1249716.9707
142 | 2674245.4098 | 1249734.8377
143 | 2674206.6096 | 1249781.1743
144 | 2674085.6657 | 1249487.383
145 | 2674080.8789 | 1249509.0042
146 | 2674054.6604 | 1249480.5811
147 | 2674053.5629 | 1249480.3403
148 | 2674045.0864 | 1249478.4808
149 | 2674038.564 | 1249510.9046
150 | 2673897.4247 | 1249439.7724
151 | 2673898.7608 | 1249481.0015
152 | 2673921.7547 | 1249478.7142
153 | 2673822.9721 | 1249509.7003
154 | 2673821.4654 | 1249471.2427
155 | 2673835.7968 | 1249433.0602
156 | 2674067.6841 | 1249609.0573
157 | 2674066.6501 | 1249598.1587
158 | 2674088.9755 | 1249838.9281
159 | 2673828.064 | 1249311.9322
160 | 2673832.4554 | 1249304.3147
161 | 2674371.3872 | 1249363.7263

## line_std_types
| c_nf_per_km | r_ohm_per_km | x_ohm_per_km | max_i_ka | type | q_mm2 | alpha | voltage_rating
NAYY 4x50 SE | 210 | 0.642 | 0.083 | 0.142 | cs | 50 | 0.00403 | LV
NAYY 4x120 SE | 264 | 0.225 | 0.08 | 0.242 | cs | 120 | 0.00403 | LV
NAYY 4x150 SE | 261 | 0.208 | 0.08 | 0.27 | cs | 150 | 0.00403 | LV
NA2XS2Y 1x95 RM/25 12/20 kV | 216 | 0.313 | 0.132 | 0.252 | cs | 95 | 0.00403 | MV
NA2XS2Y 1x185 RM/25 12/20 kV | 273 | 0.161 | 0.117 | 0.362 | cs | 185 | 0.00403 | MV
NA2XS2Y 1x240 RM/25 12/20 kV | 304 | 0.122 | 0.112 | 0.421 | cs | 240 | 0.00403 | MV
NA2XS2Y 1x95 RM/25 6/10 kV | 315 | 0.313 | 0.123 | 0.249 | cs | 95 | 0.00403 | MV
NA2XS2Y 1x185 RM/25 6/10 kV | 406 | 0.161 | 0.11 | 0.358 | cs | 185 | 0.00403 | MV
NA2XS2Y 1x240 RM/25 6/10 kV | 456 | 0.122 | 0.105 | 0.416 | cs | 240 | 0.00403 | MV
NA2XS2Y 1x150 RM/25 12/20 kV | 250 | 0.206 | 0.116 | 0.319 | cs | 150 | 0.00403 | MV
NA2XS2Y 1x120 RM/25 12/20 kV | 230 | 0.253 | 0.119 | 0.283 | cs | 120 | 0.00403 | MV
NA2XS2Y 1x70 RM/25 12/20 kV | 190 | 0.443 | 0.132 | 0.22 | cs | 70 | 0.00403 | MV
NA2XS2Y 1x150 RM/25 6/10 kV | 360 | 0.206 | 0.11 | 0.315 | cs | 150 | 0.00403 | MV
NA2XS2Y 1x120 RM/25 6/10 kV | 340 | 0.253 | 0.113 | 0.28 | cs | 120 | 0.00403 | MV
NA2XS2Y 1x70 RM/25 6/10 kV | 280 | 0.443 | 0.123 | 0.217 | cs | 70 | 0.00403 | MV
N2XS(FL)2Y 1x120 RM/35 64/110 kV | 112 | 0.153 | 0.166 | 0.366 | cs | 120 | 0.00393 | HV
N2XS(FL)2Y 1x185 RM/35 64/110 kV | 125 | 0.099 | 0.156 | 0.457 | cs | 185 | 0.00393 | HV
N2XS(FL)2Y 1x240 RM/35 64/110 kV | 135 | 0.075 | 0.149 | 0.526 | cs | 240 | 0.00393 | HV
N2XS(FL)2Y 1x300 RM/35 64/110 kV | 144 | 0.06 | 0.144 | 0.588 | cs | 300 | 0.00393 | HV
15-AL1/3-ST1A 0.4 | 11 | 1.8769 | 0.35 | 0.105 | ol | 16 | 0.00403 | LV
24-AL1/4-ST1A 0.4 | 11.25 | 1.2012 | 0.335 | 0.14 | ol | 24 | 0.00403 | LV
48-AL1/8-ST1A 0.4 | 12.2 | 0.5939 | 0.3 | 0.21 | ol | 48 | 0.00403 | LV
94-AL1/15-ST1A 0.4 | 13.2 | 0.306 | 0.29 | 0.35 | ol | 94 | 0.00403 | LV
34-AL1/6-ST1A 10.0 | 9.7 | 0.8342 | 0.36 | 0.17 | ol | 34 | 0.00403 | MV
48-AL1/8-ST1A 10.0 | 10.1 | 0.5939 | 0.35 | 0.21 | ol | 48 | 0.00403 | MV
70-AL1/11-ST1A 10.0 | 10.4 | 0.4132 | 0.339 | 0.29 | ol | 70 | 0.00403 | MV
94-AL1/15-ST1A 10.0 | 10.75 | 0.306 | 0.33 | 0.35 | ol | 94 | 0.00403 | MV
122-AL1/20-ST1A 10.0 | 11.1 | 0.2376 | 0.323 | 0.41 | ol | 122 | 0.00403 | MV
149-AL1/24-ST1A 10.0 | 11.25 | 0.194 | 0.315 | 0.47 | ol | 149 | 0.00403 | MV
34-AL1/6-ST1A 20.0 | 9.15 | 0.8342 | 0.382 | 0.17 | ol | 34 | 0.00403 | MV
48-AL1/8-ST1A 20.0 | 9.5 | 0.5939 | 0.372 | 0.21 | ol | 48 | 0.00403 | MV
70-AL1/11-ST1A 20.0 | 9.7 | 0.4132 | 0.36 | 0.29 | ol | 70 | 0.00403 | MV
94-AL1/15-ST1A 20.0 | 10 | 0.306 | 0.35 | 0.35 | ol | 94 | 0.00403 | MV
122-AL1/20-ST1A 20.0 | 10.3 | 0.2376 | 0.344 | 0.41 | ol | 122 | 0.00403 | MV
149-AL1/24-ST1A 20.0 | 10.5 | 0.194 | 0.337 | 0.47 | ol | 149 | 0.00403 | MV
184-AL1/30-ST1A 20.0 | 10.75 | 0.1571 | 0.33 | 0.535 | ol | 184 | 0.00403 | MV
243-AL1/39-ST1A 20.0 | 11 | 0.1188 | 0.32 | 0.645 | ol | 243 | 0.00403 | MV
48-AL1/8-ST1A 110.0 | 8 | 0.5939 | 0.46 | 0.21 | ol | 48 | 0.00403 | HV
70-AL1/11-ST1A 110.0 | 8.4 | 0.4132 | 0.45 | 0.29 | ol | 70 | 0.00403 | HV
94-AL1/15-ST1A 110.0 | 8.65 | 0.306 | 0.44 | 0.35 | ol | 94 | 0.00403 | HV
122-AL1/20-ST1A 110.0 | 8.5 | 0.2376 | 0.43 | 0.41 | ol | 122 | 0.00403 | HV
149-AL1/24-ST1A 110.0 | 8.75 | 0.194 | 0.41 | 0.47 | ol | 149 | 0.00403 | HV
184-AL1/30-ST1A 110.0 | 8.8 | 0.1571 | 0.4 | 0.535 | ol | 184 | 0.00403 | HV
243-AL1/39-ST1A 110.0 | 9 | 0.1188 | 0.39 | 0.645 | ol | 243 | 0.00403 | HV
305-AL1/39-ST1A 110.0 | 9.2 | 0.0949 | 0.38 | 0.74 | ol | 305 | 0.00403 | HV
490-AL1/64-ST1A 110.0 | 9.75 | 0.059 | 0.37 | 0.96 | ol | 490 | 0.00403 | HV
679-AL1/86-ST1A 110.0 | 9.95 | 0.042 | 0.36 | 1.15 | ol | 679 | 0.00403 | HV
490-AL1/64-ST1A 220.0 | 10 | 0.059 | 0.285 | 0.96 | ol | 490 | 0.00403 | HV
679-AL1/86-ST1A 220.0 | 11.7 | 0.042 | 0.275 | 1.15 | ol | 679 | 0.00403 | HV
490-AL1/64-ST1A 380.0 | 11 | 0.059 | 0.253 | 0.96 | ol | 490 | 0.00403 | HV
679-AL1/86-ST1A 380.0 | 14.6 | 0.042 | 0.25 | 1.15 | ol | 679 | 0.00403 | HV

## trafo_std_types
| i0_percent | pfe_kw | vkr_percent | sn_mva | vn_lv_kv | vn_hv_kv | vk_percent | shift_degree | vector_group | tap_side | tap_neutral | tap_min | tap_max | tap_step_degree | tap_step_percent | tap_phase_shifter
160 MVA 380/110 kV | 0.06 | 60 | 0.25 | 160 | 110 | 380 | 12.2 | 0 | Yy0 | hv | 0 | -9 | 9 | 0 | 1.5 | FALSE
100 MVA 220/110 kV | 0.06 | 55 | 0.26 | 100 | 110 | 220 | 12 | 0 | Yy0 | hv | 0 | -9 | 9 | 0 | 1.5 | FALSE
63 MVA 110/20 kV | 0.04 | 22 | 0.32 | 63 | 20 | 110 | 18 | 150 | YNd5 | hv | 0 | -9 | 9 | 0 | 1.5 | FALSE
40 MVA 110/20 kV | 0.05 | 18 | 0.34 | 40 | 20 | 110 | 16.2 | 150 | YNd5 | hv | 0 | -9 | 9 | 0 | 1.5 | FALSE
25 MVA 110/20 kV | 0.07 | 14 | 0.41 | 25 | 20 | 110 | 12 | 150 | YNd5 | hv | 0 | -9 | 9 | 0 | 1.5 | FALSE
63 MVA 110/10 kV | 0.04 | 22 | 0.32 | 63 | 10 | 110 | 18 | 150 | YNd5 | hv | 0 | -9 | 9 | 0 | 1.5 | FALSE
40 MVA 110/10 kV | 0.05 | 18 | 0.34 | 40 | 10 | 110 | 16.2 | 150 | YNd5 | hv | 0 | -9 | 9 | 0 | 1.5 | FALSE
25 MVA 110/10 kV | 0.07 | 14 | 0.41 | 25 | 10 | 110 | 12 | 150 | YNd5 | hv | 0 | -9 | 9 | 0 | 1.5 | FALSE
0.25 MVA 20/0.4 kV | 0.32 | 0.8 | 1.44 | 0.25 | 0.4 | 20 | 6 | 150 | Yzn5 | hv | 0 | -2 | 2 | 0 | 2.5 | FALSE
0.4 MVA 20/0.4 kV | 0.3375 | 1.35 | 1.425 | 0.4 | 0.4 | 20 | 6 | 150 | Dyn5 | hv | 0 | -2 | 2 | 0 | 2.5 | FALSE
0.63 MVA 20/0.4 kV | 0.2619 | 1.65 | 1.206 | 0.63 | 0.4 | 20 | 6 | 150 | Dyn5 | hv | 0 | -2 | 2 | 0 | 2.5 | FALSE
0.25 MVA 10/0.4 kV | 0.24 | 0.6 | 1.2 | 0.25 | 0.4 | 10 | 4 | 150 | Dyn5 | hv | 0 | -2 | 2 | 0 | 2.5 | FALSE
0.4 MVA 10/0.4 kV | 0.2375 | 0.95 | 1.325 | 0.4 | 0.4 | 10 | 4 | 150 | Dyn5 | hv | 0 | -2 | 2 | 0 | 2.5 | FALSE
0.63 MVA 10/0.4 kV | 0.1873 | 1.18 | 1.0794 | 0.63 | 0.4 | 10 | 4 | 150 | Dyn5 | hv | 0 | -2 | 2 | 0 | 2.5 | FALSE

## trafo3w_std_types
| sn_hv_mva | sn_mv_mva | sn_lv_mva | vn_hv_kv | vn_mv_kv | vn_lv_kv | vk_hv_percent | vk_mv_percent | vk_lv_percent | vkr_hv_percent | vkr_mv_percent | vkr_lv_percent | pfe_kw | i0_percent | shift_mv_degree | shift_lv_degree | vector_group | tap_side | tap_neutral | tap_min | tap_max | tap_step_percent
63/25/38 MVA 110/20/10 kV | 63 | 25 | 38 | 110 | 20 | 10 | 10.4 | 10.4 | 10.4 | 0.28 | 0.32 | 0.35 | 35 | 0.89 | 0 | 0 | YN0yn0yn0 | hv | 0 | -10 | 10 | 1.2
63/25/38 MVA 110/10/10 kV | 63 | 25 | 38 | 110 | 10 | 10 | 10.4 | 10.4 | 10.4 | 0.28 | 0.32 | 0.35 | 35 | 0.89 | 0 | 0 | YN0yn0yn0 | hv | 0 | -10 | 10 | 1.2

## fuse_std_types
| fuse_type | i_rated_a | t_avg | t_min | t_total | x_avg | x_min | x_total
HV 100A | HV 100A | 100 | 0 | [10.0, 3.64, 0.854, 0.281, 0.1, 0.0531, 0.022, 0.01] | [10.0, 4.267, 1.21, 0.403, 0.1, 0.058, 0.022, 0.01] | 0 | [300.0, 350.0, 450.0, 550.0, 700.0, 850.0, 1200.0, 1752.0] | [600.0, 700.0, 900.0, 1150.0, 1665.0, 2000.0, 3000.0, 4313.0]
HV 10A | HV 10A | 10 | 0 | [10.0, 1675.0, 0.344, 0.156, 0.1, 0.0417, 0.0171, 0.01] | [10.0, 1.3, 0.3, 0.155, 0.1, 0.0555, 0.023, 0.01] | 0 | [30.0, 32.0, 35.0, 37.0, 39.0, 50.0, 70.0, 88.0] | [60.0, 70.0, 80.0, 87.0, 94.0, 110.0, 150.0, 216.0]
HV 125A | HV 125A | 125 | 0 | [10.0, 1.82, 0.344, 0.1, 0.0467, 0.0269, 0.01] | [10.0, 2.478, 0.426, 0.1, 0.0427, 0.0211, 0.01] | 0 | [375.0, 500.0, 700.0, 925.0, 1200.0, 1500.0, 2341.0] | [750.0, 1000.0, 1500.0, 2200.0, 3000.0, 4000.0, 5765.0]
HV 160A | HV 160A | 160 | 0 | [10.0, 4.15, 1.03, 0.198, 0.1, 0.051, 0.0172, 0.01] | [10.0, 2.3, 0.734, 0.274, 0.1, 0.046, 0.0177, 0.01] | 0 | [480.0, 550.0, 700.0, 1000.0, 1260.0, 1600.0, 2500.0, 3227.0] | [960.0, 1300.0, 1700.0, 2200.0, 2996.0, 4000.0, 6000.0, 7946.0]
HV 16A | HV 16A | 16 | 0 | [10.0, 0.352, 0.164, 0.1, 0.0649, 0.0342, 0.01] | [10.0, 2.34, 0.722, 0.181, 0.1, 0.055, 0.0296, 0.01] | 0 | [48.0, 60.0, 65.0, 71.0, 80.0, 100.0, 162.0] | [96.0, 110.0, 125.0, 150.0, 168.0, 200.0, 250.0, 398.0]
HV 200A | HV 200A | 200 | 0 | [10.0, 4.267, 1.21, 0.403, 0.1, 0.058, 0.022, 0.01] | [10.0, 3.73, 1.654, 0.328, 0.1, 0.0531, 0.019, 0.01] | 0 | [600.0, 700.0, 900.0, 1150.0, 1665.0, 2000.0, 3000.0, 4313.0] | [1200.0, 1500.0, 1800.0, 2700.0, 3960.0, 5000.0, 7500.0, 10620.0]
HV 20A | HV 20A | 20 | 0 | [10.0, 1.3, 0.3, 0.155, 0.1, 0.0555, 0.023, 0.01] | [10.0, 1.3, 0.161, 0.1, 0.0611, 0.0399, 0.0141, 0.01] | 0 | [60.0, 70.0, 80.0, 87.0, 94.0, 110.0, 150.0, 216.0] | [120.0, 150.0, 200.0, 223.0, 260.0, 300.0, 450.0, 532.0]
HV 25A | HV 25A | 25 | 0 | [10.0, 2.512, 0.833, 0.299, 0.1, 0.0372, 0.0223, 0.01] | [10.0, 3.125, 0.597, 0.198, 0.1, 0.0378, 0.022, 0.01] | 0 | [75.0, 82.0, 90.0, 100.0, 124.0, 170.0, 200.0, 289.0] | [150.0, 170.0, 210.0, 250.0, 294.0, 400.0, 500.0, 711.0]
HV 31.5A | HV 31.5A | 31.5 | 0 | [10.0, 2.34, 0.722, 0.181, 0.1, 0.055, 0.0296, 0.01] | [10.0, 2.84, 0.368, 0.164, 0.1, 0.0621, 0.0378, 0.0195, 0.01] | 0 | [95.0, 110.0, 125.0, 150.0, 165.0, 200.0, 250.0, 390.0] | [189.0, 220.0, 300.0, 350.0, 393.0, 450.0, 530.0, 700.0, 960.0]
HV 40A | HV 40A | 40 | 0 | [10.0, 1.3, 0.161, 0.1, 0.0611, 0.0399, 0.0141, 0.01] | [10.0, 2.05, 0.369, 0.198, 0.1, 0.051, 0.0298, 0.01] | 0 | [120.0, 150.0, 200.0, 223.0, 260.0, 300.0, 450.0, 532.0] | [240.0, 300.0, 400.0, 450.0, 530.0, 650.0, 800.0, 1311.0]
HV 50A | HV 50A | 50 | 0 | [10.0, 3.215, 0.597, 0.198, 0.1, 0.0378, 0.022, 0.01] | [10.0, 3.64, 0.854, 0.281, 0.1, 0.0531, 0.022, 0.01] | 0 | [150.0, 170.0, 210.0, 250.0, 294.0, 400.0, 500.0, 711.0] | [300.0, 350.0, 450.0, 550.0, 700.0, 850.0, 1200.0, 1752.0]
HV 6.3A | HV 6.3A | 6.3 | 0 | [10.0, 1.39, 0.344, 0.168, 0.1, 0.056, 0.0263, 0.01] | [10.0, 1.711, 0.516, 0.198, 0.1, 0.0634, 0.0303, 0.01] | 0 | [19.0, 19.5, 20.4, 20.8, 22.0, 25.0, 32.0, 48.0] | [38.0, 40.0, 43.0, 48.0, 53.0, 60.0, 75.0, 118.0]
HV 63A | HV 63A | 63 | 0 | [10.0, 2.84, 0.368, 0.164, 0.1, 0.0621, 0.0378, 0.0195, 0.01] | [10.0, 1.82, 0.344, 0.1, 0.0467, 0.0269, 0.01] | 0 | [189.0, 220.0, 300.0, 350.0, 393.0, 450.0, 530.0, 700.0, 961.0] | [378.0, 500.0, 700.0, 934.0, 1200.0, 1500.0, 2366.0]
HV 80A | HV 80A | 80 | 0 | [10.0, 2.05, 0.369, 0.198, 0.1, 0.051, 0.0298, 0.01] | [10.0, 4.15, 1.03, 0.198, 0.1, 0.051, 0.0172, 0.01] | 0 | [240.0, 300.0, 400.0, 450.0, 530.0, 650.0, 800.0, 1311.0] | [480.0, 550.0, 700.0, 1000.0, 1260.0, 1600.0, 2500.0, 3227.0]
Siemens NH-1-100 | Siemens NH-1-100 | 100 | [5400.0, 2000.0, 400.0, 20.0, 1.0, 0.2, 0.012, 0.004] | 0 | 0 | [150.0, 190.0, 250.0, 430.0, 900.0, 1250.0, 2700.0, 3600.0] | 0 | 0
Siemens NH-1-125 | Siemens NH-1-125 | 125 | [4800.0, 120.0, 7.0, 0.1, 0.004] | 0 | 0 | [180.0, 400.0, 740.0, 2000.0, 4250.0] | 0 | 0
Siemens NH-1-16 | Siemens NH-1-16 | 16 | [4000.0, 400.0, 2.0, 0.1, 0.04, 0.01] | 0 | 0 | [26.0, 35.0, 75.0, 150.0, 200.0, 300.0] | 0 | 0
Siemens NH-1-160 | Siemens NH-1-160 | 160 | [4800.0, 120.0, 7.0, 0.1, 0.004] | 0 | 0 | [210.0, 500.0, 900.0, 2300.0, 5000.0] | 0 | 0
Siemens NH-1-25 | Siemens NH-1-25 | 25 | [4000.0, 1000.0, 10.0, 0.2, 0.02, 0.01] | 0 | 0 | [40.0, 50.0, 100.0, 210.0, 400.0, 500.0] | 0 | 0
Siemens NH-1-50 | Siemens NH-1-50 | 50 | [4000.0, 40.0, 4.0, 1.0, 0.02, 0.01] | 0 | 0 | [86.0, 200.0, 300.0, 400.0, 1000.0, 1280.0] | 0 | 0
Siemens NH-1-63 | Siemens NH-1-63 | 63 | [4000.0, 100.0, 10.0, 2.0, 0.04, 0.01] | 0 | 0 | [100.0, 200.0, 300.0, 400.0, 1000.0, 1500.0] | 0 | 0
Siemens NH-1-80 | Siemens NH-1-80 | 80 | [4800.0, 120.0, 7.0, 0.1, 0.01] | 0 | 0 | [150.58, 250.0, 450.0, 1150.0, 2470.0] | 0 | 0
Siemens NH-2-1000 | Siemens NH-2-1000 | 1000 | [4800.0, 120.0, 7.0, 0.1, 0.004] | 0 | 0 | [1900.0, 3500.0, 8400.0, 24000.0, 52000.0] | 0 | 0
Siemens NH-2-200 | Siemens NH-2-200 | 200 | [4800.0, 120.0, 7.0, 0.1, 0.004] | 0 | 0 | [280.0, 650.0, 1200.0, 3000.0, 7000.0] | 0 | 0
Siemens NH-2-224 | Siemens NH-2-224 | 224 | [4800.0, 120.0, 7.0, 0.2, 0.04, 0.004] | 0 | 0 | [400.0, 750.0, 1453.0, 3025.0, 4315.0, 7600.0] | 0 | 0
Siemens NH-2-250 | Siemens NH-2-250 | 250 | [4800.0, 120.0, 7.0, 0.1, 0.004] | 0 | 0 | [450.0, 800.0, 1650.0, 4000.0, 8500.0] | 0 | 0
Siemens NH-2-315 | Siemens NH-2-315 | 315 | [4800.0, 120.0, 7.0, 0.1, 0.004] | 0 | 0 | [550.0, 920.0, 1900.0, 5000.0, 11000.0] | 0 | 0
Siemens NH-2-355 | Siemens NH-2-355 | 355 | [4800.0, 120.0, 6.0, 0.1, 0.004] | 0 | 0 | [650.0, 1116.27, 2350.0, 5840.0, 12790.0] | 0 | 0
Siemens NH-2-400 | Siemens NH-2-400 | 400 | [4800.0, 120.0, 7.0, 0.1, 0.004] | 0 | 0 | [720.0, 1350.0, 2800.0, 6500.0, 15000.0] | 0 | 0
Siemens NH-2-425 | Siemens NH-2-425 | 425 | [4800.0, 120.0, 7.0, 0.1, 0.004] | 0 | 0 | [850.0, 1500.0, 3050.0, 7500.0, 16500.0] | 0 | 0
Siemens NH-2-630 | Siemens NH-2-630 | 630 | [4800.0, 120.0, 7.0, 0.1, 0.004] | 0 | 0 | [1200.0, 2000.0, 4800.0, 12000.0, 26000.0] | 0 | 0

## res_bus
| vm_pu | va_degree | p_mw | q_mvar
0 | 0.98707 | -0.19249 | 0.26474 | 0.12822
1 | 0.98709 | -0.19268 | 0 | 0
2 | 0.98715 | -0.1932 | 0 | 0
3 | 0.99527 | -0.17216 | 0.35024 | 0.16963
4 | 0.9953 | -0.17196 | 0 | 0
5 | 0.98735 | -0.1949 | 0 | 0
6 | 0.98713 | -0.19335 | 0.18575 | 0.089964
7 | 0.98742 | -0.19441 | 0.19408 | 0.093996
8 | 0.98745 | -0.19465 | 0 | 0
9 | 0.98847 | -0.20217 | 0 | 0
10 | 0.99348 | -0.19897 | 0.20549 | 0.099521
11 | 0.99337 | -0.19973 | 0 | 0
12 | 0.99254 | -0.22446 | 0 | 0
13 | 0.99356 | -0.19856 | 0 | 0
14 | 0.98865 | -0.20324 | 0.052011 | 0.02519
15 | 0.98874 | -0.20241 | 0 | 0
16 | 0.98942 | -0.20612 | 0 | 0
17 | 0.99654 | 0.01487 | 0.40132 | 0.19437
18 | 0.99656 | 0.014664 | 0 | 0
19 | 0.99641 | 0.014045 | 0.20864 | 0.10105
20 | 0.9962 | 0.017977 | 0 | 0
21 | 0.99776 | 0.0038398 | 0 | 0
22 | 0.99615 | 0.018457 | 0.40325 | 0.1953
23 | 0.99751 | 0.0060526 | 0 | 0
24 | 0.99744 | 0.0067527 | 0 | 0
25 | 0.99751 | 0.0061233 | 0.16938 | 0.082036
26 | 0.99837 | -0.0015785 | 0 | 0
27 | 0.99773 | 0.0036246 | 0.41256 | 0.19981
28 | 0.99775 | 0.0037703 | 0.12524 | 0.060656
29 | 0.99832 | -0.0011066 | 0.075518 | 0.036575
30 | 0.99882 | -0.0055323 | 0 | 0
31 | 0.99615 | 0.018493 | 0.44172 | 0.21393
32 | 0.9974 | 0.0070555 | 0.53393 | 0.25859
33 | 0.99772 | 0.0035783 | 0 | 0
34 | 0.99829 | -0.00087892 | 0 | 0
35 | 0.9989 | -0.0047274 | 0 | 0
36 | 0.99895 | -0.0045138 | 0.070378 | 0.034086
37 | 0.9989 | -0.0047063 | 0.13987 | 0.067743
38 | 0.99882 | -0.0054993 | 0.11479 | 0.055594
39 | 0.99525 | -0.17153 | 0.19427 | 0.094088
40 | 0.99535 | -0.17235 | 0 | 0
41 | 0.99686 | -0.08556 | 0.07624 | 0.036925
42 | 0.99538 | -0.17262 | 0 | 0
43 | 0.99683 | -0.085656 | 0 | 0
44 | 0.9977 | -0.036988 | 0.20757 | 0.10053
45 | 0.99523 | -0.17139 | 0.11508 | 0.055734
46 | 0.99537 | -0.17251 | 0.18302 | 0.088641
47 | 0.99485 | -0.17568 | 0 | 0
48 | 0.99535 | -0.17234 | 0.09784 | 0.047386
49 | 0.9961 | -0.093624 | 0 | 0
50 | 0.99523 | -0.17137 | 0 | 0
51 | 0.99456 | -0.19285 | 0.29976 | 0.14518
52 | 0.99534 | -0.17233 | 0 | 0
53 | 0.99513 | -0.17059 | 0 | 0
54 | 0.99534 | -0.08694 | 0.083046 | 0.040221
55 | 0.99535 | -0.086991 | 0 | 0
56 | 0.99496 | -0.083608 | 0 | 0
57 | 0.99425 | -0.077261 | 0 | 0
58 | 0.99496 | -0.083557 | 0.17812 | 0.086268
59 | 0.99602 | -0.092887 | 1.4121 | 0.68392
60 | 0.99413 | -0.076158 | 0.085294 | 0.04131
61 | 0.99373 | -0.077094 | 0 | 0
62 | 0.99373 | -0.077116 | 0.21539 | 0.10432
63 | 0.99367 | -0.076533 | 0 | 0
64 | 0.99365 | -0.076416 | 0.24967 | 0.12092
65 | 0.99511 | -0.17041 | 0.20916 | 0.1013
66 | 0.99534 | -0.17229 | 0 | 0
67 | 0.99534 | -0.17226 | 0.14025 | 0.067925
68 | 0.9938 | -0.076886 | 0.38994 | 0.18886
69 | 0.9938 | -0.076921 | 0 | 0
70 | 0.99384 | -0.077279 | 0 | 0
71 | 0.99384 | -0.073564 | 0.091849 | 0.044484
72 | 0.99384 | -0.073566 | 0.097811 | 0.047372
73 | 0.99378 | -0.076784 | 0 | 0
74 | 0.99389 | -0.077767 | 0.12192 | 0.059051
75 | 0.99335 | -0.19956 | 0.20236 | 0.098009
76 | 0.99234 | -0.22694 | 0.16756 | 0.081152
77 | 0.99213 | -0.22539 | 0 | 0
78 | 0.98962 | -0.2067 | 0.38303 | 0.18551
79 | 0.98963 | -0.20675 | 0 | 0
80 | 0.9898 | -0.20831 | 0 | 0
81 | 0.98865 | -0.20109 | 0.2605 | 0.12617
82 | 0.98864 | -0.20106 | 0 | 0
83 | 0.98882 | -0.1999 | 0 | 0
84 | 0.98959 | -0.20701 | 0 | 0
85 | 0.9895 | -0.20649 | 0.31705 | 0.15355
86 | 0.98989 | -0.20886 | 0.12588 | 0.060968
87 | 0.98998 | -0.20948 | 0 | 0
88 | 0.98946 | -0.20526 | 0.32177 | 0.15584
89 | 0.98947 | -0.20542 | 0 | 0
90 | 0.98885 | -0.20047 | 0 | 0
91 | 0.98928 | -0.20382 | 0 | 0
92 | 0.98837 | -0.19666 | 0 | 0
93 | 0.98828 | -0.19733 | 0.15355 | 0.074369
94 | 0.98884 | -0.20035 | 0.36229 | 0.17547
95 | 0.98925 | -0.20362 | 0.069274 | 0.033551
96 | 0.99204 | -0.22473 | 0 | 0
97 | 0.99203 | -0.22464 | 0.16493 | 0.079878
98 | 0.98721 | -0.20559 | 0 | 0
99 | 0.98923 | -0.20343 | 0 | 0
100 | 0.9871 | -0.20475 | 0 | 0
101 | 0.98707 | -0.20456 | 0 | 0
102 | 0.98709 | -0.20474 | 0.090058 | 0.043617
103 | 0.98715 | -0.20516 | 0 | 0
104 | 0.98705 | -0.20442 | 0.11307 | 0.054761
105 | 0.98718 | -0.20581 | 0.29746 | 0.14406
106 | 0.98715 | -0.20515 | 0.071118 | 0.034444
107 | 0.99994 | -0.00025032 | 0.40552 | 0.1964
108 | 0.99992 | -0.00037141 | 0 | 0
109 | 1 | 0 | -17.2516 | -7.9388
110 | 0.99943 | -0.002468 | 0 | 0
111 | 0.99927 | -0.0035058 | 0 | 0
112 | 0.99364 | -0.071796 | 0.11419 | 0.055307
113 | 0.99364 | -0.071812 | 0 | 0
114 | 0.99368 | -0.072147 | 0 | 0
115 | 0.99928 | -0.0031125 | 0 | 0
116 | 0.99938 | -0.0028188 | 0.40368 | 0.19551
117 | 0.99922 | -0.003371 | 0.095893 | 0.046443
118 | 0.98858 | -0.2005 | 0 | 0
119 | 0.98857 | -0.20045 | 0.18464 | 0.089426
120 | 0.99878 | -0.031771 | 0.20792 | 0.1007
121 | 0.99369 | -0.072175 | 0.28297 | 0.13705
122 | 0.9937 | -0.072314 | 0 | 0
123 | 0.99918 | -0.0035474 | 0 | 0
124 | 0.99866 | -0.032373 | 0 | 0
125 | 0.99776 | -0.036687 | 0 | 0
126 | 0.99398 | -0.19611 | 0.20587 | 0.099707
127 | 0.99399 | -0.19614 | 0 | 0
128 | 0.99446 | -0.19341 | 0 | 0
129 | 0.99403 | -0.075292 | 0 | 0
130 | 0.99385 | -0.07366 | 0 | 0
131 | 0.99357 | -0.071066 | 0 | 0
132 | 0.99356 | -0.070985 | 0.10081 | 0.048822
133 | 0.99351 | -0.070527 | 0 | 0
134 | 0.98917 | -0.20294 | 0.088784 | 0.043
135 | 0.9892 | -0.20318 | 0 | 0
136 | 0.98914 | -0.20264 | 0 | 0
137 | 0.98894 | -0.20097 | 0 | 0
138 | 0.98882 | -0.1999 | 0.082422 | 0.039919
139 | 0.98894 | -0.20094 | 0.17142 | 0.083024
140 | 0.99335 | -0.068978 | 0.61776 | 0.29919
141 | 0.99335 | -0.068988 | 0.19623 | 0.09504
142 | 0.99339 | -0.069365 | 0.26369 | 0.12771
143 | 0.99336 | -0.069519 | 0.20652 | 0.10002
144 | 0.99908 | -0.0039824 | 0 | 0
145 | 0.99907 | -0.0039449 | 0.14268 | 0.069102
146 | 0.99903 | -0.0041818 | 0.071998 | 0.03487
147 | 0.99903 | -0.0041887 | 0.11866 | 0.057469
148 | 0.99901 | -0.0042412 | 0 | 0
149 | 0.99901 | -0.0042 | 0.10586 | 0.051272
150 | 0.99827 | -0.00065188 | 0.1235 | 0.059815
151 | 0.99828 | -0.0007122 | 0 | 0
152 | 0.99827 | -0.00067744 | 0.12676 | 0.061391
153 | 0.99823 | -0.00028239 | 0 | 0
154 | 0.9982 | -2.683e-05 | 0.17881 | 0.086602
155 | 0.99818 | 0.00016774 | 0 | 0
156 | 0.99772 | 0.0036368 | 0 | 0
157 | 0.99771 | 0.0036503 | 0.088371 | 0.0428
158 | 0.99614 | 0.018544 | 0.28205 | 0.1366
159 | 0.99811 | 0.00081643 | 0 | 0
160 | 0.9981 | 0.00085729 | 0.38772 | 0.18778
161 | 0.99997 | 149.9981 | 0 | 0

## res_line
| p_from_mw | q_from_mvar | p_to_mw | q_to_mvar | pl_mw | ql_mvar | i_from_ka | i_to_ka | i_ka | vm_from_pu | va_from_degree | vm_to_pu | va_to_degree | loading_percent
0 | -0.26474 | -0.12822 | 0.26474 | 0.12683 | 5.8775e-06 | -0.0013851 | 0.0086026 | 0.008585 | 0.0086026 | 0.98707 | -0.19249 | 0.98709 | -0.19268 | 3.9103
1 | -0.26474 | -0.12683 | 0.26476 | 0.12288 | 1.6635e-05 | -0.0039513 | 0.008585 | 0.0085357 | 0.008585 | 0.98709 | -0.19268 | 0.98715 | -0.1932 | 3.9023
2 | -0.45052 | -0.21277 | 0.45061 | 0.20473 | 9.7608e-05 | -0.0080415 | 0.01457 | 0.014471 | 0.01457 | 0.98715 | -0.1932 | 0.98735 | -0.1949 | 6.6227
3 | 0.18576 | 0.08989 | -0.18575 | -0.089964 | 4.2339e-06 | -7.3244e-05 | 0.0060347 | 0.0060357 | 0.0060357 | 0.98715 | -0.1932 | 0.98713 | -0.19335 | 2.8741
4 | -0.35024 | -0.16963 | 0.35025 | 0.16958 | 1.0651e-05 | -4.882e-05 | 0.011287 | 0.011287 | 0.011287 | 0.99527 | -0.17216 | 0.9953 | -0.17196 | 5.3749
5 | 0.51857 | 0.23762 | -0.51854 | -0.23945 | 2.8477e-05 | -0.0018323 | 0.016544 | 0.016567 | 0.016567 | 0.9953 | -0.17196 | 0.99525 | -0.17153 | 7.5302
6 | -0.86882 | -0.4072 | 0.86886 | 0.40623 | 4.2862e-05 | -0.00096829 | 0.027829 | 0.027817 | 0.027829 | 0.9953 | -0.17196 | 0.99535 | -0.17235 | 12.6497
7 | -0.45061 | -0.20473 | 0.45064 | 0.20466 | 2.7412e-05 | -6.8349e-05 | 0.014471 | 0.01447 | 0.014471 | 0.98735 | -0.1949 | 0.98742 | -0.19441 | 6.8908
8 | -0.64472 | -0.29866 | 0.64474 | 0.29786 | 1.9991e-05 | -0.00080234 | 0.020773 | 0.020763 | 0.020773 | 0.98742 | -0.19441 | 0.98745 | -0.19465 | 9.4422
9 | -0.64474 | -0.29786 | 0.64545 | 0.26889 | 0.0007084 | -0.028965 | 0.020763 | 0.02042 | 0.020763 | 0.98745 | -0.19465 | 0.98847 | -0.20217 | 9.4376
10 | -0.64545 | -0.26889 | 0.64557 | 0.26385 | 0.00012082 | -0.0050426 | 0.02042 | 0.020363 | 0.02042 | 0.98847 | -0.20217 | 0.98865 | -0.20324 | 9.2818
11 | 0.20239 | 0.095967 | -0.20237 | -0.096295 | 2.193e-05 | -0.00032838 | 0.0065084 | 0.0065127 | 0.0065127 | 0.99348 | -0.19897 | 0.99337 | -0.19973 | 3.1013
12 | 4.1408 | 1.824 | -4.1377 | -1.8207 | 0.003125 | 0.0033304 | 0.13147 | 0.13148 | 0.13148 | 0.99348 | -0.19897 | 0.99254 | -0.22446 | 37.565
13 | -4.5487 | -2.0195 | 4.549 | 2.0166 | 0.00032289 | -0.002918 | 0.14461 | 0.14457 | 0.14461 | 0.99348 | -0.19897 | 0.99356 | -0.19856 | 22.6663
14 | 0.20237 | 0.096295 | -0.20236 | -0.098009 | 4.1342e-06 | -0.0017133 | 0.0065127 | 0.0065342 | 0.0065342 | 0.99337 | -0.19973 | 0.99335 | -0.19956 | 2.9701
15 | 4.1377 | 1.8207 | -4.1369 | -1.8232 | 0.00074849 | -0.0024844 | 0.13148 | 0.13151 | 0.13151 | 0.99254 | -0.22446 | 0.99234 | -0.22694 | 36.3296
16 | -4.549 | -2.0166 | 4.5509 | 1.9995 | 0.001886 | -0.017084 | 0.14457 | 0.14436 | 0.14457 | 0.99356 | -0.19856 | 0.99399 | -0.19614 | 22.6606
17 | -0.69758 | -0.28904 | 0.69763 | 0.289 | 5.5746e-05 | -4.0197e-05 | 0.022048 | 0.022047 | 0.022048 | 0.98865 | -0.20324 | 0.98874 | -0.20241 | 10.4989
18 | -0.69763 | -0.289 | 0.69814 | 0.27093 | 0.0005015 | -0.018068 | 0.022047 | 0.021849 | 0.022047 | 0.98874 | -0.20241 | 0.98942 | -0.20612 | 10.0213
19 | -0.69814 | -0.27093 | 0.69819 | 0.26881 | 5.8174e-05 | -0.0021187 | 0.021849 | 0.021827 | 0.021849 | 0.98942 | -0.20612 | 0.9895 | -0.20649 | 9.9314
20 | -0.60998 | -0.29505 | 0.61 | 0.29438 | 1.4512e-05 | -0.000665 | 0.019628 | 0.01962 | 0.019628 | 0.99654 | 0.01487 | 0.99656 | 0.014664 | 8.922
21 | 0.20866 | 0.10068 | -0.20864 | -0.10105 | 2.5926e-05 | -0.00036644 | 0.0067114 | 0.0067162 | 0.0067162 | 0.99654 | 0.01487 | 0.99641 | 0.014045 | 3.1982
22 | 1.1275 | 0.53879 | -1.1271 | -0.54456 | 0.00043631 | -0.0057707 | 0.036199 | 0.036273 | 0.036273 | 0.99656 | 0.014664 | 0.9962 | 0.017977 | 16.4875
23 | -1.7375 | -0.83318 | 1.7398 | 0.82097 | 0.0022493 | -0.012208 | 0.055818 | 0.055658 | 0.055818 | 0.99656 | 0.014664 | 0.99776 | 0.0038398 | 25.372
24 | 1.1271 | 0.54456 | -1.127 | -0.54539 | 6.2374e-05 | -0.00082266 | 0.036273 | 0.036283 | 0.036283 | 0.9962 | 0.017977 | 0.99615 | 0.018457 | 16.4923
25 | -3.0695 | -1.4519 | 3.0715 | 1.4487 | 0.0020213 | -0.0031333 | 0.098242 | 0.098195 | 0.098242 | 0.99776 | 0.0038398 | 0.99837 | -0.0015785 | 44.6553
26 | 0.50095 | 0.24084 | -0.50093 | -0.24087 | 1.5914e-05 | -3.1075e-05 | 0.016082 | 0.016082 | 0.016082 | 0.99776 | 0.0038398 | 0.99773 | 0.0036246 | 7.6582
27 | 0.12524 | 0.060603 | -0.12524 | -0.060656 | 1.3196e-06 | -5.3487e-05 | 0.0040254 | 0.0040261 | 0.0040261 | 0.99776 | 0.0038398 | 0.99775 | 0.0037703 | 1.9172
28 | 0.70356 | 0.32947 | -0.70337 | -0.33603 | 0.00018849 | -0.0065612 | 0.022477 | 0.022559 | 0.022559 | 0.99776 | 0.0038398 | 0.99751 | 0.0060526 | 10.254
29 | 0.72377 | 0.35008 | -0.72377 | -0.35018 | 2.9888e-06 | -9.6823e-05 | 0.023299 | 0.0233 | 0.0233 | 0.99615 | 0.018457 | 0.99615 | 0.018493 | 10.591
30 | 0.53399 | 0.25483 | -0.53395 | -0.25747 | 4.3834e-05 | -0.0026423 | 0.017123 | 0.017156 | 0.017156 | 0.99751 | 0.0060526 | 0.99744 | 0.0067527 | 7.7982
31 | 0.16938 | 0.0812 | -0.16938 | -0.082036 | 1.3905e-06 | -0.00083535 | 0.005436 | 0.0054465 | 0.0054465 | 0.99751 | 0.0060526 | 0.99751 | 0.0061233 | 2.4757
32 | 0.53395 | 0.25747 | -0.53393 | -0.25859 | 1.8653e-05 | -0.0011211 | 0.017156 | 0.01717 | 0.01717 | 0.99744 | 0.0067527 | 0.9974 | 0.0070555 | 7.8047
33 | 0.89249 | 0.41974 | -0.89244 | -0.42085 | 5.1517e-05 | -0.0011134 | 0.028517 | 0.028531 | 0.028531 | 0.99837 | -0.0015785 | 0.99832 | -0.0011066 | 12.9687
34 | -3.964 | -1.8685 | 3.9659 | 1.8669 | 0.0019168 | -0.001561 | 0.12671 | 0.12669 | 0.12671 | 0.99837 | -0.0015785 | 0.99882 | -0.0055323 | 57.5967
35 | 0.088372 | 0.041059 | -0.088371 | -0.041104 | 5.3796e-07 | -4.4794e-05 | 0.0028194 | 0.0028199 | 0.0028199 | 0.99773 | 0.0036246 | 0.99772 | 0.0035783 | 1.3428
36 | 0.81692 | 0.38427 | -0.8169 | -0.38486 | 2.2776e-05 | -0.0005888 | 0.026105 | 0.026112 | 0.026112 | 0.99832 | -0.0011066 | 0.99829 | -0.00087892 | 11.8693
37 | 0.11479 | 0.055016 | -0.11479 | -0.055594 | 4.3926e-07 | -0.00057782 | 0.0036789 | 0.0036862 | 0.0036862 | 0.99882 | -0.0055323 | 0.99882 | -0.0054993 | 1.6755
38 | -4.0807 | -1.9219 | 4.081 | 1.921 | 0.00027372 | -0.00094257 | 0.13037 | 0.13035 | 0.13037 | 0.99882 | -0.0055323 | 0.9989 | -0.0047274 | 36.0125
39 | 0.28205 | 0.13625 | -0.28205 | -0.1366 | 1.6594e-06 | -0.00035673 | 0.0090773 | 0.0090819 | 0.0090819 | 0.99615 | 0.018493 | 0.99614 | 0.018544 | 4.1281
40 | 0.088371 | 0.041104 | -0.088371 | -0.042496 | 6.2572e-07 | -0.0013922 | 0.0028199 | 0.0028372 | 0.0028372 | 0.99772 | 0.0035783 | 0.99772 | 0.0036368 | 1.2896
41 | 0.56663 | 0.26658 | -0.56659 | -0.26879 | 4.1045e-05 | -0.0022154 | 0.018108 | 0.018135 | 0.018135 | 0.99829 | -0.00087892 | 0.99823 | -0.00028239 | 8.2434
42 | 0.25027 | 0.11828 | -0.25026 | -0.11967 | 4.9941e-06 | -0.0013848 | 0.0080045 | 0.0080217 | 0.0080217 | 0.99829 | -0.00087892 | 0.99828 | -0.0007122 | 3.6462
43 | -4.2209 | -1.9884 | 4.2211 | 1.9862 | 0.00020832 | -0.002208 | 0.13484 | 0.13481 | 0.13484 | 0.9989 | -0.0047274 | 0.99895 | -0.0045138 | 21.1346
44 | 0.13987 | 0.067442 | -0.13987 | -0.067743 | 3.4086e-07 | -0.0003017 | 0.0044876 | 0.0044914 | 0.0044914 | 0.9989 | -0.0047274 | 0.9989 | -0.0047063 | 2.0415
45 | -4.2915 | -2.0203 | 4.2917 | 2.0176 | 0.00026915 | -0.0027562 | 0.13707 | 0.13703 | 0.13707 | 0.99895 | -0.0045138 | 0.99901 | -0.0042412 | 21.4843
46 | 0.32427 | 0.14536 | -0.32427 | -0.1464 | 6.2369e-06 | -0.0010369 | 0.010307 | 0.01032 | 0.01032 | 0.99525 | -0.17153 | 0.99523 | -0.17139 | 4.6908
47 | 0.23809 | 0.11401 | -0.23809 | -0.11409 | 2.3858e-07 | -7.2036e-05 | 0.0076561 | 0.007657 | 0.007657 | 0.99535 | -0.17235 | 0.99535 | -0.17234 | 3.4804
48 | -1.1069 | -0.52024 | 1.107 | 0.51974 | 3.6458e-05 | -0.00050266 | 0.035473 | 0.035467 | 0.035473 | 0.99535 | -0.17235 | 0.99538 | -0.17262 | 16.1241
49 | 6.3577 | 2.8263 | -6.3525 | -2.8129 | 0.0051472 | 0.013354 | 0.20148 | 0.20149 | 0.20149 | 0.99686 | -0.08556 | 0.99538 | -0.17262 | 31.2382
50 | 4.7192 | 2.2291 | -4.7191 | -2.23 | 0.00010679 | -0.00088442 | 0.15114 | 0.15115 | 0.15115 | 0.99686 | -0.08556 | 0.99683 | -0.085656 | 23.6914
51 | -11.1531 | -5.0923 | 11.1582 | 5.1059 | 0.0051223 | 0.013618 | 0.35505 | 0.35505 | 0.35505 | 0.99686 | -0.08556 | 0.9977 | -0.036988 | 55.0465
52 | 0.18302 | 0.087403 | -0.18302 | -0.088641 | 2.4243e-06 | -0.0012376 | 0.0058822 | 0.0058977 | 0.0058977 | 0.99538 | -0.17262 | 0.99537 | -0.17251 | 2.6808
53 | 5.0625 | 2.2058 | -5.0599 | -2.2245 | 0.0025696 | -0.018697 | 0.16015 | 0.16039 | 0.16039 | 0.99538 | -0.17262 | 0.99485 | -0.17568 | 25.1388
54 | 4.7191 | 2.23 | -4.7159 | -2.2374 | 0.0031715 | -0.0074777 | 0.15115 | 0.15127 | 0.15127 | 0.99683 | -0.085656 | 0.9961 | -0.093624 | 41.7879
55 | -11.3658 | -5.2064 | 11.3665 | 5.2057 | 0.00068789 | -0.00067688 | 0.36172 | 0.36171 | 0.36172 | 0.9977 | -0.036988 | 0.99776 | -0.036687 | 56.6958
56 | 0.20919 | 0.090665 | -0.20919 | -0.090991 | 8.0671e-07 | -0.00032634 | 0.0066131 | 0.0066168 | 0.0066168 | 0.99523 | -0.17139 | 0.99523 | -0.17137 | 3.0077
57 | 5.0599 | 2.2245 | -5.0591 | -2.2224 | 0.00080413 | 0.0020426 | 0.16039 | 0.16039 | 0.16039 | 0.99485 | -0.17568 | 0.99456 | -0.19285 | 24.8662
58 | 0.14025 | 0.066699 | -0.14025 | -0.066969 | 3.0957e-07 | -0.00027009 | 0.0045041 | 0.0045075 | 0.0045075 | 0.99535 | -0.17234 | 0.99534 | -0.17233 | 2.0489
59 | 1.4122 | 0.68293 | -1.4121 | -0.68392 | 0.00011963 | -0.0009913 | 0.045462 | 0.045475 | 0.045475 | 0.9961 | -0.093624 | 0.99602 | -0.092887 | 20.6702
60 | 3.3037 | 1.5545 | -3.301 | -1.5579 | 0.0026755 | -0.0034415 | 0.10581 | 0.10586 | 0.10586 | 0.9961 | -0.093624 | 0.99535 | -0.086991 | 48.1204
61 | 0.20919 | 0.090991 | -0.20917 | -0.099532 | 2.145e-05 | -0.0085407 | 0.0066168 | 0.0067196 | 0.0067196 | 0.99523 | -0.17137 | 0.99513 | -0.17059 | 3.0544
62 | 4.7594 | 2.0772 | -4.7589 | -2.0809 | 0.00043798 | -0.0036294 | 0.15073 | 0.15077 | 0.15077 | 0.99456 | -0.19285 | 0.99446 | -0.19341 | 23.6319
63 | 0.14025 | 0.066969 | -0.14025 | -0.067442 | 5.4349e-07 | -0.00047318 | 0.0045075 | 0.0045134 | 0.0045134 | 0.99534 | -0.17233 | 0.99534 | -0.17229 | 2.0516
64 | 0.20917 | 0.099532 | -0.20916 | -0.1013 | 4.5302e-06 | -0.0017697 | 0.0067196 | 0.0067418 | 0.0067418 | 0.99513 | -0.17059 | 0.99511 | -0.17041 | 3.0645
65 | -0.083046 | -0.040221 | 0.083047 | 0.038979 | 4.9922e-07 | -0.0012421 | 0.0026762 | 0.0026607 | 0.0026762 | 0.99534 | -0.08694 | 0.99535 | -0.086991 | 1.2164
66 | 3.218 | 1.519 | -3.2167 | -1.5208 | 0.0013219 | -0.0018056 | 0.1032 | 0.10323 | 0.10323 | 0.99535 | -0.086991 | 0.99496 | -0.083608 | 46.9234
67 | 3.0385 | 1.4351 | -3.0362 | -1.4387 | 0.0023338 | -0.0036491 | 0.097497 | 0.09755 | 0.09755 | 0.99496 | -0.083608 | 0.99425 | -0.077261 | 44.3411
68 | 0.17812 | 0.085701 | -0.17812 | -0.086268 | 1.0562e-06 | -0.00056752 | 0.005735 | 0.0057422 | 0.0057422 | 0.99496 | -0.083608 | 0.99496 | -0.083557 | 2.6101
69 | 3.0362 | 1.4387 | -3.0358 | -1.4394 | 0.00040353 | -0.00062985 | 0.09755 | 0.09756 | 0.09756 | 0.99425 | -0.077261 | 0.99413 | -0.076158 | 44.3454
70 | 1.9732 | 0.93617 | -1.973 | -0.93701 | 0.0002052 | -0.00084066 | 0.06342 | 0.063431 | 0.063431 | 0.99413 | -0.076158 | 0.99403 | -0.075292 | 28.8323
71 | 0.97729 | 0.46188 | -0.97707 | -0.46189 | 0.00021852 | -9.9566e-06 | 0.031388 | 0.03139 | 0.03139 | 0.99413 | -0.076158 | 0.99389 | -0.077767 | 14.9476
72 | -0.24969 | -0.11531 | 0.24969 | 0.11511 | 7.0795e-07 | -0.00019572 | 0.0079896 | 0.0079873 | 0.0079896 | 0.99373 | -0.077094 | 0.99373 | -0.077116 | 3.6317
73 | 0.24969 | 0.11531 | -0.24968 | -0.12 | 1.7091e-05 | -0.0046892 | 0.0079896 | 0.0080478 | 0.0080478 | 0.99373 | -0.077094 | 0.99367 | -0.076533 | 3.6581
74 | -0.46509 | -0.21943 | 0.46511 | 0.21938 | 2.1315e-05 | -4.9852e-05 | 0.014939 | 0.014938 | 0.014939 | 0.99373 | -0.077116 | 0.99378 | -0.076784 | 7.1137
75 | 0.24968 | 0.12 | -0.24967 | -0.12092 | 3.393e-06 | -0.00092275 | 0.0080478 | 0.0080594 | 0.0080594 | 0.99367 | -0.076533 | 0.99365 | -0.076416 | 3.6634
76 | 0.14025 | 0.067442 | -0.14025 | -0.067925 | 5.5626e-07 | -0.00048301 | 0.0045134 | 0.0045195 | 0.0045195 | 0.99534 | -0.17229 | 0.99534 | -0.17226 | 2.0543
77 | -0.38994 | -0.18886 | 0.38994 | 0.18868 | 1.5746e-06 | -0.00017516 | 0.012585 | 0.012583 | 0.012585 | 0.9938 | -0.076886 | 0.9938 | -0.076921 | 5.7206
78 | -0.38994 | -0.18868 | 0.38996 | 0.18687 | 1.6214e-05 | -0.0018074 | 0.012583 | 0.01256 | 0.012583 | 0.9938 | -0.076921 | 0.99384 | -0.077279 | 5.7196
79 | 0.46513 | 0.21714 | -0.46511 | -0.21938 | 2.8415e-05 | -0.0022451 | 0.01491 | 0.014938 | 0.014938 | 0.99384 | -0.077279 | 0.99378 | -0.076784 | 6.79
80 | -0.85509 | -0.40401 | 0.85514 | 0.40283 | 5.0889e-05 | -0.0011769 | 0.02747 | 0.027455 | 0.02747 | 0.99384 | -0.077279 | 0.99389 | -0.077767 | 12.4864
81 | -0.091849 | -0.044484 | 0.091849 | 0.04444 | 2.1941e-08 | -4.4098e-05 | 0.0029643 | 0.0029637 | 0.0029643 | 0.99384 | -0.073564 | 0.99384 | -0.073566 | 1.3474
82 | -0.18966 | -0.091813 | 0.18966 | 0.090829 | 2.0831e-06 | -0.00098369 | 0.0061205 | 0.0061081 | 0.0061205 | 0.99384 | -0.073566 | 0.99385 | -0.07366 | 2.782
83 | 3.9694 | 1.742 | -3.9685 | -1.7428 | 0.00090405 | -0.00073282 | 0.1261 | 0.12611 | 0.12611 | 0.99234 | -0.22694 | 0.99213 | -0.22539 | 57.3239
84 | 0.16494 | 0.069431 | -0.16493 | -0.078913 | 1.4924e-05 | -0.0094827 | 0.0052071 | 0.0053203 | 0.0053203 | 0.99213 | -0.22539 | 0.99204 | -0.22473 | 2.4183
85 | 3.8035 | 1.6733 | -3.7948 | -1.6812 | 0.0087013 | -0.0078643 | 0.12091 | 0.12103 | 0.12103 | 0.99213 | -0.22539 | 0.98998 | -0.20948 | 55.0132
86 | -0.38303 | -0.18551 | 0.38303 | 0.18527 | 2.0993e-06 | -0.00023803 | 0.012414 | 0.012411 | 0.012414 | 0.98962 | -0.2067 | 0.98963 | -0.20675 | 5.6429
87 | -0.38303 | -0.18527 | 0.3831 | 0.17697 | 7.2596e-05 | -0.0083047 | 0.012411 | 0.012308 | 0.012411 | 0.98963 | -0.20675 | 0.9898 | -0.20831 | 5.6415
88 | -1.3987 | -0.5939 | 1.3988 | 0.59283 | 0.00012417 | -0.0010714 | 0.044317 | 0.044304 | 0.044317 | 0.9898 | -0.20831 | 0.98989 | -0.20886 | 20.1441
89 | 1.0156 | 0.41694 | -1.0153 | -0.42085 | 0.00023322 | -0.0039107 | 0.032018 | 0.032062 | 0.032062 | 0.9898 | -0.20831 | 0.98959 | -0.20701 | 14.5737
90 | 0.18466 | 0.082026 | -0.18465 | -0.082425 | 7.9552e-07 | -0.00039897 | 0.0058998 | 0.0059045 | 0.0059045 | 0.98865 | -0.20109 | 0.98864 | -0.20106 | 2.6839
91 | -0.44515 | -0.20819 | 0.44522 | 0.20801 | 7.0758e-05 | -0.00018082 | 0.014349 | 0.014347 | 0.014349 | 0.98865 | -0.20109 | 0.98882 | -0.1999 | 6.833
92 | 0.18465 | 0.082425 | -0.18464 | -0.088868 | 1.3027e-05 | -0.0064423 | 0.0059045 | 0.0059837 | 0.0059837 | 0.98864 | -0.20106 | 0.98858 | -0.2005 | 2.7199
93 | -0.52765 | -0.24789 | 0.52772 | 0.24364 | 7.0553e-05 | -0.0042522 | 0.017019 | 0.016967 | 0.017019 | 0.98882 | -0.1999 | 0.98894 | -0.20097 | 7.7361
94 | 0.082422 | 0.039882 | -0.082422 | -0.039919 | 1.4994e-08 | -3.6797e-05 | 0.0026731 | 0.0026736 | 0.0026736 | 0.98882 | -0.1999 | 0.98882 | -0.1999 | 1.2153
95 | 1.0153 | 0.42085 | -1.0152 | -0.42236 | 9.0617e-05 | -0.001516 | 0.032062 | 0.032079 | 0.032079 | 0.98959 | -0.20701 | 0.9895 | -0.20649 | 14.5815
96 | -1.5247 | -0.6538 | 1.5248 | 0.65274 | 0.0001477 | -0.0010625 | 0.048379 | 0.048366 | 0.048379 | 0.98989 | -0.20886 | 0.98998 | -0.20948 | 21.9903
97 | 2.27 | 1.0285 | -2.2688 | -1.0322 | 0.0012315 | -0.0037174 | 0.072669 | 0.072719 | 0.072719 | 0.98998 | -0.20948 | 0.98947 | -0.20542 | 33.0539
98 | -0.32177 | -0.15584 | 0.32177 | 0.15489 | 5.8787e-06 | -0.00094544 | 0.010431 | 0.010419 | 0.010431 | 0.98946 | -0.20526 | 0.98947 | -0.20542 | 4.7412
99 | 1.0893 | 0.48687 | -1.0886 | -0.49716 | 0.00073024 | -0.010291 | 0.034811 | 0.034937 | 0.034937 | 0.98947 | -0.20542 | 0.98885 | -0.20047 | 15.8805
100 | 0.85765 | 0.39043 | -0.85747 | -0.39453 | 0.00017973 | -0.004102 | 0.027492 | 0.027543 | 0.027543 | 0.98947 | -0.20542 | 0.98928 | -0.20382 | 12.5194
101 | 0.3623 | 0.17483 | -0.36229 | -0.17547 | 5.0315e-06 | -0.00063607 | 0.011744 | 0.011752 | 0.011752 | 0.98885 | -0.20047 | 0.98884 | -0.20035 | 5.3417
102 | 0.72631 | 0.32233 | -0.72594 | -0.33428 | 0.00037368 | -0.011952 | 0.023197 | 0.023343 | 0.023343 | 0.98885 | -0.20047 | 0.98837 | -0.19666 | 10.6103
103 | 0.85747 | 0.39453 | -0.85744 | -0.39504 | 2.2408e-05 | -0.00051025 | 0.027543 | 0.027549 | 0.027549 | 0.98928 | -0.20382 | 0.98925 | -0.20362 | 12.5222
104 | 0.72594 | 0.33428 | -0.72588 | -0.33432 | 6.2334e-05 | -3.5826e-05 | 0.023343 | 0.023343 | 0.023343 | 0.98837 | -0.19666 | 0.98828 | -0.19733 | 11.1159
105 | 0.57232 | 0.25995 | -0.57174 | -0.26071 | 0.00058067 | -0.00076141 | 0.018361 | 0.018375 | 0.018375 | 0.98828 | -0.19733 | 0.98721 | -0.20559 | 8.7499
106 | 0.78817 | 0.36149 | -0.78815 | -0.36201 | 1.954e-05 | -0.00052822 | 0.025303 | 0.02531 | 0.02531 | 0.98925 | -0.20362 | 0.98923 | -0.20343 | 11.5044
107 | 0.16493 | 0.078913 | -0.16493 | -0.079878 | 1.5555e-06 | -0.00096455 | 0.0053203 | 0.0053325 | 0.0053325 | 0.99204 | -0.22473 | 0.99203 | -0.22464 | 2.4239
108 | 0.27428 | 0.11671 | -0.27426 | -0.12079 | 1.7917e-05 | -0.004083 | 0.0087162 | 0.0087637 | 0.0087637 | 0.98721 | -0.20559 | 0.98715 | -0.20516 | 3.9835
109 | 0.29747 | 0.144 | -0.29746 | -0.14406 | 1.0207e-05 | -6.4965e-05 | 0.0096639 | 0.0096648 | 0.0096648 | 0.98721 | -0.20559 | 0.98718 | -0.20581 | 4.6023
110 | 0.78815 | 0.36201 | -0.78812 | -0.36271 | 2.5784e-05 | -0.00069654 | 0.02531 | 0.025318 | 0.025318 | 0.98923 | -0.20343 | 0.9892 | -0.20318 | 11.5083
111 | 0.11307 | 0.04823 | -0.11307 | -0.05232 | 3.0744e-06 | -0.0040898 | 0.003595 | 0.0036436 | 0.0036436 | 0.9871 | -0.20475 | 0.98707 | -0.20456 | 1.6562
112 | 0.090058 | 0.043351 | -0.090058 | -0.043617 | 1.3064e-07 | -0.00026613 | 0.002923 | 0.0029264 | 0.0029264 | 0.9871 | -0.20475 | 0.98709 | -0.20474 | 1.3302
113 | -0.20313 | -0.091581 | 0.20314 | 0.086591 | 1.2056e-05 | -0.0049896 | 0.0065164 | 0.0064577 | 0.0065164 | 0.9871 | -0.20475 | 0.98715 | -0.20516 | 2.962
114 | 0.11307 | 0.05232 | -0.11307 | -0.054761 | 1.8759e-06 | -0.0024413 | 0.0036436 | 0.0036742 | 0.0036742 | 0.98707 | -0.20456 | 0.98705 | -0.20442 | 1.6701
115 | 0.071118 | 0.0342 | -0.071118 | -0.034444 | 7.4596e-08 | -0.00024376 | 0.0023077 | 0.0023108 | 0.0023108 | 0.98715 | -0.20516 | 0.98715 | -0.20515 | 1.0504
116 | 5.235 | 2.4376 | -5.2349 | -2.4386 | 0.00013826 | -0.00093347 | 0.16671 | 0.16672 | 0.16672 | 0.99994 | -0.00025032 | 0.99992 | -0.00037141 | 26.1323
117 | -5.6405 | -2.634 | 5.6409 | 2.6322 | 0.00031168 | -0.0017869 | 0.17972 | 0.17969 | 0.17972 | 0.99994 | -0.00025032 | 1 | 0 | 28.1689
118 | 5.2349 | 2.4386 | -5.2324 | -2.455 | 0.0024412 | -0.016448 | 0.16672 | 0.16694 | 0.16694 | 0.99992 | -0.00037141 | 0.99943 | -0.002468 | 26.1664
119 | 11.5967 | 5.2961 | -11.5886 | -5.3037 | 0.0080956 | -0.0075815 | 0.36803 | 0.36817 | 0.36817 | 1 | 0 | 0.99927 | -0.0035058 | 57.7074
120 | 4.8287 | 2.2596 | -4.828 | -2.2652 | 0.00070054 | -0.0056023 | 0.15399 | 0.15406 | 0.15406 | 0.99943 | -0.002468 | 0.99928 | -0.0031125 | 24.1476
121 | 0.4037 | 0.19544 | -0.40368 | -0.19551 | 2.146e-05 | -7.2126e-05 | 0.012955 | 0.012956 | 0.012956 | 0.99943 | -0.002468 | 0.99938 | -0.0028188 | 6.1695
122 | 11.5886 | 5.3037 | -11.5856 | -5.2954 | 0.0030971 | 0.00824 | 0.36817 | 0.36817 | 0.36817 | 0.99927 | -0.0035058 | 0.99878 | -0.031771 | 57.0813
123 | -0.11419 | -0.055307 | 0.11419 | 0.055033 | 2.1073e-07 | -0.00027405 | 0.0036862 | 0.0036828 | 0.0036862 | 0.99364 | -0.071796 | 0.99364 | -0.071812 | 1.6756
124 | -0.11419 | -0.055033 | 0.1142 | 0.048116 | 5.1919e-06 | -0.006917 | 0.0036828 | 0.0036001 | 0.0036828 | 0.99364 | -0.071812 | 0.99368 | -0.072147 | 1.674
125 | -0.1142 | -0.048116 | 0.1142 | 0.04737 | 5.4601e-07 | -0.00074555 | 0.0036001 | 0.0035917 | 0.0036001 | 0.99368 | -0.072147 | 0.99369 | -0.072175 | 1.6364
126 | 4.828 | 2.2652 | -4.8278 | -2.2674 | 0.00028368 | -0.0022664 | 0.15406 | 0.15409 | 0.15409 | 0.99928 | -0.0031125 | 0.99922 | -0.003371 | 24.1522
127 | 4.7319 | 2.221 | -4.7317 | -2.2226 | 0.00018997 | -0.001584 | 0.15101 | 0.15103 | 0.15103 | 0.99922 | -0.003371 | 0.99918 | -0.0035474 | 23.673
128 | 0.18464 | 0.088868 | -0.18464 | -0.089426 | 1.1448e-06 | -0.00055785 | 0.0059837 | 0.0059908 | 0.0059908 | 0.98858 | -0.2005 | 0.98857 | -0.20045 | 2.7231
129 | 11.3776 | 5.1947 | -11.3763 | -5.1961 | 0.0013589 | -0.0013436 | 0.3615 | 0.36152 | 0.36152 | 0.99878 | -0.031771 | 0.99866 | -0.032373 | 56.6652
130 | -0.39717 | -0.18442 | 0.39718 | 0.18366 | 7.0164e-06 | -0.00076414 | 0.012721 | 0.012712 | 0.012721 | 0.99369 | -0.072175 | 0.9937 | -0.072314 | 5.7824
131 | 1.3855 | 0.66555 | -1.3853 | -0.66728 | 0.00020149 | -0.0017238 | 0.044652 | 0.044675 | 0.044675 | 0.9937 | -0.072314 | 0.99357 | -0.071066 | 20.3067
132 | -1.7827 | -0.84921 | 1.783 | 0.84776 | 0.00028654 | -0.0014536 | 0.057363 | 0.057344 | 0.057363 | 0.9937 | -0.072314 | 0.99385 | -0.07366 | 26.0742
133 | 4.7317 | 2.2226 | -4.7312 | -2.2265 | 0.00047199 | -0.0039328 | 0.15103 | 0.15109 | 0.15109 | 0.99918 | -0.0035474 | 0.99908 | -0.0039824 | 23.6811
134 | 11.3763 | 5.1961 | -11.3665 | -5.2057 | 0.0097909 | -0.009657 | 0.36152 | 0.36171 | 0.36171 | 0.99866 | -0.032373 | 0.99776 | -0.036687 | 56.6938
135 | -0.20587 | -0.099707 | 0.20587 | 0.09938 | 8.1771e-07 | -0.00032737 | 0.0066432 | 0.0066391 | 0.0066432 | 0.99398 | -0.19611 | 0.99399 | -0.19614 | 3.0196
136 | -4.7567 | -2.0989 | 4.7589 | 2.0809 | 0.0021817 | -0.018033 | 0.151 | 0.15077 | 0.151 | 0.99399 | -0.19614 | 0.99446 | -0.19341 | 23.6672
137 | 1.973 | 0.93701 | -1.9726 | -0.93858 | 0.0003853 | -0.0015771 | 0.063431 | 0.063452 | 0.063452 | 0.99403 | -0.075292 | 0.99385 | -0.07366 | 28.8419
138 | 1.3853 | 0.66728 | -1.3853 | -0.66739 | 1.3123e-05 | -0.00011219 | 0.044675 | 0.044676 | 0.044676 | 0.99357 | -0.071066 | 0.99356 | -0.070985 | 20.3074
139 | 1.2845 | 0.61857 | -1.2844 | -0.61925 | 6.8271e-05 | -0.00068206 | 0.041422 | 0.041431 | 0.041431 | 0.99356 | -0.070985 | 0.99351 | -0.070527 | 18.8322
140 | 1.2844 | 0.61925 | -1.2842 | -0.62097 | 0.00017243 | -0.0017211 | 0.041431 | 0.041453 | 0.041453 | 0.99351 | -0.070527 | 0.99339 | -0.069365 | 18.8424
141 | -0.7881 | -0.36337 | 0.78812 | 0.36271 | 2.4289e-05 | -0.00065567 | 0.025326 | 0.025318 | 0.025326 | 0.98917 | -0.20294 | 0.9892 | -0.20318 | 11.512
142 | 0.69932 | 0.32037 | -0.69929 | -0.32129 | 2.6718e-05 | -0.00091942 | 0.022448 | 0.022459 | 0.022459 | 0.98917 | -0.20294 | 0.98914 | -0.20264 | 10.2088
143 | 0.69929 | 0.32129 | -0.69914 | -0.32641 | 0.00014942 | -0.0051234 | 0.022459 | 0.022523 | 0.022523 | 0.98914 | -0.20264 | 0.98894 | -0.20097 | 10.2376
144 | 0.17142 | 0.082769 | -0.17142 | -0.083024 | 4.4943e-07 | -0.00025432 | 0.0055567 | 0.0055599 | 0.0055599 | 0.98894 | -0.20097 | 0.98894 | -0.20094 | 2.5272
145 | -0.61776 | -0.29919 | 0.61776 | 0.29916 | 7.0193e-07 | -3.092e-05 | 0.019947 | 0.019947 | 0.019947 | 0.99335 | -0.068978 | 0.99335 | -0.068988 | 9.0669
146 | -0.81399 | -0.3942 | 0.81403 | 0.39331 | 3.5373e-05 | -0.00089358 | 0.026283 | 0.026272 | 0.026283 | 0.99335 | -0.068988 | 0.99339 | -0.069365 | 11.9469
147 | 0.20652 | 0.099954 | -0.20652 | -0.10002 | 4.7875e-06 | -6.8198e-05 | 0.0066675 | 0.0066684 | 0.0066684 | 0.99339 | -0.069365 | 0.99336 | -0.069519 | 3.1754
148 | 0.14268 | 0.068575 | -0.14268 | -0.069102 | 6.1941e-07 | -0.00052757 | 0.004574 | 0.0045807 | 0.0045807 | 0.99908 | -0.0039824 | 0.99907 | -0.0039449 | 2.0821
149 | 4.5885 | 2.1579 | -4.5883 | -2.1598 | 0.00021058 | -0.0018721 | 0.14651 | 0.14654 | 0.14654 | 0.99908 | -0.0039824 | 0.99903 | -0.0041818 | 22.9681
150 | 4.5163 | 2.1249 | -4.5163 | -2.125 | 7.2225e-06 | -6.6399e-05 | 0.14422 | 0.14423 | 0.14423 | 0.99903 | -0.0041818 | 0.99903 | -0.0041887 | 22.6059
151 | 4.3977 | 2.0675 | -4.3976 | -2.068 | 5.2873e-05 | -0.00051441 | 0.14042 | 0.14042 | 0.14042 | 0.99903 | -0.0041887 | 0.99901 | -0.0042412 | 22.0099
152 | 0.10586 | 0.050484 | -0.10586 | -0.051272 | 5.086e-07 | -0.00078795 | 0.0033891 | 0.0033989 | 0.0033989 | 0.99901 | -0.0042412 | 0.99901 | -0.0042 | 1.545
153 | -0.1235 | -0.059815 | 0.1235 | 0.058826 | 8.7108e-07 | -0.00098878 | 0.0039682 | 0.0039558 | 0.0039682 | 0.99827 | -0.00065188 | 0.99828 | -0.0007122 | 1.8037
154 | 0.12676 | 0.060842 | -0.12676 | -0.061391 | 5.1083e-07 | -0.00054966 | 0.0040659 | 0.0040728 | 0.0040728 | 0.99828 | -0.0007122 | 0.99827 | -0.00067744 | 1.8513
155 | 0.56659 | 0.26879 | -0.56657 | -0.26973 | 1.7344e-05 | -0.00093404 | 0.018135 | 0.018147 | 0.018147 | 0.99823 | -0.00028239 | 0.9982 | -2.683e-05 | 8.2487
156 | 0.38776 | 0.18313 | -0.38775 | -0.18418 | 9.1082e-06 | -0.0010515 | 0.012402 | 0.012415 | 0.012415 | 0.9982 | -2.683e-05 | 0.99818 | 0.00016774 | 5.643
157 | 0.38775 | 0.18418 | -0.38772 | -0.18757 | 2.9541e-05 | -0.0033948 | 0.012415 | 0.012457 | 0.012457 | 0.99818 | 0.00016774 | 0.99811 | 0.00081643 | 5.6624
158 | 0.088371 | 0.042496 | -0.088371 | -0.0428 | 1.3758e-07 | -0.00030385 | 0.0028372 | 0.002841 | 0.002841 | 0.99772 | 0.0036368 | 0.99771 | 0.0036503 | 1.2914
159 | 0.38772 | 0.18757 | -0.38772 | -0.18778 | 1.8208e-06 | -0.00020846 | 0.012457 | 0.01246 | 0.01246 | 0.99811 | 0.00081643 | 0.9981 | 0.00085729 | 5.6636

## res_trafo
| p_hv_mw | q_hv_mvar | p_lv_mw | q_lv_mvar | pl_mw | ql_mvar | i_hv_ka | i_lv_ka | vm_hv_pu | va_hv_degree | vm_lv_pu | va_lv_degree | loading_percent
0 | 2.6518e-14 | 1.7507e-14 | 0.013999 | 0.0105 | 0.013999 | 0.0105 | 1.6678e-16 | 0.00050517 | 0.99997 | 149.9981 | 1 | 0 | 0.069998

## res_ext_grid
| p_mw | q_mvar
0 | 17.2516 | 7.9388

## res_load
| p_mw | q_mvar
0 | 0.26474 | 0.12822
1 | 0.35024 | 0.16963
2 | 0.18575 | 0.089964
3 | 0.19408 | 0.093996
4 | 0.20549 | 0.099521
5 | 0.052011 | 0.02519
6 | 0.40132 | 0.19437
7 | 0.20864 | 0.10105
8 | 0.40325 | 0.1953
9 | 0.16938 | 0.082036
10 | 0.41256 | 0.19981
11 | 0.12524 | 0.060656
12 | 0.075518 | 0.036575
13 | 0.44172 | 0.21393
14 | 0.53393 | 0.25859
15 | 0.070378 | 0.034086
16 | 0.13987 | 0.067743
17 | 0.11479 | 0.055594
18 | 0.19427 | 0.094088
19 | 0.07624 | 0.036925
20 | 0.20757 | 0.10053
21 | 0.11508 | 0.055734
22 | 0.18302 | 0.088641
23 | 0.09784 | 0.047386
24 | 0.29976 | 0.14518
25 | 0.083046 | 0.040221
26 | 0.17812 | 0.086268
27 | 1.4121 | 0.68392
28 | 0.085294 | 0.04131
29 | 0.21539 | 0.10432
30 | 0.24967 | 0.12092
31 | 0.20916 | 0.1013
32 | 0.14025 | 0.067925
33 | 0.38994 | 0.18886
34 | 0.091849 | 0.044484
35 | 0.097811 | 0.047372
36 | 0.12192 | 0.059051
37 | 0.20236 | 0.098009
38 | 0.16756 | 0.081152
39 | 0.38303 | 0.18551
40 | 0.2605 | 0.12617
41 | 0.31705 | 0.15355
42 | 0.12588 | 0.060968
43 | 0.32177 | 0.15584
44 | 0.15355 | 0.074369
45 | 0.36229 | 0.17547
46 | 0.069274 | 0.033551
47 | 0.16493 | 0.079878
48 | 0.090058 | 0.043617
49 | 0.11307 | 0.054761
50 | 0.29746 | 0.14406
51 | 0.071118 | 0.034444
52 | 0.40552 | 0.1964
53 | 0.11419 | 0.055307
54 | 0.40368 | 0.19551
55 | 0.095893 | 0.046443
56 | 0.18464 | 0.089426
57 | 0.20792 | 0.1007
58 | 0.28297 | 0.13705
59 | 0.20587 | 0.099707
60 | 0.10081 | 0.048822
61 | 0.088784 | 0.043
62 | 0.082422 | 0.039919
63 | 0.17142 | 0.083024
64 | 0.61776 | 0.29919
65 | 0.19623 | 0.09504
66 | 0.26369 | 0.12771
67 | 0.20652 | 0.10002
68 | 0.14268 | 0.069102
69 | 0.071998 | 0.03487
70 | 0.11866 | 0.057469
71 | 0.10586 | 0.051272
72 | 0.1235 | 0.059815
73 | 0.12676 | 0.061391
74 | 0.17881 | 0.086602
75 | 0.088371 | 0.0428
76 | 0.28205 | 0.1366
77 | 0.38772 | 0.18778

## dtypes
| element | column | dtype
0 | bus | name | object
1 | bus | vn_kv | float64
2 | bus | type | object
3 | bus | zone | object
4 | bus | in_service | bool
5 | load | name | object
6 | load | bus | uint32
7 | load | p_mw | float64
8 | load | q_mvar | float64
9 | load | const_z_percent | float64
10 | load | const_i_percent | float64
11 | load | sn_mva | float64
12 | load | scaling | float64
13 | load | in_service | bool
14 | load | type | object
15 | ext_grid | name | object
16 | ext_grid | bus | uint32
17 | ext_grid | vm_pu | float64
18 | ext_grid | va_degree | float64
19 | ext_grid | slack_weight | float64
20 | ext_grid | in_service | bool
21 | line | name | object
22 | line | std_type | object
23 | line | from_bus | uint32
24 | line | to_bus | uint32
25 | line | length_km | float64
26 | line | r_ohm_per_km | float64
27 | line | x_ohm_per_km | float64
28 | line | c_nf_per_km | float64
29 | line | g_us_per_km | float64
30 | line | max_i_ka | float64
31 | line | df | float64
32 | line | parallel | uint32
33 | line | type | object
34 | line | in_service | bool
35 | trafo | name | object
36 | trafo | std_type | object
37 | trafo | hv_bus | uint32
38 | trafo | lv_bus | uint32
39 | trafo | sn_mva | float64
40 | trafo | vn_hv_kv | float64
41 | trafo | vn_lv_kv | float64
42 | trafo | vk_percent | float64
43 | trafo | vkr_percent | float64
44 | trafo | pfe_kw | float64
45 | trafo | i0_percent | float64
46 | trafo | shift_degree | float64
47 | trafo | tap_side | object
48 | trafo | tap_neutral | int32
49 | trafo | tap_min | int32
50 | trafo | tap_max | int32
51 | trafo | tap_step_percent | float64
52 | trafo | tap_step_degree | float64
53 | trafo | tap_pos | int32
54 | trafo | tap_phase_shifter | bool
55 | trafo | parallel | uint32
56 | trafo | df | float64
57 | trafo | in_service | bool
58 | bus_geodata | x | float64
59 | bus_geodata | y | float64
60 | bus_geodata | coords | object
61 | res_bus | vm_pu | float64
62 | res_bus | va_degree | float64
63 | res_bus | p_mw | float64
64 | res_bus | q_mvar | float64
65 | res_line | p_from_mw | float64
66 | res_line | q_from_mvar | float64
67 | res_line | p_to_mw | float64
68 | res_line | q_to_mvar | float64
69 | res_line | pl_mw | float64
70 | res_line | ql_mvar | float64
71 | res_line | i_from_ka | float64
72 | res_line | i_to_ka | float64
73 | res_line | i_ka | float64
74 | res_line | vm_from_pu | float64
75 | res_line | va_from_degree | float64
76 | res_line | vm_to_pu | float64
77 | res_line | va_to_degree | float64
78 | res_line | loading_percent | float64
79 | res_trafo | p_hv_mw | float64
80 | res_trafo | q_hv_mvar | float64
81 | res_trafo | p_lv_mw | float64
82 | res_trafo | q_lv_mvar | float64
83 | res_trafo | pl_mw | float64
84 | res_trafo | ql_mvar | float64
85 | res_trafo | i_hv_ka | float64
86 | res_trafo | i_lv_ka | float64
87 | res_trafo | vm_hv_pu | float64
88 | res_trafo | va_hv_degree | float64
89 | res_trafo | vm_lv_pu | float64
90 | res_trafo | va_lv_degree | float64
91 | res_trafo | loading_percent | float64
92 | res_ext_grid | p_mw | float64
93 | res_ext_grid | q_mvar | float64
94 | res_load | p_mw | float64
95 | res_load | q_mvar | float64

## parameters
| version | format_version | converged | OPF_converged | name | f_hz | sn_mva
0 | 2.14.6 | 2.14.0 | TRUE | FALSE |  | 50 | 1