## bus
| name | vn_kv | type | zone | in_service
0 | bus_MV_391_0_node_0 | 20 | n |  | TRUE
1 | bus_MV_391_0_node_183 | 20 | n |  | TRUE
2 | bus_MV_391_0_node_81 | 20 | n |  | TRUE
3 | bus_MV_391_0_node_4 | 20 | n |  | TRUE
4 | bus_MV_391_0_node_148 | 20 | n |  | TRUE
5 | bus_MV_391_0_node_1 | 20 | n |  | TRUE
6 | bus_MV_391_0_node_2 | 20 | n |  | TRUE
7 | bus_MV_391_0_node_3 | 20 | n |  | TRUE
8 | bus_MV_391_0_node_5 | 20 | n |  | TRUE
9 | bus_MV_391_0_node_184 | 20 | n |  | TRUE
10 | bus_MV_391_0_node_137 | 20 | n |  | TRUE
11 | bus_MV_391_0_node_140 | 20 | n |  | TRUE
12 | bus_MV_391_0_node_9 | 20 | n |  | TRUE
13 | bus_MV_391_0_node_8 | 20 | n |  | TRUE
14 | bus_MV_391_0_node_6 | 20 | n |  | TRUE
15 | bus_MV_391_0_node_7 | 20 | n |  | TRUE
16 | bus_MV_391_0_node_160 | 20 | n |  | TRUE
17 | bus_MV_391_0_node_161 | 20 | n |  | TRUE
18 | bus_MV_391_0_node_11 | 20 | n |  | TRUE
19 | bus_MV_391_0_node_10 | 20 | n |  | TRUE
20 | bus_MV_391_0_node_12 | 20 | n |  | TRUE
21 | bus_MV_391_0_node_186 | 20 | n |  | TRUE
22 | bus_MV_391_0_node_136 | 20 | n |  | TRUE
23 | bus_MV_391_0_node_138 | 20 | n |  | TRUE
24 | bus_MV_391_0_node_141 | 20 | n |  | TRUE
25 | bus_MV_391_0_node_13 | 20 | n |  | TRUE
26 | bus_MV_391_0_node_14 | 20 | n |  | TRUE
27 | bus_MV_391_0_node_15 | 20 | n |  | TRUE
28 | bus_MV_391_0_node_16 | 20 | n |  | TRUE
29 | bus_MV_391_0_node_93 | 20 | n |  | TRUE
30 | bus_MV_391_0_node_95 | 20 | n |  | TRUE
31 | bus_MV_391_0_node_111 | 20 | n |  | TRUE
32 | bus_MV_391_0_node_122 | 20 | n |  | TRUE
33 | bus_MV_391_0_node_27 | 20 | n |  | TRUE
34 | bus_MV_391_0_node_28 | 20 | n |  | TRUE
35 | bus_MV_391_0_node_23 | 20 | n |  | TRUE
36 | bus_MV_391_0_node_178 | 20 | n |  | TRUE
37 | bus_MV_391_0_node_181 | 20 | n |  | TRUE
38 | bus_MV_391_0_node_17 | 20 | n |  | TRUE
39 | bus_MV_391_0_node_18 | 20 | n |  | TRUE
40 | bus_MV_391_0_node_19 | 20 | n |  | TRUE
41 | bus_MV_391_0_node_21 | 20 | n |  | TRUE
42 | bus_MV_391_0_node_179 | 20 | n |  | TRUE
43 | bus_MV_391_0_node_26 | 20 | n |  | TRUE
44 | bus_MV_391_0_node_85 | 20 | n |  | TRUE
45 | bus_MV_391_0_node_121 | 20 | n |  | TRUE
46 | bus_MV_391_0_node_83 | 20 | n |  | TRUE
47 | bus_MV_391_0_node_22 | 20 | n |  | TRUE
48 | bus_MV_391_0_node_180 | 20 | n |  | TRUE
49 | bus_MV_391_0_node_94 | 20 | n |  | TRUE
50 | bus_MV_391_0_node_86 | 20 | n |  | TRUE
51 | bus_MV_391_0_node_171 | 20 | n |  | TRUE
52 | bus_MV_391_0_node_56 | 20 | n |  | TRUE
53 | bus_MV_391_0_node_57 | 20 | n |  | TRUE
54 | bus_MV_391_0_node_55 | 20 | n |  | TRUE
55 | bus_MV_391_0_node_84 | 20 | n |  | TRUE
56 | bus_MV_391_0_node_87 | 20 | n |  | TRUE
57 | bus_MV_391_0_node_89 | 20 | n |  | TRUE
58 | bus_MV_391_0_node_88 | 20 | n |  | TRUE
59 | bus_MV_391_0_node_90 | 20 | n |  | TRUE
60 | bus_MV_391_0_node_91 | 20 | n |  | TRUE
61 | bus_MV_391_0_node_92 | 20 | n |  | TRUE
62 | bus_MV_391_0_node_182 | 20 | n |  | TRUE
63 | bus_MV_391_0_node_97 | 20 | n |  | TRUE
64 | bus_MV_391_0_node_96 | 20 | n |  | TRUE
65 | bus_MV_391_0_node_110 | 20 | n |  | TRUE
66 | bus_MV_391_0_node_98 | 20 | n |  | TRUE
67 | bus_MV_391_0_node_99 | 20 | n |  | TRUE
68 | bus_MV_391_0_node_102 | 20 | n |  | TRUE
69 | bus_MV_391_0_node_103 | 20 | n |  | TRUE
70 | bus_MV_391_0_node_100 | 20 | n |  | TRUE
71 | bus_MV_391_0_node_29 | 20 | n |  | TRUE
72 | bus_MV_391_0_node_35 | 20 | n |  | TRUE
73 | bus_MV_391_0_node_101 | 20 | n |  | TRUE
74 | bus_MV_391_0_node_105 | 20 | n |  | TRUE
75 | bus_MV_391_0_node_104 | 20 | n |  | TRUE
76 | bus_MV_391_0_node_109 | 20 | n |  | TRUE
77 | bus_MV_391_0_node_106 | 20 | n |  | TRUE
78 | bus_MV_391_0_node_107 | 20 | n |  | TRUE
79 | bus_MV_391_0_node_108 | 20 | n |  | TRUE
80 | bus_MV_391_0_node_132 | 20 | n |  | TRUE
81 | bus_MV_391_0_node_168 | 20 | n |  | TRUE
82 | bus_MV_391_0_node_163 | 20 | n |  | TRUE
83 | bus_MV_391_0_node_112 | 20 | n |  | TRUE
84 | bus_MV_391_0_node_113 | 20 | n |  | TRUE
85 | bus_MV_391_0_node_114 | 20 | n |  | TRUE
86 | bus_MV_391_0_node_115 | 20 | n |  | TRUE
87 | bus_MV_391_0_node_116 | 20 | n |  | TRUE
88 | bus_MV_391_0_node_117 | 20 | n |  | TRUE
89 | bus_MV_391_0_node_118 | 20 | n |  | TRUE
90 | bus_MV_391_0_node_119 | 20 | n |  | TRUE
91 | bus_MV_391_0_node_162 | 20 | n |  | TRUE
92 | bus_MV_391_0_node_120 | 20 | n |  | TRUE
93 | bus_MV_391_0_node_123 | 20 | n |  | TRUE
94 | bus_MV_391_0_node_124 | 20 | n |  | TRUE
95 | bus_MV_391_0_node_126 | 20 | n |  | TRUE
96 | bus_MV_391_0_node_125 | 20 | n |  | TRUE
97 | bus_MV_391_0_node_176 | 20 | n |  | TRUE
98 | bus_MV_391_0_node_127 | 20 | n |  | TRUE
99 | bus_MV_391_0_node_177 | 20 | n |  | TRUE
100 | bus_MV_391_0_node_128 | 20 | n |  | TRUE
101 | bus_MV_391_0_node_129 | 20 | n |  | TRUE
102 | bus_MV_391_0_node_169 | 20 | n |  | TRUE
103 | bus_MV_391_0_node_130 | 20 | n |  | TRUE
104 | bus_MV_391_0_node_131 | 20 | n |  | TRUE
105 | bus_MV_391_0_node_133 | 20 | n |  | TRUE
106 | bus_MV_391_0_node_134 | 20 | n |  | TRUE
107 | bus_MV_391_0_node_185 | 20 | n |  | TRUE
108 | bus_MV_391_0_node_164 | 20 | n |  | TRUE
109 | bus_MV_391_0_node_165 | 20 | n |  | TRUE
110 | bus_MV_391_0_node_166 | 20 | n |  | TRUE
111 | bus_MV_391_0_node_167 | 20 | n |  | TRUE
112 | bus_MV_391_0_node_32 | 20 | n |  | TRUE
113 | bus_MV_391_0_node_173 | 20 | n |  | TRUE
114 | bus_MV_391_0_node_30 | 20 | n |  | TRUE
115 | bus_MV_391_0_node_65 | 20 | n |  | TRUE
116 | bus_MV_391_0_node_153 | 20 | n |  | TRUE
117 | bus_MV_391_0_node_34 | 20 | n |  | TRUE
118 | bus_MV_391_0_node_33 | 20 | n |  | TRUE
119 | bus_MV_391_0_node_61 | 20 | n |  | TRUE
120 | bus_MV_391_0_node_63 | 20 | n |  | TRUE
121 | bus_MV_391_0_node_60 | 20 | n |  | TRUE
122 | bus_MV_391_0_node_36 | 20 | n |  | TRUE
123 | bus_MV_391_0_node_38 | 20 | n |  | TRUE
124 | bus_MV_391_0_node_150 | 20 | n |  | TRUE
125 | bus_MV_391_0_node_149 | 20 | n |  | TRUE
126 | bus_MV_391_0_node_37 | 20 | n |  | TRUE
127 | bus_MV_391_0_node_39 | 20 | n |  | TRUE
128 | bus_MV_391_0_node_40 | 20 | n |  | TRUE
129 | bus_MV_391_0_node_144 | 20 | n |  | TRUE
130 | bus_MV_391_0_node_143 | 20 | n |  | TRUE
131 | bus_MV_391_0_node_72 | 20 | n |  | TRUE
132 | bus_MV_391_0_node_142 | 20 | n |  | TRUE
133 | bus_MV_391_0_node_41 | 20 | n |  | TRUE
134 | bus_MV_391_0_node_43 | 20 | n |  | TRUE
135 | bus_MV_391_0_node_42 | 20 | n |  | TRUE
136 | bus_MV_391_0_node_45 | 20 | n |  | TRUE
137 | bus_MV_391_0_node_77 | 20 | n |  | TRUE
138 | bus_MV_391_0_node_74 | 20 | n |  | TRUE
139 | bus_MV_391_0_node_46 | 20 | n |  | TRUE
140 | bus_MV_391_0_node_47 | 20 | n |  | TRUE
141 | bus_MV_391_0_node_49 | 20 | n |  | TRUE
142 | bus_MV_391_0_node_50 | 20 | n |  | TRUE
143 | bus_MV_391_0_node_174 | 20 | n |  | TRUE
144 | bus_MV_391_0_node_54 | 20 | n |  | TRUE
145 | bus_MV_391_0_node_53 | 20 | n |  | TRUE
146 | bus_MV_391_0_node_52 | 20 | n |  | TRUE
147 | bus_MV_391_0_node_59 | 20 | n |  | TRUE
148 | bus_MV_391_0_node_58 | 20 | n |  | TRUE
149 | bus_MV_391_0_node_64 | 20 | n |  | TRUE
150 | bus_MV_391_0_node_66 | 20 | n |  | TRUE
151 | bus_MV_391_0_node_154 | 20 | n |  | TRUE
152 | bus_MV_391_0_node_67 | 20 | n |  | TRUE
153 | bus_MV_391_0_node_68 | 20 | n |  | TRUE
154 | bus_MV_391_0_node_70 | 20 | n |  | TRUE
155 | bus_MV_391_0_node_71 | 20 | n |  | TRUE
156 | bus_MV_391_0_node_69 | 20 | n |  | TRUE
157 | bus_MV_391_0_node_157 | 20 | n |  | TRUE
158 | bus_MV_391_0_node_172 | 20 | n |  | TRUE
159 | bus_MV_391_0_node_73 | 20 | n |  | TRUE
160 | bus_MV_391_0_node_82 | 20 | n |  | TRUE
161 | bus_MV_391_0_node_79 | 20 | n |  | TRUE
162 | bus_MV_391_0_node_78 | 20 | n |  | TRUE
163 | bus_MV_391_0_node_75 | 20 | n |  | TRUE
164 | bus_MV_391_0_node_76 | 20 | n |  | TRUE
165 | bus_MV_391_0_node_158 | 20 | n |  | TRUE
166 | bus_MV_391_0_node_151 | 20 | n |  | TRUE
167 | bus_MV_391_0_node_156 | 20 | n |  | TRUE
168 | bus_MV_391_0_node_155 | 20 | n |  | TRUE
169 | bus_MV_391_0_node_145 | 20 | n |  | TRUE
170 | bus_MV_391_0_node_146 | 20 | n |  | TRUE
171 | bus_MV_391_0_node_147 | 20 | n |  | TRUE
172 | bus_MV_391_0_node_152 | 20 | n |  | TRUE
173 | bus_MV_391_0_node_159 | 20 | n |  | TRUE
174 | bus_MV_391_0_node_175 | 20 | n |  | TRUE
175 | bus_HV_391_0_node_27 | 110 | n |  | TRUE

## load
| name | bus | p_mw | q_mvar | const_z_percent | const_i_percent | sn_mva | scaling | in_service | type
0 | MV_391_0_load_0 | 0 | 0.24862 | 0.12041 | 0 | 0 |  | 1 | TRUE | wye
1 | MV_391_0_load_183 | 1 | 0.19966 | 0.096697 | 0 | 0 |  | 1 | TRUE | wye
2 | MV_391_0_load_148 | 4 | 0.07818 | 0.037864 | 0 | 0 |  | 1 | TRUE | wye
3 | MV_391_0_load_1 | 5 | 0.31134 | 0.15079 | 0 | 0 |  | 1 | TRUE | wye
4 | MV_391_0_load_184 | 9 | 0.18044 | 0.087391 | 0 | 0 |  | 1 | TRUE | wye
5 | MV_391_0_load_9 | 12 | 0.35613 | 0.17248 | 0 | 0 |  | 1 | TRUE | wye
6 | MV_391_0_load_6 | 14 | 0.24497 | 0.11864 | 0 | 0 |  | 1 | TRUE | wye
7 | MV_391_0_load_160 | 16 | 0.15453 | 0.074844 | 0 | 0 |  | 1 | TRUE | wye
8 | MV_391_0_load_161 | 17 | 0.14158 | 0.068569 | 0 | 0 |  | 1 | TRUE | wye
9 | MV_391_0_load_12 | 20 | 0.34676 | 0.16794 | 0 | 0 |  | 1 | TRUE | wye
10 | MV_391_0_load_186 | 21 | 0.33042 | 0.16003 | 0 | 0 |  | 1 | TRUE | wye
11 | MV_391_0_load_136 | 22 | 0.12603 | 0.061039 | 0 | 0 |  | 1 | TRUE | wye
12 | MV_391_0_load_138 | 23 | 0.21483 | 0.10405 | 0 | 0 |  | 1 | TRUE | wye
13 | MV_391_0_load_141 | 24 | 0.082401 | 0.039909 | 0 | 0 |  | 1 | TRUE | wye
14 | MV_391_0_load_13 | 25 | 0.21463 | 0.10395 | 0 | 0 |  | 1 | TRUE | wye
15 | MV_391_0_load_111 | 31 | 0.18523 | 0.089709 | 0 | 0 |  | 1 | TRUE | wye
16 | MV_391_0_load_122 | 32 | 0.24126 | 0.11685 | 0 | 0 |  | 1 | TRUE | wye
17 | MV_391_0_load_27 | 33 | 0.26355 | 0.12765 | 0 | 0 |  | 1 | TRUE | wye
18 | MV_391_0_load_23 | 35 | 0.14346 | 0.069482 | 0 | 0 |  | 1 | TRUE | wye
19 | MV_391_0_load_178 | 36 | 0.24358 | 0.11797 | 0 | 0 |  | 1 | TRUE | wye
20 | MV_391_0_load_181 | 37 | 0.30819 | 0.14926 | 0 | 0 |  | 1 | TRUE | wye
21 | MV_391_0_load_19 | 40 | 0.39873 | 0.19311 | 0 | 0 |  | 1 | TRUE | wye
22 | MV_391_0_load_179 | 42 | 0.41358 | 0.20031 | 0 | 0 |  | 1 | TRUE | wye
23 | MV_391_0_load_83 | 46 | 0.21187 | 0.10261 | 0 | 0 |  | 1 | TRUE | wye
24 | MV_391_0_load_22 | 47 | 0.25124 | 0.12168 | 0 | 0 |  | 1 | TRUE | wye
25 | MV_391_0_load_180 | 48 | 0.15716 | 0.076116 | 0 | 0 |  | 1 | TRUE | wye
26 | MV_391_0_load_86 | 50 | 0.3611 | 0.17489 | 0 | 0 |  | 1 | TRUE | wye
27 | MV_391_0_load_171 | 51 | 0.11113 | 0.053821 | 0 | 0 |  | 1 | TRUE | wye
28 | MV_391_0_load_55 | 54 | 0.20747 | 0.10048 | 0 | 0 |  | 1 | TRUE | wye
29 | MV_391_0_load_87 | 56 | 0.33302 | 0.16129 | 0 | 0 |  | 1 | TRUE | wye
30 | MV_391_0_load_90 | 59 | 0.22899 | 0.1109 | 0 | 0 |  | 1 | TRUE | wye
31 | MV_391_0_load_182 | 62 | 0.2935 | 0.14215 | 0 | 0 |  | 1 | TRUE | wye
32 | MV_391_0_load_96 | 64 | 0.40586 | 0.19657 | 0 | 0 |  | 1 | TRUE | wye
33 | MV_391_0_load_110 | 65 | 0.32822 | 0.15896 | 0 | 0 |  | 1 | TRUE | wye
34 | MV_391_0_load_98 | 66 | 0.36543 | 0.17699 | 0 | 0 |  | 1 | TRUE | wye
35 | MV_391_0_load_103 | 69 | 0.23106 | 0.11191 | 0 | 0 |  | 1 | TRUE | wye
36 | MV_391_0_load_35 | 72 | 0.28386 | 0.13748 | 0 | 0 |  | 1 | TRUE | wye
37 | MV_391_0_load_105 | 74 | 0.17758 | 0.086006 | 0 | 0 |  | 1 | TRUE | wye
38 | MV_391_0_load_104 | 75 | 0.22472 | 0.10884 | 0 | 0 |  | 1 | TRUE | wye
39 | MV_391_0_load_109 | 76 | 0.18313 | 0.088692 | 0 | 0 |  | 1 | TRUE | wye
40 | MV_391_0_load_168 | 81 | 0.64321 | 0.31152 | 0 | 0 |  | 1 | TRUE | wye
41 | MV_391_0_load_163 | 82 | 0.10719 | 0.051915 | 0 | 0 |  | 1 | TRUE | wye
42 | MV_391_0_load_112 | 83 | 0.24295 | 0.11767 | 0 | 0 |  | 1 | TRUE | wye
43 | MV_391_0_load_115 | 86 | 0.23637 | 0.11448 | 0 | 0 |  | 1 | TRUE | wye
44 | MV_391_0_load_119 | 90 | 0.093492 | 0.04528 | 0 | 0 |  | 1 | TRUE | wye
45 | MV_391_0_load_162 | 91 | 0.10108 | 0.048957 | 0 | 0 |  | 1 | TRUE | wye
46 | MV_391_0_load_123 | 93 | 0.19706 | 0.09544 | 0 | 0 |  | 1 | TRUE | wye
47 | MV_391_0_load_176 | 97 | 0.28349 | 0.1373 | 0 | 0 |  | 1 | TRUE | wye
48 | MV_391_0_load_127 | 98 | 0.29906 | 0.14484 | 0 | 0 |  | 1 | TRUE | wye
49 | MV_391_0_load_177 | 99 | 0.39117 | 0.18945 | 0 | 0 |  | 1 | TRUE | wye
50 | MV_391_0_load_169 | 102 | 0.06899 | 0.033413 | 0 | 0 |  | 1 | TRUE | wye
51 | MV_391_0_load_130 | 103 | 0.23905 | 0.11577 | 0 | 0 |  | 1 | TRUE | wye
52 | MV_391_0_load_134 | 106 | 0.092747 | 0.044919 | 0 | 0 |  | 1 | TRUE | wye
53 | MV_391_0_load_185 | 107 | 0.28728 | 0.13913 | 0 | 0 |  | 1 | TRUE | wye
54 | MV_391_0_load_164 | 108 | 0.77133 | 0.37357 | 0 | 0 |  | 1 | TRUE | wye
55 | MV_391_0_load_165 | 109 | 0.96118 | 0.46552 | 0 | 0 |  | 1 | TRUE | wye
56 | MV_391_0_load_173 | 113 | 0.25549 | 0.12374 | 0 | 0 |  | 1 | TRUE | wye
57 | MV_391_0_load_30 | 114 | 0.33744 | 0.16343 | 0 | 0 |  | 1 | TRUE | wye
58 | MV_391_0_load_153 | 116 | 0.11632 | 0.056338 | 0 | 0 |  | 1 | TRUE | wye
59 | MV_391_0_load_34 | 117 | 0.26342 | 0.12758 | 0 | 0 |  | 1 | TRUE | wye
60 | MV_391_0_load_60 | 121 | 0.14131 | 0.068442 | 0 | 0 |  | 1 | TRUE | wye
61 | MV_391_0_load_36 | 122 | 0.31928 | 0.15464 | 0 | 0 |  | 1 | TRUE | wye
62 | MV_391_0_load_38 | 123 | 0.083945 | 0.040657 | 0 | 0 |  | 1 | TRUE | wye
63 | MV_391_0_load_150 | 124 | 0.48233 | 0.2336 | 0 | 0 |  | 1 | TRUE | wye
64 | MV_391_0_load_39 | 127 | 0.14451 | 0.069991 | 0 | 0 |  | 1 | TRUE | wye
65 | MV_391_0_load_144 | 129 | 0.084142 | 0.040752 | 0 | 0 |  | 1 | TRUE | wye
66 | MV_391_0_load_142 | 132 | 0.2439 | 0.11813 | 0 | 0 |  | 1 | TRUE | wye
67 | MV_391_0_load_41 | 133 | 0.32227 | 0.15608 | 0 | 0 |  | 1 | TRUE | wye
68 | MV_391_0_load_43 | 134 | 0.15415 | 0.074656 | 0 | 0 |  | 1 | TRUE | wye
69 | MV_391_0_load_77 | 137 | 0.18098 | 0.087651 | 0 | 0 |  | 1 | TRUE | wye
70 | MV_391_0_load_46 | 139 | 0.24488 | 0.1186 | 0 | 0 |  | 1 | TRUE | wye
71 | MV_391_0_load_174 | 143 | 0.11309 | 0.054771 | 0 | 0 |  | 1 | TRUE | wye
72 | MV_391_0_load_52 | 146 | 0.28023 | 0.13572 | 0 | 0 |  | 1 | TRUE | wye
73 | MV_391_0_load_59 | 147 | 0.34235 | 0.16581 | 0 | 0 |  | 1 | TRUE | wye
74 | MV_391_0_load_58 | 148 | 0.25172 | 0.12191 | 0 | 0 |  | 1 | TRUE | wye
75 | MV_391_0_load_66 | 150 | 0.1739 | 0.084222 | 0 | 0 |  | 1 | TRUE | wye
76 | MV_391_0_load_67 | 152 | 0.33486 | 0.16218 | 0 | 0 |  | 1 | TRUE | wye
77 | MV_391_0_load_157 | 157 | 0.18741 | 0.090769 | 0 | 0 |  | 1 | TRUE | wye
78 | MV_391_0_load_172 | 158 | 0.26861 | 0.13009 | 0 | 0 |  | 1 | TRUE | wye
79 | MV_391_0_load_82 | 160 | 0.36834 | 0.1784 | 0 | 0 |  | 1 | TRUE | wye
80 | MV_391_0_load_79 | 161 | 0.31353 | 0.15185 | 0 | 0 |  | 1 | TRUE | wye
81 | MV_391_0_load_76 | 164 | 0.37884 | 0.18348 | 0 | 0 |  | 1 | TRUE | wye
82 | MV_391_0_load_156 | 167 | 0.32785 | 0.15878 | 0 | 0 |  | 1 | TRUE | wye
83 | MV_391_0_load_145 | 169 | 0.085422 | 0.041372 | 0 | 0 |  | 1 | TRUE | wye
84 | MV_391_0_load_152 | 172 | 0.081279 | 0.039365 | 0 | 0 |  | 1 | TRUE | wye
85 | MV_391_0_load_175 | 174 | 0.39577 | 0.19168 | 0 | 0 |  | 1 | TRUE | wye

## ext_grid
| name | bus | vm_pu | va_degree | slack_weight | in_service
0 |  | 33 | 1 | 0 | 1 | TRUE

## line
| name | std_type | from_bus | to_bus | length_km | r_ohm_per_km | x_ohm_per_km | c_nf_per_km | g_us_per_km | max_i_ka | df | parallel | type | in_service
0 | MV_391_0_line_0 |  | 0 | 1 | 0.37369 | 0.5939 | 0.372 | 9.5 | 0 | 0.21 | 1 | 1 | ol | TRUE
1 | MV_391_0_line_1 |  | 0 | 2 | 0.80029 | 0.5939 | 0.372 | 9.5 | 0 | 0.21 | 1 | 1 | ol | TRUE
2 | MV_391_0_line_2 |  | 1 | 3 | 0.022442 | 0.5939 | 0.372 | 9.5 | 0 | 0.21 | 1 | 1 | ol | TRUE
3 | MV_391_0_line_3 |  | 2 | 4 | 0.040142 | 0.445 | 0.132 | 190 | 0 | 0.22 | 1 | 1 | cs | TRUE
4 | MV_391_0_line_4 |  | 3 | 6 | 0.36627 | 0.445 | 0.132 | 190 | 0 | 0.22 | 1 | 1 | cs | TRUE
5 | MV_391_0_line_5 |  | 4 | 123 | 0.056452 | 0.5939 | 0.372 | 9.5 | 0 | 0.21 | 1 | 1 | ol | TRUE
6 | MV_391_0_line_6 |  | 5 | 6 | 0.019052 | 0.445 | 0.132 | 190 | 0 | 0.22 | 1 | 1 | cs | TRUE
7 | MV_391_0_line_7 |  | 5 | 7 | 0.057959 | 0.445 | 0.132 | 190 | 0 | 0.22 | 1 | 1 | cs | TRUE
8 | MV_391_0_line_8 |  | 7 | 8 | 0.25897 | 0.445 | 0.132 | 190 | 0 | 0.22 | 1 | 1 | cs | TRUE
9 | MV_391_0_line_9 |  | 8 | 9 | 0.1039 | 0.445 | 0.132 | 190 | 0 | 0.22 | 1 | 1 | cs | TRUE
10 | MV_391_0_line_10 |  | 9 | 10 | 0.34001 | 0.5939 | 0.372 | 9.5 | 0 | 0.21 | 1 | 1 | ol | TRUE
11 | MV_391_0_line_11 |  | 9 | 11 | 0.088738 | 0.5939 | 0.372 | 9.5 | 0 | 0.21 | 1 | 1 | ol | TRUE
12 | MV_391_0_line_12 |  | 10 | 22 | 0.071771 | 0.445 | 0.132 | 190 | 0 | 0.22 | 1 | 1 | cs | TRUE
13 | MV_391_0_line_13 |  | 11 | 24 | 0.027162 | 0.445 | 0.132 | 190 | 0 | 0.22 | 1 | 1 | cs | TRUE
14 | MV_391_0_line_14 |  | 12 | 13 | 0.036682 | 0.445 | 0.132 | 190 | 0 | 0.22 | 1 | 1 | cs | TRUE
15 | MV_391_0_line_15 |  | 13 | 18 | 0.33778 | 0.445 | 0.132 | 190 | 0 | 0.22 | 1 | 1 | cs | TRUE
16 | MV_391_0_line_16 |  | 13 | 15 | 0.40873 | 0.445 | 0.132 | 190 | 0 | 0.22 | 1 | 1 | cs | TRUE
17 | MV_391_0_line_17 |  | 14 | 15 | 0.077743 | 0.445 | 0.132 | 190 | 0 | 0.22 | 1 | 1 | cs | TRUE
18 | MV_391_0_line_18 |  | 15 | 16 | 0.67729 | 0.5939 | 0.372 | 9.5 | 0 | 0.21 | 1 | 1 | ol | TRUE
19 | MV_391_0_line_19 |  | 16 | 17 | 0.04096 | 0.445 | 0.132 | 190 | 0 | 0.22 | 1 | 1 | cs | TRUE
20 | MV_391_0_line_20 |  | 17 | 134 | 0.092114 | 0.5939 | 0.372 | 9.5 | 0 | 0.21 | 1 | 1 | ol | TRUE
21 | MV_391_0_line_21 |  | 18 | 21 | 0.005435 | 0.445 | 0.132 | 190 | 0 | 0.22 | 1 | 1 | cs | TRUE
22 | MV_391_0_line_22 |  | 18 | 19 | 0.44587 | 0.445 | 0.132 | 190 | 0 | 0.22 | 1 | 1 | cs | TRUE
23 | MV_391_0_line_23 |  | 19 | 20 | 0.1045 | 0.5939 | 0.372 | 9.5 | 0 | 0.21 | 1 | 1 | ol | TRUE
24 | MV_391_0_line_24 |  | 22 | 23 | 0.16208 | 0.445 | 0.132 | 190 | 0 | 0.22 | 1 | 1 | cs | TRUE
25 | MV_391_0_line_25 |  | 25 | 26 | 0.037387 | 0.445 | 0.132 | 190 | 0 | 0.22 | 1 | 1 | cs | TRUE
26 | MV_391_0_line_26 |  | 26 | 27 | 0.35831 | 0.445 | 0.132 | 190 | 0 | 0.22 | 1 | 1 | cs | TRUE
27 | MV_391_0_line_27 |  | 26 | 28 | 0.443 | 0.445 | 0.132 | 190 | 0 | 0.22 | 1 | 1 | cs | TRUE
28 | MV_391_0_line_28 |  | 27 | 36 | 0.029633 | 0.445 | 0.132 | 190 | 0 | 0.22 | 1 | 1 | cs | TRUE
29 | MV_391_0_line_29 |  | 28 | 37 | 0.019593 | 0.445 | 0.132 | 190 | 0 | 0.22 | 1 | 1 | cs | TRUE
30 | MV_391_0_line_30 |  | 28 | 38 | 0.50754 | 0.445 | 0.132 | 190 | 0 | 0.22 | 1 | 1 | cs | TRUE
31 | MV_391_0_line_31 |  | 28 | 39 | 0.38556 | 0.445 | 0.132 | 190 | 0 | 0.22 | 1 | 1 | cs | TRUE
32 | MV_391_0_line_32 |  | 29 | 30 | 0.15065 | 0.445 | 0.132 | 190 | 0 | 0.22 | 1 | 1 | cs | TRUE
33 | MV_391_0_line_33 |  | 29 | 31 | 0.019869 | 0.445 | 0.132 | 190 | 0 | 0.22 | 1 | 1 | cs | TRUE
34 | MV_391_0_line_34 |  | 29 | 32 | 0.15682 | 0.5939 | 0.372 | 9.5 | 0 | 0.21 | 1 | 1 | ol | TRUE
35 | MV_391_0_line_35 |  | 30 | 49 | 0.44676 | 0.445 | 0.132 | 190 | 0 | 0.22 | 1 | 1 | cs | TRUE
36 | MV_391_0_line_36 |  | 30 | 61 | 0.44312 | 0.445 | 0.132 | 190 | 0 | 0.22 | 1 | 1 | cs | TRUE
37 | MV_391_0_line_37 |  | 32 | 46 | 0.27203 | 0.5939 | 0.372 | 9.5 | 0 | 0.21 | 1 | 1 | ol | TRUE
38 | MV_391_0_line_38 |  | 33 | 34 | 0.0073 | 0.103 | 0.058 | 500 | 0 | 0.638 | 1 | 1 | cs | TRUE
39 | MV_391_0_line_39 |  | 33 | 35 | 1.0477 | 0.119 | 0.32 | 11 | 0 | 0.645 | 1 | 1 | ol | TRUE
40 | MV_391_0_line_40 |  | 34 | 52 | 0.47073 | 0.119 | 0.32 | 11 | 0 | 0.645 | 1 | 1 | ol | TRUE
41 | MV_391_0_line_41 |  | 35 | 39 | 0.029123 | 0.445 | 0.132 | 190 | 0 | 0.22 | 1 | 1 | cs | TRUE
42 | MV_391_0_line_42 |  | 35 | 42 | 0.43743 | 0.119 | 0.32 | 11 | 0 | 0.645 | 1 | 1 | ol | TRUE
43 | MV_391_0_line_43 |  | 38 | 40 | 0.13265 | 0.5939 | 0.372 | 9.5 | 0 | 0.21 | 1 | 1 | ol | TRUE
44 | MV_391_0_line_44 |  | 38 | 41 | 0.51389 | 0.5939 | 0.372 | 9.5 | 0 | 0.21 | 1 | 1 | ol | TRUE
45 | MV_391_0_line_45 |  | 41 | 47 | 0.014613 | 0.445 | 0.132 | 190 | 0 | 0.22 | 1 | 1 | cs | TRUE
46 | MV_391_0_line_46 |  | 42 | 43 | 0.10078 | 0.5939 | 0.372 | 9.5 | 0 | 0.21 | 1 | 1 | ol | TRUE
47 | MV_391_0_line_47 |  | 42 | 44 | 0.12372 | 0.5939 | 0.372 | 9.5 | 0 | 0.21 | 1 | 1 | ol | TRUE
48 | MV_391_0_line_48 |  | 42 | 45 | 0.00821 | 0.103 | 0.058 | 500 | 0 | 0.638 | 1 | 1 | cs | TRUE
49 | MV_391_0_line_49 |  | 43 | 50 | 0.03403 | 0.5939 | 0.372 | 9.5 | 0 | 0.21 | 1 | 1 | ol | TRUE
50 | MV_391_0_line_50 |  | 44 | 51 | 0.02582 | 0.445 | 0.132 | 190 | 0 | 0.22 | 1 | 1 | cs | TRUE
51 | MV_391_0_line_51 |  | 44 | 55 | 0.15044 | 0.445 | 0.132 | 190 | 0 | 0.22 | 1 | 1 | cs | TRUE
52 | MV_391_0_line_52 |  | 45 | 87 | 0.33853 | 0.445 | 0.132 | 190 | 0 | 0.22 | 1 | 1 | cs | TRUE
53 | MV_391_0_line_53 |  | 45 | 92 | 1.2265 | 0.103 | 0.058 | 500 | 0 | 0.638 | 1 | 1 | cs | TRUE
54 | MV_391_0_line_54 |  | 46 | 55 | 0.050698 | 0.445 | 0.132 | 190 | 0 | 0.22 | 1 | 1 | cs | TRUE
55 | MV_391_0_line_55 |  | 48 | 49 | 0.38263 | 0.5939 | 0.372 | 9.5 | 0 | 0.21 | 1 | 1 | ol | TRUE
56 | MV_391_0_line_56 |  | 49 | 65 | 0.092892 | 0.445 | 0.132 | 190 | 0 | 0.22 | 1 | 1 | cs | TRUE
57 | MV_391_0_line_57 |  | 52 | 53 | 0.24312 | 0.103 | 0.058 | 500 | 0 | 0.638 | 1 | 1 | cs | TRUE
58 | MV_391_0_line_58 |  | 52 | 54 | 0.095583 | 0.5939 | 0.372 | 9.5 | 0 | 0.21 | 1 | 1 | ol | TRUE
59 | MV_391_0_line_59 |  | 53 | 113 | 0.073195 | 0.445 | 0.132 | 190 | 0 | 0.22 | 1 | 1 | cs | TRUE
60 | MV_391_0_line_60 |  | 53 | 71 | 0.37446 | 0.119 | 0.32 | 11 | 0 | 0.645 | 1 | 1 | ol | TRUE
61 | MV_391_0_line_61 |  | 56 | 57 | 0.05155 | 0.445 | 0.132 | 190 | 0 | 0.22 | 1 | 1 | cs | TRUE
62 | MV_391_0_line_62 |  | 56 | 58 | 0.077458 | 0.5939 | 0.372 | 9.5 | 0 | 0.21 | 1 | 1 | ol | TRUE
63 | MV_391_0_line_63 |  | 57 | 60 | 0.11715 | 0.445 | 0.132 | 190 | 0 | 0.22 | 1 | 1 | cs | TRUE
64 | MV_391_0_line_64 |  | 58 | 59 | 0.024161 | 0.445 | 0.132 | 190 | 0 | 0.22 | 1 | 1 | cs | TRUE
65 | MV_391_0_line_65 |  | 60 | 61 | 0.71985 | 0.445 | 0.132 | 190 | 0 | 0.22 | 1 | 1 | cs | TRUE
66 | MV_391_0_line_66 |  | 60 | 62 | 0.054192 | 0.5939 | 0.372 | 9.5 | 0 | 0.21 | 1 | 1 | ol | TRUE
67 | MV_391_0_line_67 |  | 61 | 63 | 0.32099 | 0.445 | 0.132 | 190 | 0 | 0.22 | 1 | 1 | cs | TRUE
68 | MV_391_0_line_68 |  | 61 | 64 | 0.061104 | 0.445 | 0.132 | 190 | 0 | 0.22 | 1 | 1 | cs | TRUE
69 | MV_391_0_line_69 |  | 63 | 66 | 0.038574 | 0.445 | 0.132 | 190 | 0 | 0.22 | 1 | 1 | cs | TRUE
70 | MV_391_0_line_70 |  | 66 | 67 | 0.078738 | 0.445 | 0.132 | 190 | 0 | 0.22 | 1 | 1 | cs | TRUE
71 | MV_391_0_line_71 |  | 67 | 68 | 0.32472 | 0.445 | 0.132 | 190 | 0 | 0.22 | 1 | 1 | cs | TRUE
72 | MV_391_0_line_72 |  | 68 | 69 | 0.03725 | 0.445 | 0.132 | 190 | 0 | 0.22 | 1 | 1 | cs | TRUE
73 | MV_391_0_line_73 |  | 68 | 70 | 0.413 | 0.445 | 0.132 | 190 | 0 | 0.22 | 1 | 1 | cs | TRUE
74 | MV_391_0_line_74 |  | 70 | 73 | 0.30287 | 0.445 | 0.132 | 190 | 0 | 0.22 | 1 | 1 | cs | TRUE
75 | MV_391_0_line_75 |  | 70 | 74 | 0.023939 | 0.445 | 0.132 | 190 | 0 | 0.22 | 1 | 1 | cs | TRUE
76 | MV_391_0_line_76 |  | 71 | 72 | 0.060601 | 0.103 | 0.058 | 500 | 0 | 0.638 | 1 | 1 | cs | TRUE
77 | MV_391_0_line_77 |  | 72 | 112 | 0.031322 | 0.103 | 0.058 | 500 | 0 | 0.638 | 1 | 1 | cs | TRUE
78 | MV_391_0_line_78 |  | 73 | 75 | 0.050272 | 0.5939 | 0.372 | 9.5 | 0 | 0.21 | 1 | 1 | ol | TRUE
79 | MV_391_0_line_79 |  | 74 | 76 | 0.17656 | 0.5939 | 0.372 | 9.5 | 0 | 0.21 | 1 | 1 | ol | TRUE
80 | MV_391_0_line_80 |  | 77 | 78 | 0.16811 | 0.445 | 0.132 | 190 | 0 | 0.22 | 1 | 1 | cs | TRUE
81 | MV_391_0_line_81 |  | 77 | 79 | 0.1017 | 0.445 | 0.132 | 190 | 0 | 0.22 | 1 | 1 | cs | TRUE
82 | MV_391_0_line_82 |  | 78 | 80 | 0.16183 | 0.445 | 0.132 | 190 | 0 | 0.22 | 1 | 1 | cs | TRUE
83 | MV_391_0_line_83 |  | 78 | 81 | 0.12301 | 0.445 | 0.132 | 190 | 0 | 0.22 | 1 | 1 | cs | TRUE
84 | MV_391_0_line_84 |  | 79 | 82 | 0.10357 | 0.445 | 0.132 | 190 | 0 | 0.22 | 1 | 1 | cs | TRUE
85 | MV_391_0_line_85 |  | 80 | 103 | 0.061675 | 0.445 | 0.132 | 190 | 0 | 0.22 | 1 | 1 | cs | TRUE
86 | MV_391_0_line_86 |  | 82 | 108 | 0.003355 | 0.445 | 0.132 | 190 | 0 | 0.22 | 1 | 1 | cs | TRUE
87 | MV_391_0_line_87 |  | 83 | 84 | 0.020537 | 0.445 | 0.132 | 190 | 0 | 0.22 | 1 | 1 | cs | TRUE
88 | MV_391_0_line_88 |  | 84 | 85 | 0.19948 | 0.445 | 0.132 | 190 | 0 | 0.22 | 1 | 1 | cs | TRUE
89 | MV_391_0_line_89 |  | 85 | 86 | 0.056047 | 0.445 | 0.132 | 190 | 0 | 0.22 | 1 | 1 | cs | TRUE
90 | MV_391_0_line_90 |  | 86 | 87 | 0.047065 | 0.445 | 0.132 | 190 | 0 | 0.22 | 1 | 1 | cs | TRUE
91 | MV_391_0_line_91 |  | 87 | 88 | 0.055417 | 0.445 | 0.132 | 190 | 0 | 0.22 | 1 | 1 | cs | TRUE
92 | MV_391_0_line_92 |  | 88 | 89 | 0.041724 | 0.445 | 0.132 | 190 | 0 | 0.22 | 1 | 1 | cs | TRUE
93 | MV_391_0_line_93 |  | 88 | 90 | 0.0022463 | 0.445 | 0.132 | 190 | 0 | 0.22 | 1 | 1 | cs | TRUE
94 | MV_391_0_line_94 |  | 89 | 91 | 0.023428 | 0.445 | 0.132 | 190 | 0 | 0.22 | 1 | 1 | cs | TRUE
95 | MV_391_0_line_95 |  | 92 | 93 | 0.006338 | 0.103 | 0.058 | 500 | 0 | 0.638 | 1 | 1 | cs | TRUE
96 | MV_391_0_line_96 |  | 93 | 94 | 0.038884 | 0.306 | 0.35 | 10 | 0 | 0.35 | 1 | 1 | ol | TRUE
97 | MV_391_0_line_97 |  | 94 | 95 | 0.45583 | 0.161 | 0.117 | 273 | 0 | 0.362 | 1 | 1 | cs | TRUE
98 | MV_391_0_line_98 |  | 95 | 99 | 0.029115 | 0.445 | 0.132 | 190 | 0 | 0.22 | 1 | 1 | cs | TRUE
99 | MV_391_0_line_99 |  | 95 | 96 | 0.38944 | 0.445 | 0.132 | 190 | 0 | 0.22 | 1 | 1 | cs | TRUE
100 | MV_391_0_line_100 |  | 96 | 97 | 0.051871 | 0.445 | 0.132 | 190 | 0 | 0.22 | 1 | 1 | cs | TRUE
101 | MV_391_0_line_101 |  | 96 | 98 | 0.10948 | 0.5939 | 0.372 | 9.5 | 0 | 0.21 | 1 | 1 | ol | TRUE
102 | MV_391_0_line_102 |  | 98 | 100 | 0.009469 | 0.445 | 0.132 | 190 | 0 | 0.22 | 1 | 1 | cs | TRUE
103 | MV_391_0_line_103 |  | 99 | 111 | 0.076215 | 0.5939 | 0.372 | 9.5 | 0 | 0.21 | 1 | 1 | ol | TRUE
104 | MV_391_0_line_104 |  | 100 | 101 | 0.034162 | 0.445 | 0.132 | 190 | 0 | 0.22 | 1 | 1 | cs | TRUE
105 | MV_391_0_line_105 |  | 101 | 102 | 0.062345 | 0.445 | 0.132 | 190 | 0 | 0.22 | 1 | 1 | cs | TRUE
106 | MV_391_0_line_106 |  | 103 | 104 | 0.13144 | 0.5939 | 0.372 | 9.5 | 0 | 0.21 | 1 | 1 | ol | TRUE
107 | MV_391_0_line_107 |  | 104 | 105 | 0.014876 | 0.445 | 0.132 | 190 | 0 | 0.22 | 1 | 1 | cs | TRUE
108 | MV_391_0_line_108 |  | 105 | 106 | 0.023638 | 0.445 | 0.132 | 190 | 0 | 0.22 | 1 | 1 | cs | TRUE
109 | MV_391_0_line_109 |  | 106 | 107 | 0.14075 | 0.5939 | 0.372 | 9.5 | 0 | 0.21 | 1 | 1 | ol | TRUE
110 | MV_391_0_line_110 |  | 108 | 109 | 0.080846 | 0.445 | 0.132 | 190 | 0 | 0.22 | 1 | 1 | cs | TRUE
111 | MV_391_0_line_111 |  | 109 | 110 | 0.027039 | 0.445 | 0.132 | 190 | 0 | 0.22 | 1 | 1 | cs | TRUE
112 | MV_391_0_line_112 |  | 110 | 111 | 0.10194 | 0.445 | 0.132 | 190 | 0 | 0.22 | 1 | 1 | cs | TRUE
113 | MV_391_0_line_113 |  | 112 | 118 | 0.38358 | 0.103 | 0.058 | 500 | 0 | 0.638 | 1 | 1 | cs | TRUE
114 | MV_391_0_line_114 |  | 113 | 120 | 0.10762 | 0.5939 | 0.372 | 9.5 | 0 | 0.21 | 1 | 1 | ol | TRUE
115 | MV_391_0_line_115 |  | 113 | 141 | 0.073397 | 0.445 | 0.132 | 190 | 0 | 0.22 | 1 | 1 | cs | TRUE
116 | MV_391_0_line_116 |  | 114 | 115 | 0.52115 | 0.5939 | 0.372 | 9.5 | 0 | 0.21 | 1 | 1 | ol | TRUE
117 | MV_391_0_line_117 |  | 115 | 116 | 0.058089 | 0.103 | 0.058 | 500 | 0 | 0.638 | 1 | 1 | cs | TRUE
118 | MV_391_0_line_118 |  | 115 | 117 | 0.33093 | 0.119 | 0.32 | 11 | 0 | 0.645 | 1 | 1 | ol | TRUE
119 | MV_391_0_line_119 |  | 116 | 151 | 0.025046 | 0.103 | 0.058 | 500 | 0 | 0.638 | 1 | 1 | cs | TRUE
120 | MV_391_0_line_120 |  | 117 | 118 | 0.036631 | 0.103 | 0.058 | 500 | 0 | 0.638 | 1 | 1 | cs | TRUE
121 | MV_391_0_line_121 |  | 119 | 120 | 0.12062 | 0.445 | 0.132 | 190 | 0 | 0.22 | 1 | 1 | cs | TRUE
122 | MV_391_0_line_122 |  | 119 | 121 | 0.055586 | 0.5939 | 0.372 | 9.5 | 0 | 0.21 | 1 | 1 | ol | TRUE
123 | MV_391_0_line_123 |  | 121 | 149 | 0.055788 | 0.5939 | 0.372 | 9.5 | 0 | 0.21 | 1 | 1 | ol | TRUE
124 | MV_391_0_line_124 |  | 122 | 123 | 0.027941 | 0.445 | 0.132 | 190 | 0 | 0.22 | 1 | 1 | cs | TRUE
125 | MV_391_0_line_125 |  | 122 | 124 | 0.099683 | 0.5939 | 0.372 | 9.5 | 0 | 0.21 | 1 | 1 | ol | TRUE
126 | MV_391_0_line_126 |  | 124 | 125 | 0.076449 | 0.445 | 0.132 | 190 | 0 | 0.22 | 1 | 1 | cs | TRUE
127 | MV_391_0_line_127 |  | 125 | 166 | 0.035596 | 0.445 | 0.132 | 190 | 0 | 0.22 | 1 | 1 | cs | TRUE
128 | MV_391_0_line_128 |  | 125 | 131 | 0.045676 | 0.445 | 0.132 | 190 | 0 | 0.22 | 1 | 1 | cs | TRUE
129 | MV_391_0_line_129 |  | 126 | 127 | 0.039724 | 0.445 | 0.132 | 190 | 0 | 0.22 | 1 | 1 | cs | TRUE
130 | MV_391_0_line_130 |  | 126 | 128 | 0.051863 | 0.445 | 0.132 | 190 | 0 | 0.22 | 1 | 1 | cs | TRUE
131 | MV_391_0_line_131 |  | 128 | 129 | 0.022184 | 0.445 | 0.132 | 190 | 0 | 0.22 | 1 | 1 | cs | TRUE
132 | MV_391_0_line_132 |  | 128 | 130 | 0.025414 | 0.445 | 0.132 | 190 | 0 | 0.22 | 1 | 1 | cs | TRUE
133 | MV_391_0_line_133 |  | 129 | 131 | 0.022446 | 0.445 | 0.132 | 190 | 0 | 0.22 | 1 | 1 | cs | TRUE
134 | MV_391_0_line_134 |  | 130 | 132 | 0.030943 | 0.445 | 0.132 | 190 | 0 | 0.22 | 1 | 1 | cs | TRUE
135 | MV_391_0_line_135 |  | 131 | 155 | 0.17509 | 0.445 | 0.132 | 190 | 0 | 0.22 | 1 | 1 | cs | TRUE
136 | MV_391_0_line_136 |  | 133 | 134 | 0.054001 | 0.445 | 0.132 | 190 | 0 | 0.22 | 1 | 1 | cs | TRUE
137 | MV_391_0_line_137 |  | 133 | 135 | 0.10639 | 0.5939 | 0.372 | 9.5 | 0 | 0.21 | 1 | 1 | ol | TRUE
138 | MV_391_0_line_138 |  | 135 | 136 | 0.21941 | 0.445 | 0.132 | 190 | 0 | 0.22 | 1 | 1 | cs | TRUE
139 | MV_391_0_line_139 |  | 136 | 137 | 0.020297 | 0.445 | 0.132 | 190 | 0 | 0.22 | 1 | 1 | cs | TRUE
140 | MV_391_0_line_140 |  | 137 | 138 | 0.042201 | 0.445 | 0.132 | 190 | 0 | 0.22 | 1 | 1 | cs | TRUE
141 | MV_391_0_line_141 |  | 138 | 162 | 0.16645 | 0.122 | 0.112 | 304 | 0 | 0.421 | 1 | 1 | cs | TRUE
142 | MV_391_0_line_142 |  | 138 | 163 | 0.17796 | 0.445 | 0.132 | 190 | 0 | 0.22 | 1 | 1 | cs | TRUE
143 | MV_391_0_line_143 |  | 138 | 153 | 0.33618 | 0.161 | 0.117 | 273 | 0 | 0.362 | 1 | 1 | cs | TRUE
144 | MV_391_0_line_144 |  | 139 | 140 | 0.082969 | 0.5939 | 0.372 | 9.5 | 0 | 0.21 | 1 | 1 | ol | TRUE
145 | MV_391_0_line_145 |  | 140 | 141 | 0.37975 | 0.445 | 0.132 | 190 | 0 | 0.22 | 1 | 1 | cs | TRUE
146 | MV_391_0_line_146 |  | 141 | 142 | 0.3521 | 0.445 | 0.132 | 190 | 0 | 0.22 | 1 | 1 | cs | TRUE
147 | MV_391_0_line_147 |  | 142 | 143 | 0.044542 | 0.445 | 0.132 | 190 | 0 | 0.22 | 1 | 1 | cs | TRUE
148 | MV_391_0_line_148 |  | 142 | 144 | 0.25728 | 0.445 | 0.132 | 190 | 0 | 0.22 | 1 | 1 | cs | TRUE
149 | MV_391_0_line_149 |  | 144 | 147 | 0.047828 | 0.445 | 0.132 | 190 | 0 | 0.22 | 1 | 1 | cs | TRUE
150 | MV_391_0_line_150 |  | 144 | 145 | 0.43404 | 0.445 | 0.132 | 190 | 0 | 0.22 | 1 | 1 | cs | TRUE
151 | MV_391_0_line_151 |  | 145 | 146 | 0.066253 | 0.445 | 0.132 | 190 | 0 | 0.22 | 1 | 1 | cs | TRUE
152 | MV_391_0_line_152 |  | 146 | 148 | 0.32578 | 0.5939 | 0.372 | 9.5 | 0 | 0.21 | 1 | 1 | ol | TRUE
153 | MV_391_0_line_153 |  | 149 | 150 | 0.02746 | 0.445 | 0.132 | 190 | 0 | 0.22 | 1 | 1 | cs | TRUE
154 | MV_391_0_line_154 |  | 151 | 168 | 0.005685 | 0.103 | 0.058 | 500 | 0 | 0.638 | 1 | 1 | cs | TRUE
155 | MV_391_0_line_155 |  | 152 | 153 | 0.026889 | 0.445 | 0.132 | 190 | 0 | 0.22 | 1 | 1 | cs | TRUE
156 | MV_391_0_line_156 |  | 153 | 154 | 0.24175 | 0.445 | 0.132 | 190 | 0 | 0.22 | 1 | 1 | cs | TRUE
157 | MV_391_0_line_157 |  | 153 | 155 | 0.26293 | 0.445 | 0.132 | 190 | 0 | 0.22 | 1 | 1 | cs | TRUE
158 | MV_391_0_line_158 |  | 154 | 158 | 0.011869 | 0.445 | 0.132 | 190 | 0 | 0.22 | 1 | 1 | cs | TRUE
159 | MV_391_0_line_159 |  | 154 | 156 | 0.25788 | 0.445 | 0.132 | 190 | 0 | 0.22 | 1 | 1 | cs | TRUE
160 | MV_391_0_line_160 |  | 155 | 159 | 0.20951 | 0.445 | 0.132 | 190 | 0 | 0.22 | 1 | 1 | cs | TRUE
161 | MV_391_0_line_161 |  | 155 | 160 | 0.0085 | 0.445 | 0.132 | 190 | 0 | 0.22 | 1 | 1 | cs | TRUE
162 | MV_391_0_line_162 |  | 156 | 157 | 0.067679 | 0.445 | 0.132 | 190 | 0 | 0.22 | 1 | 1 | cs | TRUE
163 | MV_391_0_line_163 |  | 157 | 165 | 0.029897 | 0.445 | 0.132 | 190 | 0 | 0.22 | 1 | 1 | cs | TRUE
164 | MV_391_0_line_164 |  | 159 | 161 | 0.06356 | 0.445 | 0.132 | 190 | 0 | 0.22 | 1 | 1 | cs | TRUE
165 | MV_391_0_line_165 |  | 162 | 167 | 0.018406 | 0.103 | 0.058 | 500 | 0 | 0.638 | 1 | 1 | cs | TRUE
166 | MV_391_0_line_166 |  | 163 | 164 | 0.049379 | 0.445 | 0.132 | 190 | 0 | 0.22 | 1 | 1 | cs | TRUE
167 | MV_391_0_line_167 |  | 165 | 173 | 0.69727 | 0.445 | 0.132 | 190 | 0 | 0.22 | 1 | 1 | cs | TRUE
168 | MV_391_0_line_168 |  | 166 | 172 | 0.022812 | 0.445 | 0.132 | 190 | 0 | 0.22 | 1 | 1 | cs | TRUE
169 | MV_391_0_line_169 |  | 167 | 168 | 0.022016 | 0.103 | 0.058 | 500 | 0 | 0.638 | 1 | 1 | cs | TRUE
170 | MV_391_0_line_170 |  | 169 | 170 | 0.013163 | 0.445 | 0.132 | 190 | 0 | 0.22 | 1 | 1 | cs | TRUE
171 | MV_391_0_line_171 |  | 170 | 171 | 0.19763 | 0.445 | 0.132 | 190 | 0 | 0.22 | 1 | 1 | cs | TRUE
172 | MV_391_0_line_172 |  | 171 | 172 | 0.030356 | 0.445 | 0.132 | 190 | 0 | 0.22 | 1 | 1 | cs | TRUE
173 | MV_391_0_line_173 |  | 173 | 174 | 0.054317 | 0.445 | 0.132 | 190 | 0 | 0.22 | 1 | 1 | cs | TRUE

## trafo
| name | std_type | hv_bus | lv_bus | sn_mva | vn_hv_kv | vn_lv_kv | vk_percent | vkr_percent | pfe_kw | i0_percent | shift_degree | tap_side | tap_neutral | tap_min | tap_max | tap_step_percent | tap_step_degree | tap_pos | tap_phase_shifter | parallel | df | in_service
0 | MV_391_0_trafo_27 | 25 MVA 110/20 kV | 175 | 33 | 25 | 110 | 20 | 12 | 0.41 | 14 | 0.07 | 150 | hv | 0 | -9 | 9 | 1.5 | 0 | 0 | FALSE | 1 | 1 | TRUE

## bus_geodata
| x | y | coords
0 | 2688224.9625 | 1280647.6197
1 | 2688367.7206 | 1280302.2733
2 | 2688577.9656 | 1281365.8482
3 | 2688369.1232 | 1280279.8752
4 | 2688568.4355 | 1281399.3157
5 | 2688385.234 | 1280018.0712
6 | 2688372.0758 | 1280031.8858
7 | 2688341.3541 | 1279980.0481
8 | 2688535.2585 | 1279811.7121
9 | 2688630.3878 | 1279770.35
10 | 2688824.334 | 1279491.0852
11 | 2688678.1809 | 1279695.5824
12 | 2689674.0624 | 1280671.4408
13 | 2689710.8137 | 1280673.0678
14 | 2689566.2205 | 1280909.6174
15 | 2689597.7081 | 1280980.69
16 | 2689099.5171 | 1281439.5226
17 | 2689125.0841 | 1281471.4718
18 | 2689968.2669 | 1280621.5344
19 | 2690128.9885 | 1280617.2848
20 | 2690109.2851 | 1280514.6623
21 | 2689967.8823 | 1280616.224
22 | 2688884.3517 | 1279451.825
23 | 2689008.462 | 1279347.7275
24 | 2688660.7108 | 1279674.7837
25 | 2690646.5546 | 1283002.1785
26 | 2690613.0053 | 1283018.855
27 | 2690396.2293 | 1283101.9213
28 | 2690426.1279 | 1282834.8703
29 | 2690920.8456 | 1283382.7115
30 | 2690974.9223 | 1283484.5345
31 | 2690937.9628 | 1283373.5453
32 | 2690787.2724 | 1283464.8687
33 | 2689307.0717 | 1282716.8207
34 | 2689302.7846 | 1282722.7386
35 | 2690263.697 | 1283144.1827
36 | 2690420.0891 | 1283119.1577
37 | 2690407.9951 | 1282840.6861
38 | 2690788.617 | 1282675.7145
39 | 2690286.6994 | 1283126.2639
40 | 2690915.2206 | 1282636.1201
41 | 2691226.2941 | 1282406.4149
42 | 2690232.295 | 1283580.4811
43 | 2690207.3935 | 1283482.8261
44 | 2690314.5927 | 1283488.1055
45 | 2690228.0802 | 1283587.5338
46 | 2690515.6425 | 1283479.5708
47 | 2691237.7147 | 1282401.6319
48 | 2691419.5994 | 1282985.9575
49 | 2691223.8646 | 1283314.7338
50 | 2690173.4027 | 1283484.463
51 | 2690312.5468 | 1283462.3776
52 | 2688834.189 | 1282677.976
53 | 2688886.9409 | 1282467.345
54 | 2688794.0024 | 1282591.2513
55 | 2690464.8953 | 1283482.094
56 | 2691587.8354 | 1283889.335
57 | 2691588.7196 | 1283837.7926
58 | 2691555.9202 | 1283959.912
59 | 2691532.0164 | 1283962.558
60 | 2691586.1271 | 1283734.6399
61 | 2691257.0842 | 1283650.7743
62 | 2691620.8885 | 1283693.066
63 | 2691000.5416 | 1283676.7975
64 | 2691296.3036 | 1283696.3548
65 | 2691269.9296 | 1283395.4839
66 | 2690992.4437 | 1283714.5165
67 | 2690982.1459 | 1283792.5812
68 | 2691216.194 | 1283889.9391
69 | 2691218.0276 | 1283927.1444
70 | 2690903.3588 | 1283924.5919
71 | 2689256.2543 | 1282405.46
72 | 2689264.4176 | 1282345.4429
73 | 2691122.9752 | 1284071.3557
74 | 2690881.8075 | 1283935.1465
75 | 2691074.4839 | 1284084.6178
76 | 2690729.8015 | 1283845.3264
77 | 2690937.226 | 1284013.4585
78 | 2690878.4285 | 1284161.8813
79 | 2690869.8579 | 1284072.6935
80 | 2690913.7758 | 1284302.6272
81 | 2690757.6084 | 1284180.4836
82 | 2690767.974 | 1284091.3016
83 | 2690547.7726 | 1283809.9075
84 | 2690527.2954 | 1283812.1393
85 | 2690413.9242 | 1283751.0683
86 | 2690377.2869 | 1283792.1866
87 | 2690331.5739 | 1283780.4312
88 | 2690311.0473 | 1283831.9059
89 | 2690304.3225 | 1283868.5014
90 | 2690310.2548 | 1283834.0078
91 | 2690322.6718 | 1283876.256
92 | 2690131.7541 | 1284110.0594
93 | 2690137.9679 | 1284108.7199
94 | 2690176.3974 | 1284102.7914
95 | 2690485.2859 | 1284214.0892
96 | 2690300.7626 | 1284363.0558
97 | 2690347.9837 | 1284380.9285
98 | 2690243.6683 | 1284456.474
99 | 2690505.7377 | 1284193.3963
100 | 2690248.4901 | 1284464.6327
101 | 2690246.3986 | 1284498.7305
102 | 2690184.1449 | 1284501.3086
103 | 2690916.3607 | 1284364.2097
104 | 2690785.2185 | 1284355.3583
105 | 2690770.3085 | 1284355.9402
106 | 2690746.8288 | 1284353.207
107 | 2690671.6805 | 1284472.2126
108 | 2690764.6651 | 1284091.856
109 | 2690690.7975 | 1284113.5793
110 | 2690665.3525 | 1284122.621
111 | 2690572.1126 | 1284155.9387
112 | 2689268.3204 | 1282314.3641
113 | 2688875.2054 | 1282395.0947
114 | 2689524.5174 | 1282158.1695
115 | 2689071.3325 | 1281900.8397
116 | 2689043.5475 | 1281849.8273
117 | 2689370.7142 | 1282041.8581
118 | 2689405.048 | 1282054.7564
119 | 2688902.4957 | 1282206.8884
120 | 2688867.3029 | 1282287.7608
121 | 2688894.1183 | 1282151.937
122 | 2688635.6317 | 1281450.3145
123 | 2688612.693 | 1281434.36
124 | 2688703.7255 | 1281523.1149
125 | 2688655.7896 | 1281580.9689
126 | 2688567.0726 | 1281548.886
127 | 2688533.7038 | 1281527.3381
128 | 2688577.8947 | 1281585.3687
129 | 2688598.6601 | 1281593.1731
130 | 2688569.4308 | 1281609.3399
131 | 2688619.8982 | 1281600.435
132 | 2688540.6567 | 1281597.96
133 | 2689049.5988 | 1281594.9647
134 | 2689085.5487 | 1281554.6698
135 | 2689095.2471 | 1281691.065
136 | 2688912.6062 | 1281806.6631
137 | 2688895.2409 | 1281817.1708
138 | 2688859.1353 | 1281839.0182
139 | 2688612.4049 | 1282599.782
140 | 2688591.3479 | 1282519.5297
141 | 2688803.8316 | 1282410.9439
142 | 2688576.8358 | 1282279.1268
143 | 2688607.6838 | 1282310.6063
144 | 2688458.7552 | 1282173.8412
145 | 2688390.6814 | 1282476.136
146 | 2688326.1599 | 1282486.8782
147 | 2688453.6043 | 1282126.2897
148 | 2688396.5372 | 1282804.9626
149 | 2688838.3471 | 1282153.2975
150 | 2688827.1532 | 1282128.2073
151 | 2689031.5672 | 1281827.8319
152 | 2688734.5602 | 1281945.2446
153 | 2688717.899 | 1281924.0979
154 | 2688541.5756 | 1281922.6351
155 | 2688562.449 | 1281737.0558
156 | 2688454.7251 | 1281828.573
157 | 2688405.4344 | 1281874.9304
158 | 2688534.5535 | 1281932.16
159 | 2688494.4748 | 1281615.1084
160 | 2688556.5885 | 1281743.2287
161 | 2688462.8253 | 1281570.1949
162 | 2688988.7961 | 1281845.3569
163 | 2688721.7708 | 1281727.843
164 | 2688685.7761 | 1281761.6973
165 | 2688383.9209 | 1281895.6911
166 | 2688691.268 | 1281576.9768
167 | 2689005.9683 | 1281838.5991
168 | 2689026.3143 | 1281830.0434
169 | 2688771.6252 | 1281581.9788
170 | 2688784.4237 | 1281585.0523
171 | 2688685.921 | 1281629.8418
172 | 2688689.4035 | 1281599.6859
173 | 2688139.3597 | 1282130.3317
174 | 2688116.7229 | 1282179.7358
175 | 2689307.0717 | 1282716.8207

## line_std_types
| c_nf_per_km | r_ohm_per_km | x_ohm_per_km | max_i_ka | type | q_mm2 | alpha | voltage_rating
NAYY 4x50 SE | 210 | 0.642 | 0.083 | 0.142 | cs | 50 | 0.00403 | LV
NAYY 4x120 SE | 264 | 0.225 | 0.08 | 0.242 | cs | 120 | 0.00403 | LV
NAYY 4x150 SE | 261 | 0.208 | 0.08 | 0.27 | cs | 150 | 0.00403 | LV
NA2XS2Y 1x95 RM/25 12/20 kV | 216 | 0.313 | 0.132 | 0.252 | cs | 95 | 0.00403 | MV
NA2XS2Y 1x185 RM/25 12/20 kV | 273 | 0.161 | 0.117 | 0.362 | cs | 185 | 0.00403 | MV
NA2XS2Y 1x240 RM/25 12/20 kV | 304 | 0.122 | 0.112 | 0.421 | cs | 240 | 0.00403 | MV
NA2XS2Y 1x95 RM/25 6/10 kV | 315 | 0.313 | 0.123 | 0.249 | cs | 95 | 0.00403 | MV
NA2XS2Y 1x185 RM/25 6/10 kV | 406 | 0.161 | 0.11 | 0.358 | cs | 185 | 0.00403 | MV
NA2XS2Y 1x240 RM/25 6/10 kV | 456 | 0.122 | 0.105 | 0.416 | cs | 240 | 0.00403 | MV
NA2XS2Y 1x150 RM/25 12/20 kV | 250 | 0.206 | 0.116 | 0.319 | cs | 150 | 0.00403 | MV
NA2XS2Y 1x120 RM/25 12/20 kV | 230 | 0.253 | 0.119 | 0.283 | cs | 120 | 0.00403 | MV
NA2XS2Y 1x70 RM/25 12/20 kV | 190 | 0.443 | 0.132 | 0.22 | cs | 70 | 0.00403 | MV
NA2XS2Y 1x150 RM/25 6/10 kV | 360 | 0.206 | 0.11 | 0.315 | cs | 150 | 0.00403 | MV
NA2XS2Y 1x120 RM/25 6/10 kV | 340 | 0.253 | 0.113 | 0.28 | cs | 120 | 0.00403 | MV
NA2XS2Y 1x70 RM/25 6/10 kV | 280 | 0.443 | 0.123 | 0.217 | cs | 70 | 0.00403 | MV
N2XS(FL)2Y 1x120 RM/35 64/110 kV | 112 | 0.153 | 0.166 | 0.366 | cs | 120 | 0.00393 | HV
N2XS(FL)2Y 1x185 RM/35 64/110 kV | 125 | 0.099 | 0.156 | 0.457 | cs | 185 | 0.00393 | HV
N2XS(FL)2Y 1x240 RM/35 64/110 kV | 135 | 0.075 | 0.149 | 0.526 | cs | 240 | 0.00393 | HV
N2XS(FL)2Y 1x300 RM/35 64/110 kV | 144 | 0.06 | 0.144 | 0.588 | cs | 300 | 0.00393 | HV
15-AL1/3-ST1A 0.4 | 11 | 1.8769 | 0.35 | 0.105 | ol | 16 | 0.00403 | LV
24-AL1/4-ST1A 0.4 | 11.25 | 1.2012 | 0.335 | 0.14 | ol | 24 | 0.00403 | LV
48-AL1/8-ST1A 0.4 | 12.2 | 0.5939 | 0.3 | 0.21 | ol | 48 | 0.00403 | LV
94-AL1/15-ST1A 0.4 | 13.2 | 0.306 | 0.29 | 0.35 | ol | 94 | 0.00403 | LV
34-AL1/6-ST1A 10.0 | 9.7 | 0.8342 | 0.36 | 0.17 | ol | 34 | 0.00403 | MV
48-AL1/8-ST1A 10.0 | 10.1 | 0.5939 | 0.35 | 0.21 | ol | 48 | 0.00403 | MV
70-AL1/11-ST1A 10.0 | 10.4 | 0.4132 | 0.339 | 0.29 | ol | 70 | 0.00403 | MV
94-AL1/15-ST1A 10.0 | 10.75 | 0.306 | 0.33 | 0.35 | ol | 94 | 0.00403 | MV
122-AL1/20-ST1A 10.0 | 11.1 | 0.2376 | 0.323 | 0.41 | ol | 122 | 0.00403 | MV
149-AL1/24-ST1A 10.0 | 11.25 | 0.194 | 0.315 | 0.47 | ol | 149 | 0.00403 | MV
34-AL1/6-ST1A 20.0 | 9.15 | 0.8342 | 0.382 | 0.17 | ol | 34 | 0.00403 | MV
48-AL1/8-ST1A 20.0 | 9.5 | 0.5939 | 0.372 | 0.21 | ol | 48 | 0.00403 | MV
70-AL1/11-ST1A 20.0 | 9.7 | 0.4132 | 0.36 | 0.29 | ol | 70 | 0.00403 | MV
94-AL1/15-ST1A 20.0 | 10 | 0.306 | 0.35 | 0.35 | ol | 94 | 0.00403 | MV
122-AL1/20-ST1A 20.0 | 10.3 | 0.2376 | 0.344 | 0.41 | ol | 122 | 0.00403 | MV
149-AL1/24-ST1A 20.0 | 10.5 | 0.194 | 0.337 | 0.47 | ol | 149 | 0.00403 | MV
184-AL1/30-ST1A 20.0 | 10.75 | 0.1571 | 0.33 | 0.535 | ol | 184 | 0.00403 | MV
243-AL1/39-ST1A 20.0 | 11 | 0.1188 | 0.32 | 0.645 | ol | 243 | 0.00403 | MV
48-AL1/8-ST1A 110.0 | 8 | 0.5939 | 0.46 | 0.21 | ol | 48 | 0.00403 | HV
70-AL1/11-ST1A 110.0 | 8.4 | 0.4132 | 0.45 | 0.29 | ol | 70 | 0.00403 | HV
94-AL1/15-ST1A 110.0 | 8.65 | 0.306 | 0.44 | 0.35 | ol | 94 | 0.00403 | HV
122-AL1/20-ST1A 110.0 | 8.5 | 0.2376 | 0.43 | 0.41 | ol | 122 | 0.00403 | HV
149-AL1/24-ST1A 110.0 | 8.75 | 0.194 | 0.41 | 0.47 | ol | 149 | 0.00403 | HV
184-AL1/30-ST1A 110.0 | 8.8 | 0.1571 | 0.4 | 0.535 | ol | 184 | 0.00403 | HV
243-AL1/39-ST1A 110.0 | 9 | 0.1188 | 0.39 | 0.645 | ol | 243 | 0.00403 | HV
305-AL1/39-ST1A 110.0 | 9.2 | 0.0949 | 0.38 | 0.74 | ol | 305 | 0.00403 | HV
490-AL1/64-ST1A 110.0 | 9.75 | 0.059 | 0.37 | 0.96 | ol | 490 | 0.00403 | HV
679-AL1/86-ST1A 110.0 | 9.95 | 0.042 | 0.36 | 1.15 | ol | 679 | 0.00403 | HV
490-AL1/64-ST1A 220.0 | 10 | 0.059 | 0.285 | 0.96 | ol | 490 | 0.00403 | HV
679-AL1/86-ST1A 220.0 | 11.7 | 0.042 | 0.275 | 1.15 | ol | 679 | 0.00403 | HV
490-AL1/64-ST1A 380.0 | 11 | 0.059 | 0.253 | 0.96 | ol | 490 | 0.00403 | HV
679-AL1/86-ST1A 380.0 | 14.6 | 0.042 | 0.25 | 1.15 | ol | 679 | 0.00403 | HV

## trafo_std_types
| i0_percent | pfe_kw | vkr_percent | sn_mva | vn_lv_kv | vn_hv_kv | vk_percent | shift_degree | vector_group | tap_side | tap_neutral | tap_min | tap_max | tap_step_degree | tap_step_percent | tap_phase_shifter
160 MVA 380/110 kV | 0.06 | 60 | 0.25 | 160 | 110 | 380 | 12.2 | 0 | Yy0 | hv | 0 | -9 | 9 | 0 | 1.5 | FALSE
100 MVA 220/110 kV | 0.06 | 55 | 0.26 | 100 | 110 | 220 | 12 | 0 | Yy0 | hv | 0 | -9 | 9 | 0 | 1.5 | FALSE
63 MVA 110/20 kV | 0.04 | 22 | 0.32 | 63 | 20 | 110 | 18 | 150 | YNd5 | hv | 0 | -9 | 9 | 0 | 1.5 | FALSE
40 MVA 110/20 kV | 0.05 | 18 | 0.34 | 40 | 20 | 110 | 16.2 | 150 | YNd5 | hv | 0 | -9 | 9 | 0 | 1.5 | FALSE
25 MVA 110/20 kV | 0.07 | 14 | 0.41 | 25 | 20 | 110 | 12 | 150 | YNd5 | hv | 0 | -9 | 9 | 0 | 1.5 | FALSE
63 MVA 110/10 kV | 0.04 | 22 | 0.32 | 63 | 10 | 110 | 18 | 150 | YNd5 | hv | 0 | -9 | 9 | 0 | 1.5 | FALSE
40 MVA 110/10 kV | 0.05 | 18 | 0.34 | 40 | 10 | 110 | 16.2 | 150 | YNd5 | hv | 0 | -9 | 9 | 0 | 1.5 | FALSE
25 MVA 110/10 kV | 0.07 | 14 | 0.41 | 25 | 10 | 110 | 12 | 150 | YNd5 | hv | 0 | -9 | 9 | 0 | 1.5 | FALSE
0.25 MVA 20/0.4 kV | 0.32 | 0.8 | 1.44 | 0.25 | 0.4 | 20 | 6 | 150 | Yzn5 | hv | 0 | -2 | 2 | 0 | 2.5 | FALSE
0.4 MVA 20/0.4 kV | 0.3375 | 1.35 | 1.425 | 0.4 | 0.4 | 20 | 6 | 150 | Dyn5 | hv | 0 | -2 | 2 | 0 | 2.5 | FALSE
0.63 MVA 20/0.4 kV | 0.2619 | 1.65 | 1.206 | 0.63 | 0.4 | 20 | 6 | 150 | Dyn5 | hv | 0 | -2 | 2 | 0 | 2.5 | FALSE
0.25 MVA 10/0.4 kV | 0.24 | 0.6 | 1.2 | 0.25 | 0.4 | 10 | 4 | 150 | Dyn5 | hv | 0 | -2 | 2 | 0 | 2.5 | FALSE
0.4 MVA 10/0.4 kV | 0.2375 | 0.95 | 1.325 | 0.4 | 0.4 | 10 | 4 | 150 | Dyn5 | hv | 0 | -2 | 2 | 0 | 2.5 | FALSE
0.63 MVA 10/0.4 kV | 0.1873 | 1.18 | 1.0794 | 0.63 | 0.4 | 10 | 4 | 150 | Dyn5 | hv | 0 | -2 | 2 | 0 | 2.5 | FALSE

## trafo3w_std_types
| sn_hv_mva | sn_mv_mva | sn_lv_mva | vn_hv_kv | vn_mv_kv | vn_lv_kv | vk_hv_percent | vk_mv_percent | vk_lv_percent | vkr_hv_percent | vkr_mv_percent | vkr_lv_percent | pfe_kw | i0_percent | shift_mv_degree | shift_lv_degree | vector_group | tap_side | tap_neutral | tap_min | tap_max | tap_step_percent
63/25/38 MVA 110/20/10 kV | 63 | 25 | 38 | 110 | 20 | 10 | 10.4 | 10.4 | 10.4 | 0.28 | 0.32 | 0.35 | 35 | 0.89 | 0 | 0 | YN0yn0yn0 | hv | 0 | -10 | 10 | 1.2
63/25/38 MVA 110/10/10 kV | 63 | 25 | 38 | 110 | 10 | 10 | 10.4 | 10.4 | 10.4 | 0.28 | 0.32 | 0.35 | 35 | 0.89 | 0 | 0 | YN0yn0yn0 | hv | 0 | -10 | 10 | 1.2

## fuse_std_types
| fuse_type | i_rated_a | t_avg | t_min | t_total | x_avg | x_min | x_total
HV 100A | HV 100A | 100 | 0 | [10.0, 3.64, 0.854, 0.281, 0.1, 0.0531, 0.022, 0.01] | [10.0, 4.267, 1.21, 0.403, 0.1, 0.058, 0.022, 0.01] | 0 | [300.0, 350.0, 450.0, 550.0, 700.0, 850.0, 1200.0, 1752.0] | [600.0, 700.0, 900.0, 1150.0, 1665.0, 2000.0, 3000.0, 4313.0]
HV 10A | HV 10A | 10 | 0 | [10.0, 1675.0, 0.344, 0.156, 0.1, 0.0417, 0.0171, 0.01] | [10.0, 1.3, 0.3, 0.155, 0.1, 0.0555, 0.023, 0.01] | 0 | [30.0, 32.0, 35.0, 37.0, 39.0, 50.0, 70.0, 88.0] | [60.0, 70.0, 80.0, 87.0, 94.0, 110.0, 150.0, 216.0]
HV 125A | HV 125A | 125 | 0 | [10.0, 1.82, 0.344, 0.1, 0.0467, 0.0269, 0.01] | [10.0, 2.478, 0.426, 0.1, 0.0427, 0.0211, 0.01] | 0 | [375.0, 500.0, 700.0, 925.0, 1200.0, 1500.0, 2341.0] | [750.0, 1000.0, 1500.0, 2200.0, 3000.0, 4000.0, 5765.0]
HV 160A | HV 160A | 160 | 0 | [10.0, 4.15, 1.03, 0.198, 0.1, 0.051, 0.0172, 0.01] | [10.0, 2.3, 0.734, 0.274, 0.1, 0.046, 0.0177, 0.01] | 0 | [480.0, 550.0, 700.0, 1000.0, 1260.0, 1600.0, 2500.0, 3227.0] | [960.0, 1300.0, 1700.0, 2200.0, 2996.0, 4000.0, 6000.0, 7946.0]
HV 16A | HV 16A | 16 | 0 | [10.0, 0.352, 0.164, 0.1, 0.0649, 0.0342, 0.01] | [10.0, 2.34, 0.722, 0.181, 0.1, 0.055, 0.0296, 0.01] | 0 | [48.0, 60.0, 65.0, 71.0, 80.0, 100.0, 162.0] | [96.0, 110.0, 125.0, 150.0, 168.0, 200.0, 250.0, 398.0]
HV 200A | HV 200A | 200 | 0 | [10.0, 4.267, 1.21, 0.403, 0.1, 0.058, 0.022, 0.01] | [10.0, 3.73, 1.654, 0.328, 0.1, 0.0531, 0.019, 0.01] | 0 | [600.0, 700.0, 900.0, 1150.0, 1665.0, 2000.0, 3000.0, 4313.0] | [1200.0, 1500.0, 1800.0, 2700.0, 3960.0, 5000.0, 7500.0, 10620.0]
HV 20A | HV 20A | 20 | 0 | [10.0, 1.3, 0.3, 0.155, 0.1, 0.0555, 0.023, 0.01] | [10.0, 1.3, 0.161, 0.1, 0.0611, 0.0399, 0.0141, 0.01] | 0 | [60.0, 70.0, 80.0, 87.0, 94.0, 110.0, 150.0, 216.0] | [120.0, 150.0, 200.0, 223.0, 260.0, 300.0, 450.0, 532.0]
HV 25A | HV 25A | 25 | 0 | [10.0, 2.512, 0.833, 0.299, 0.1, 0.0372, 0.0223, 0.01] | [10.0, 3.125, 0.597, 0.198, 0.1, 0.0378, 0.022, 0.01] | 0 | [75.0, 82.0, 90.0, 100.0, 124.0, 170.0, 200.0, 289.0] | [150.0, 170.0, 210.0, 250.0, 294.0, 400.0, 500.0, 711.0]
HV 31.5A | HV 31.5A | 31.5 | 0 | [10.0, 2.34, 0.722, 0.181, 0.1, 0.055, 0.0296, 0.01] | [10.0, 2.84, 0.368, 0.164, 0.1, 0.0621, 0.0378, 0.0195, 0.01] | 0 | [95.0, 110.0, 125.0, 150.0, 165.0, 200.0, 250.0, 390.0] | [189.0, 220.0, 300.0, 350.0, 393.0, 450.0, 530.0, 700.0, 960.0]
HV 40A | HV 40A | 40 | 0 | [10.0, 1.3, 0.161, 0.1, 0.0611, 0.0399, 0.0141, 0.01] | [10.0, 2.05, 0.369, 0.198, 0.1, 0.051, 0.0298, 0.01] | 0 | [120.0, 150.0, 200.0, 223.0, 260.0, 300.0, 450.0, 532.0] | [240.0, 300.0, 400.0, 450.0, 530.0, 650.0, 800.0, 1311.0]
HV 50A | HV 50A | 50 | 0 | [10.0, 3.215, 0.597, 0.198, 0.1, 0.0378, 0.022, 0.01] | [10.0, 3.64, 0.854, 0.281, 0.1, 0.0531, 0.022, 0.01] | 0 | [150.0, 170.0, 210.0, 250.0, 294.0, 400.0, 500.0, 711.0] | [300.0, 350.0, 450.0, 550.0, 700.0, 850.0, 1200.0, 1752.0]
HV 6.3A | HV 6.3A | 6.3 | 0 | [10.0, 1.39, 0.344, 0.168, 0.1, 0.056, 0.0263, 0.01] | [10.0, 1.711, 0.516, 0.198, 0.1, 0.0634, 0.0303, 0.01] | 0 | [19.0, 19.5, 20.4, 20.8, 22.0, 25.0, 32.0, 48.0] | [38.0, 40.0, 43.0, 48.0, 53.0, 60.0, 75.0, 118.0]
HV 63A | HV 63A | 63 | 0 | [10.0, 2.84, 0.368, 0.164, 0.1, 0.0621, 0.0378, 0.0195, 0.01] | [10.0, 1.82, 0.344, 0.1, 0.0467, 0.0269, 0.01] | 0 | [189.0, 220.0, 300.0, 350.0, 393.0, 450.0, 530.0, 700.0, 961.0] | [378.0, 500.0, 700.0, 934.0, 1200.0, 1500.0, 2366.0]
HV 80A | HV 80A | 80 | 0 | [10.0, 2.05, 0.369, 0.198, 0.1, 0.051, 0.0298, 0.01] | [10.0, 4.15, 1.03, 0.198, 0.1, 0.051, 0.0172, 0.01] | 0 | [240.0, 300.0, 400.0, 450.0, 530.0, 650.0, 800.0, 1311.0] | [480.0, 550.0, 700.0, 1000.0, 1260.0, 1600.0, 2500.0, 3227.0]
Siemens NH-1-100 | Siemens NH-1-100 | 100 | [5400.0, 2000.0, 400.0, 20.0, 1.0, 0.2, 0.012, 0.004] | 0 | 0 | [150.0, 190.0, 250.0, 430.0, 900.0, 1250.0, 2700.0, 3600.0] | 0 | 0
Siemens NH-1-125 | Siemens NH-1-125 | 125 | [4800.0, 120.0, 7.0, 0.1, 0.004] | 0 | 0 | [180.0, 400.0, 740.0, 2000.0, 4250.0] | 0 | 0
Siemens NH-1-16 | Siemens NH-1-16 | 16 | [4000.0, 400.0, 2.0, 0.1, 0.04, 0.01] | 0 | 0 | [26.0, 35.0, 75.0, 150.0, 200.0, 300.0] | 0 | 0
Siemens NH-1-160 | Siemens NH-1-160 | 160 | [4800.0, 120.0, 7.0, 0.1, 0.004] | 0 | 0 | [210.0, 500.0, 900.0, 2300.0, 5000.0] | 0 | 0
Siemens NH-1-25 | Siemens NH-1-25 | 25 | [4000.0, 1000.0, 10.0, 0.2, 0.02, 0.01] | 0 | 0 | [40.0, 50.0, 100.0, 210.0, 400.0, 500.0] | 0 | 0
Siemens NH-1-50 | Siemens NH-1-50 | 50 | [4000.0, 40.0, 4.0, 1.0, 0.02, 0.01] | 0 | 0 | [86.0, 200.0, 300.0, 400.0, 1000.0, 1280.0] | 0 | 0
Siemens NH-1-63 | Siemens NH-1-63 | 63 | [4000.0, 100.0, 10.0, 2.0, 0.04, 0.01] | 0 | 0 | [100.0, 200.0, 300.0, 400.0, 1000.0, 1500.0] | 0 | 0
Siemens NH-1-80 | Siemens NH-1-80 | 80 | [4800.0, 120.0, 7.0, 0.1, 0.01] | 0 | 0 | [150.58, 250.0, 450.0, 1150.0, 2470.0] | 0 | 0
Siemens NH-2-1000 | Siemens NH-2-1000 | 1000 | [4800.0, 120.0, 7.0, 0.1, 0.004] | 0 | 0 | [1900.0, 3500.0, 8400.0, 24000.0, 52000.0] | 0 | 0
Siemens NH-2-200 | Siemens NH-2-200 | 200 | [4800.0, 120.0, 7.0, 0.1, 0.004] | 0 | 0 | [280.0, 650.0, 1200.0, 3000.0, 7000.0] | 0 | 0
Siemens NH-2-224 | Siemens NH-2-224 | 224 | [4800.0, 120.0, 7.0, 0.2, 0.04, 0.004] | 0 | 0 | [400.0, 750.0, 1453.0, 3025.0, 4315.0, 7600.0] | 0 | 0
Siemens NH-2-250 | Siemens NH-2-250 | 250 | [4800.0, 120.0, 7.0, 0.1, 0.004] | 0 | 0 | [450.0, 800.0, 1650.0, 4000.0, 8500.0] | 0 | 0
Siemens NH-2-315 | Siemens NH-2-315 | 315 | [4800.0, 120.0, 7.0, 0.1, 0.004] | 0 | 0 | [550.0, 920.0, 1900.0, 5000.0, 11000.0] | 0 | 0
Siemens NH-2-355 | Siemens NH-2-355 | 355 | [4800.0, 120.0, 6.0, 0.1, 0.004] | 0 | 0 | [650.0, 1116.27, 2350.0, 5840.0, 12790.0] | 0 | 0
Siemens NH-2-400 | Siemens NH-2-400 | 400 | [4800.0, 120.0, 7.0, 0.1, 0.004] | 0 | 0 | [720.0, 1350.0, 2800.0, 6500.0, 15000.0] | 0 | 0
Siemens NH-2-425 | Siemens NH-2-425 | 425 | [4800.0, 120.0, 7.0, 0.1, 0.004] | 0 | 0 | [850.0, 1500.0, 3050.0, 7500.0, 16500.0] | 0 | 0
Siemens NH-2-630 | Siemens NH-2-630 | 630 | [4800.0, 120.0, 7.0, 0.1, 0.004] | 0 | 0 | [1200.0, 2000.0, 4800.0, 12000.0, 26000.0] | 0 | 0

## res_bus
| vm_pu | va_degree | p_mw | q_mvar
0 | 0.98336 | -0.45655 | 0.24862 | 0.12041
1 | 0.98255 | -0.4626 | 0.19966 | 0.096697
2 | 0.98549 | -0.4411 | 0 | 0
3 | 0.98251 | -0.4629 | 0 | 0
4 | 0.98556 | -0.44171 | 0.07818 | 0.037864
5 | 0.98205 | -0.45906 | 0.31134 | 0.15079
6 | 0.98208 | -0.45925 | 0 | 0
7 | 0.98201 | -0.45868 | 0 | 0
8 | 0.98181 | -0.45694 | 0 | 0
9 | 0.98173 | -0.45622 | 0.18044 | 0.087391
10 | 0.9815 | -0.45784 | 0 | 0
11 | 0.98171 | -0.45631 | 0 | 0
12 | 0.98541 | -0.45323 | 0.35613 | 0.17248
13 | 0.98542 | -0.45339 | 0 | 0
14 | 0.98594 | -0.45772 | 0.24497 | 0.11864
15 | 0.98597 | -0.45795 | 0 | 0
16 | 0.98765 | -0.44536 | 0.15453 | 0.074844
17 | 0.98772 | -0.44599 | 0.14158 | 0.068569
18 | 0.98513 | -0.45089 | 0 | 0
19 | 0.98493 | -0.44914 | 0 | 0
20 | 0.98486 | -0.44959 | 0.34676 | 0.16794
21 | 0.98513 | -0.45087 | 0.33042 | 0.16003
22 | 0.98147 | -0.45756 | 0.12603 | 0.061039
23 | 0.98142 | -0.45714 | 0.21483 | 0.10405
24 | 0.98171 | -0.45629 | 0.082401 | 0.039909
25 | 0.99115 | -0.43621 | 0.21463 | 0.10395
26 | 0.99116 | -0.43631 | 0 | 0
27 | 0.99104 | -0.43536 | 0 | 0
28 | 0.99141 | -0.43835 | 0 | 0
29 | 0.98483 | -0.6252 | 0 | 0
30 | 0.98426 | -0.62058 | 0 | 0
31 | 0.98483 | -0.62515 | 0.18523 | 0.089709
32 | 0.98578 | -0.61791 | 0.24126 | 0.11685
33 | 1 | 0 | -22.0239 | -10.3558
34 | 0.99997 | -0.00011038 | 0 | 0
35 | 0.99216 | -0.44445 | 0.14346 | 0.069482
36 | 0.99103 | -0.43527 | 0.24358 | 0.11797
37 | 0.99141 | -0.43827 | 0.30819 | 0.14926
38 | 0.99099 | -0.43456 | 0 | 0
39 | 0.99211 | -0.44403 | 0 | 0
40 | 0.99089 | -0.43521 | 0.39873 | 0.19311
41 | 0.99074 | -0.43618 | 0 | 0
42 | 0.98936 | -0.60551 | 0.41358 | 0.20031
43 | 0.98929 | -0.60596 | 0 | 0
44 | 0.98848 | -0.61215 | 0 | 0
45 | 0.98935 | -0.60557 | 0 | 0
46 | 0.98755 | -0.60448 | 0.21187 | 0.10261
47 | 0.99073 | -0.43613 | 0.25124 | 0.12168
48 | 0.98387 | -0.61888 | 0.15716 | 0.076116
49 | 0.98398 | -0.61813 | 0 | 0
50 | 0.98927 | -0.60611 | 0.3611 | 0.17489
51 | 0.98847 | -0.61212 | 0.11113 | 0.053821
52 | 0.99654 | -0.19455 | 0 | 0
53 | 0.99569 | -0.19832 | 0 | 0
54 | 0.9965 | -0.19479 | 0.20747 | 0.10048
55 | 0.98779 | -0.60642 | 0 | 0
56 | 0.98195 | -0.60087 | 0.33302 | 0.16129
57 | 0.98199 | -0.60123 | 0 | 0
58 | 0.98192 | -0.6011 | 0 | 0
59 | 0.98191 | -0.60103 | 0.22899 | 0.1109
60 | 0.98208 | -0.60202 | 0 | 0
61 | 0.98287 | -0.60904 | 0 | 0
62 | 0.98204 | -0.60222 | 0.2935 | 0.14215
63 | 0.98238 | -0.60502 | 0 | 0
64 | 0.98284 | -0.60873 | 0.40586 | 0.19657
65 | 0.98394 | -0.61776 | 0.32822 | 0.15896
66 | 0.98232 | -0.60452 | 0.36543 | 0.17699
67 | 0.98224 | -0.60386 | 0 | 0
68 | 0.9819 | -0.60104 | 0 | 0
69 | 0.98189 | -0.60094 | 0.23106 | 0.11191
70 | 0.98159 | -0.59838 | 0 | 0
71 | 0.99346 | -0.325 | 0 | 0
72 | 0.99329 | -0.32579 | 0.28386 | 0.13748
73 | 0.9815 | -0.59761 | 0 | 0
74 | 0.98158 | -0.59828 | 0.17758 | 0.086006
75 | 0.98148 | -0.59775 | 0.22472 | 0.10884
76 | 0.98151 | -0.59868 | 0.18313 | 0.088692
77 | 0.98468 | -0.62189 | 0 | 0
78 | 0.98441 | -0.6194 | 0 | 0
79 | 0.98485 | -0.62338 | 0 | 0
80 | 0.98428 | -0.61821 | 0 | 0
81 | 0.98431 | -0.61843 | 0.64321 | 0.31152
82 | 0.98502 | -0.62488 | 0.10719 | 0.051915
83 | 0.98894 | -0.60208 | 0.24295 | 0.11767
84 | 0.98895 | -0.60215 | 0 | 0
85 | 0.98901 | -0.6027 | 0 | 0
86 | 0.98903 | -0.60285 | 0.23637 | 0.11448
87 | 0.98906 | -0.6031 | 0 | 0
88 | 0.98904 | -0.60298 | 0 | 0
89 | 0.98904 | -0.60293 | 0 | 0
90 | 0.98904 | -0.60298 | 0.093492 | 0.04528
91 | 0.98903 | -0.6029 | 0.10108 | 0.048957
92 | 0.98759 | -0.61357 | 0 | 0
93 | 0.98758 | -0.61361 | 0.19706 | 0.09544
94 | 0.98739 | -0.61848 | 0 | 0
95 | 0.98635 | -0.62982 | 0 | 0
96 | 0.98603 | -0.62691 | 0 | 0
97 | 0.98601 | -0.62673 | 0.28349 | 0.1373
98 | 0.98595 | -0.62744 | 0.29906 | 0.14484
99 | 0.98622 | -0.62862 | 0.39117 | 0.18945
100 | 0.98595 | -0.62743 | 0 | 0
101 | 0.98595 | -0.62741 | 0 | 0
102 | 0.98594 | -0.62736 | 0.06899 | 0.033413
103 | 0.98423 | -0.61774 | 0.23905 | 0.11577
104 | 0.98413 | -0.61838 | 0 | 0
105 | 0.98412 | -0.61831 | 0 | 0
106 | 0.98411 | -0.6182 | 0.092747 | 0.044919
107 | 0.98403 | -0.61871 | 0.28728 | 0.13913
108 | 0.98502 | -0.62493 | 0.77133 | 0.37357
109 | 0.98524 | -0.62697 | 0.96118 | 0.46552
110 | 0.98535 | -0.62796 | 0 | 0
111 | 0.98576 | -0.63171 | 0 | 0
112 | 0.9932 | -0.32618 | 0 | 0
113 | 0.99552 | -0.19693 | 0.25549 | 0.12374
114 | 0.98983 | -0.43906 | 0.33744 | 0.16343
115 | 0.99018 | -0.43688 | 0 | 0
116 | 0.99003 | -0.43756 | 0.11632 | 0.056338
117 | 0.99203 | -0.3314 | 0.26342 | 0.12758
118 | 0.99213 | -0.33095 | 0 | 0
119 | 0.99541 | -0.19694 | 0 | 0
120 | 0.99546 | -0.19738 | 0 | 0
121 | 0.99538 | -0.19716 | 0.14131 | 0.068442
122 | 0.98577 | -0.44103 | 0.31928 | 0.15464
123 | 0.98572 | -0.44056 | 0.083945 | 0.040657
124 | 0.98613 | -0.4385 | 0.48233 | 0.2336
125 | 0.98636 | -0.44055 | 0 | 0
126 | 0.98648 | -0.44153 | 0 | 0
127 | 0.98647 | -0.44146 | 0.14451 | 0.069991
128 | 0.98648 | -0.44162 | 0 | 0
129 | 0.9865 | -0.44172 | 0.084142 | 0.040752
130 | 0.98648 | -0.44154 | 0 | 0
131 | 0.98651 | -0.44184 | 0 | 0
132 | 0.98647 | -0.44145 | 0.2439 | 0.11813
133 | 0.98812 | -0.44497 | 0.32227 | 0.15608
134 | 0.988 | -0.44394 | 0.15415 | 0.074656
135 | 0.98855 | -0.44195 | 0 | 0
136 | 0.98913 | -0.44695 | 0 | 0
137 | 0.98918 | -0.44741 | 0.18098 | 0.087651
138 | 0.9893 | -0.44846 | 0 | 0
139 | 0.99525 | -0.19526 | 0.24488 | 0.1186
140 | 0.99529 | -0.19501 | 0 | 0
141 | 0.99541 | -0.19602 | 0 | 0
142 | 0.99497 | -0.19238 | 0 | 0
143 | 0.99496 | -0.19232 | 0.11309 | 0.054771
144 | 0.99468 | -0.18993 | 0 | 0
145 | 0.99439 | -0.18734 | 0 | 0
146 | 0.99434 | -0.18692 | 0.28023 | 0.13572
147 | 0.99466 | -0.18974 | 0.34235 | 0.16581
148 | 0.99418 | -0.18793 | 0.25172 | 0.12191
149 | 0.99536 | -0.19728 | 0 | 0
150 | 0.99535 | -0.19722 | 0.1739 | 0.084222
151 | 0.98996 | -0.43785 | 0 | 0
152 | 0.9884 | -0.45844 | 0.33486 | 0.16218
153 | 0.98841 | -0.45855 | 0 | 0
154 | 0.98815 | -0.45649 | 0 | 0
155 | 0.98718 | -0.44773 | 0 | 0
156 | 0.98796 | -0.45503 | 0 | 0
157 | 0.98791 | -0.45463 | 0.18741 | 0.090769
158 | 0.98815 | -0.45645 | 0.26861 | 0.13009
159 | 0.98709 | -0.44698 | 0 | 0
160 | 0.98717 | -0.44769 | 0.36834 | 0.1784
161 | 0.98707 | -0.44674 | 0.31353 | 0.15185
162 | 0.98985 | -0.43838 | 0 | 0
163 | 0.98921 | -0.44767 | 0 | 0
164 | 0.98919 | -0.44744 | 0.37884 | 0.18348
165 | 0.98789 | -0.45452 | 0 | 0
166 | 0.98636 | -0.44049 | 0 | 0
167 | 0.98989 | -0.43818 | 0.32785 | 0.15878
168 | 0.98995 | -0.43792 | 0 | 0
169 | 0.98632 | -0.44025 | 0.085422 | 0.041372
170 | 0.98633 | -0.44026 | 0 | 0
171 | 0.98635 | -0.44043 | 0 | 0
172 | 0.98635 | -0.44045 | 0.081279 | 0.039365
173 | 0.98754 | -0.45156 | 0 | 0
174 | 0.98751 | -0.4513 | 0.39577 | 0.19168
175 | 0.99997 | 149.9981 | 0 | 0

## res_line
| p_from_mw | q_from_mvar | p_to_mw | q_to_mvar | pl_mw | ql_mvar | i_from_ka | i_to_ka | i_ka | vm_from_pu | va_from_degree | vm_to_pu | va_to_degree | loading_percent
0 | 1.1164 | 0.51517 | -1.1155 | -0.51506 | 0.00086749 | 0.00011233 | 0.036093 | 0.036099 | 0.036099 | 0.98336 | -0.45655 | 0.98255 | -0.4626 | 17.1898
1 | -1.365 | -0.63558 | 1.3678 | 0.6364 | 0.0027851 | 0.00081865 | 0.044202 | 0.04419 | 0.044202 | 0.98336 | -0.45655 | 0.98549 | -0.4411 | 21.0484
2 | 0.91584 | 0.41836 | -0.91581 | -0.41837 | 3.4991e-05 | -3.9457e-06 | 0.029582 | 0.029583 | 0.029583 | 0.98255 | -0.4626 | 0.98251 | -0.4629 | 14.0869
3 | -1.3678 | -0.6364 | 1.3679 | 0.6355 | 0.00010462 | -0.00089986 | 0.04419 | 0.044179 | 0.04419 | 0.98549 | -0.4411 | 0.98556 | -0.44171 | 20.0864
4 | 0.91581 | 0.41837 | -0.91538 | -0.42668 | 0.00042941 | -0.0083108 | 0.029583 | 0.029686 | 0.029686 | 0.98251 | -0.4629 | 0.98208 | -0.45925 | 13.4939
5 | -1.4461 | -0.67337 | 1.4463 | 0.67344 | 0.00021956 | 7.2057e-05 | 0.046723 | 0.046722 | 0.046723 | 0.98556 | -0.44171 | 0.98572 | -0.44056 | 22.2489
6 | -0.91536 | -0.42711 | 0.91538 | 0.42668 | 2.2419e-05 | -0.00043207 | 0.029692 | 0.029686 | 0.029692 | 0.98205 | -0.45906 | 0.98208 | -0.45925 | 13.4963
7 | 0.60402 | 0.27632 | -0.60399 | -0.27765 | 2.9522e-05 | -0.0013258 | 0.019525 | 0.019541 | 0.019541 | 0.98205 | -0.45906 | 0.98201 | -0.45868 | 8.8824
8 | 0.60399 | 0.27765 | -0.60386 | -0.28357 | 0.00013251 | -0.0059221 | 0.019541 | 0.019615 | 0.019615 | 0.98201 | -0.45868 | 0.98181 | -0.45694 | 8.9159
9 | 0.60386 | 0.28357 | -0.6038 | -0.28594 | 5.345e-05 | -0.0023753 | 0.019615 | 0.019645 | 0.019645 | 0.98181 | -0.45694 | 0.98173 | -0.45622 | 8.9296
10 | 0.34096 | 0.15937 | -0.34089 | -0.15972 | 7.423e-05 | -0.00034462 | 0.011067 | 0.011072 | 0.011072 | 0.98173 | -0.45622 | 0.9815 | -0.45784 | 5.2724
11 | 0.082402 | 0.039182 | -0.082401 | -0.039284 | 1.1387e-06 | -0.00010138 | 0.002683 | 0.0026843 | 0.0026843 | 0.98173 | -0.45622 | 0.98171 | -0.45631 | 1.2782
12 | 0.34089 | 0.15972 | -0.34087 | -0.16136 | 1.1768e-05 | -0.0016472 | 0.011072 | 0.011093 | 0.011093 | 0.9815 | -0.45784 | 0.98147 | -0.45756 | 5.0421
13 | 0.082401 | 0.039284 | -0.082401 | -0.039909 | 2.6205e-07 | -0.00062495 | 0.0026843 | 0.0026923 | 0.0026923 | 0.98171 | -0.45631 | 0.98171 | -0.45629 | 1.2238
14 | -0.35613 | -0.17248 | 0.35613 | 0.17163 | 6.5741e-06 | -0.00084851 | 0.011592 | 0.011581 | 0.011592 | 0.98541 | -0.45323 | 0.98542 | -0.45339 | 5.269
15 | 0.67749 | 0.30967 | -0.67728 | -0.31743 | 0.00021567 | -0.0077651 | 0.021822 | 0.021918 | 0.021918 | 0.98542 | -0.45339 | 0.98513 | -0.45089 | 9.9628
16 | -1.0336 | -0.4813 | 1.0342 | 0.472 | 0.00060664 | -0.0093018 | 0.033401 | 0.033285 | 0.033401 | 0.98542 | -0.45339 | 0.98597 | -0.45795 | 15.1824
17 | -0.24497 | -0.11864 | 0.24498 | 0.11684 | 6.5728e-06 | -0.0018025 | 0.0079695 | 0.0079466 | 0.0079695 | 0.98594 | -0.45772 | 0.98597 | -0.45795 | 3.6225
18 | -1.2792 | -0.58884 | 1.2813 | 0.58934 | 0.0020509 | 0.00049727 | 0.041231 | 0.041221 | 0.041231 | 0.98597 | -0.45795 | 0.98765 | -0.44536 | 19.6336
19 | -1.4358 | -0.66418 | 1.4359 | 0.66326 | 0.00011688 | -0.00091935 | 0.046239 | 0.046227 | 0.046239 | 0.98765 | -0.44536 | 0.98772 | -0.44599 | 21.0176
20 | -1.5775 | -0.73183 | 1.5779 | 0.73199 | 0.00042392 | 0.00015822 | 0.050824 | 0.050823 | 0.050824 | 0.98772 | -0.44599 | 0.988 | -0.44394 | 24.2019
21 | 0.33042 | 0.1599 | -0.33042 | -0.16003 | 8.3967e-07 | -0.00012569 | 0.010757 | 0.010758 | 0.010758 | 0.98513 | -0.45089 | 0.98513 | -0.45087 | 4.8901
22 | 0.34686 | 0.15753 | -0.34678 | -0.16784 | 7.5022e-05 | -0.010307 | 0.011163 | 0.011292 | 0.011292 | 0.98513 | -0.45089 | 0.98493 | -0.44914 | 5.1326
23 | 0.34678 | 0.16784 | -0.34676 | -0.16794 | 2.3742e-05 | -0.00010614 | 0.011292 | 0.011293 | 0.011293 | 0.98493 | -0.44914 | 0.98486 | -0.44959 | 5.3778
24 | 0.21485 | 0.10032 | -0.21483 | -0.10405 | 1.0595e-05 | -0.0037244 | 0.0069742 | 0.0070213 | 0.0070213 | 0.98147 | -0.45756 | 0.98142 | -0.45714 | 3.1915
25 | -0.21463 | -0.10395 | 0.21463 | 0.10307 | 2.404e-06 | -0.00087621 | 0.0069457 | 0.0069346 | 0.0069457 | 0.99115 | -0.43621 | 0.99116 | -0.43631 | 3.1571
26 | 0.24361 | 0.10888 | -0.24358 | -0.11728 | 2.9269e-05 | -0.0083948 | 0.0077716 | 0.0078746 | 0.0078746 | 0.99116 | -0.43631 | 0.99104 | -0.43536 | 3.5794
27 | -0.45824 | -0.21195 | 0.45837 | 0.2016 | 0.00012679 | -0.010356 | 0.014705 | 0.01458 | 0.014705 | 0.99116 | -0.43631 | 0.99141 | -0.43835 | 6.684
28 | 0.24358 | 0.11728 | -0.24358 | -0.11797 | 2.4558e-06 | -0.00069417 | 0.0078746 | 0.0078834 | 0.0078834 | 0.99104 | -0.43536 | 0.99103 | -0.43527 | 3.5834
29 | 0.30819 | 0.1488 | -0.30819 | -0.14926 | 2.5989e-06 | -0.00045903 | 0.009965 | 0.0099708 | 0.0099708 | 0.99141 | -0.43835 | 0.99141 | -0.43827 | 4.5322
30 | 0.65037 | 0.30194 | -0.65007 | -0.31376 | 0.00029745 | -0.011818 | 0.020878 | 0.021027 | 0.021027 | 0.99141 | -0.43835 | 0.99099 | -0.43456 | 9.5576
31 | -1.4169 | -0.65234 | 1.418 | 0.6436 | 0.0010593 | -0.0087403 | 0.04542 | 0.04531 | 0.04542 | 0.99141 | -0.43835 | 0.99211 | -0.44403 | 20.6454
32 | 2.9365 | 1.3358 | -2.9347 | -1.3388 | 0.0017992 | -0.0029528 | 0.094563 | 0.094605 | 0.094605 | 0.98483 | -0.6252 | 0.98426 | -0.62058 | 43.0025
33 | 0.18523 | 0.089249 | -0.18523 | -0.089709 | 9.6439e-07 | -0.00045982 | 0.0060268 | 0.0060327 | 0.0060327 | 0.98483 | -0.6252 | 0.98483 | -0.62515 | 2.7421
34 | -3.1217 | -1.4251 | 3.1246 | 1.4266 | 0.0028269 | 0.001589 | 0.10059 | 0.10059 | 0.10059 | 0.98483 | -0.6252 | 0.98578 | -0.61791 | 47.8993
35 | 0.48556 | 0.22222 | -0.48541 | -0.2325 | 0.00014748 | -0.010287 | 0.015661 | 0.01579 | 0.01579 | 0.98426 | -0.62058 | 0.98398 | -0.61813 | 7.1772
36 | 2.4492 | 1.1165 | -2.4455 | -1.1257 | 0.0036926 | -0.0091399 | 0.078944 | 0.079069 | 0.079069 | 0.98426 | -0.62058 | 0.98287 | -0.60904 | 35.9405
37 | -3.3658 | -1.5435 | 3.3715 | 1.5467 | 0.0056986 | 0.0032533 | 0.10843 | 0.10843 | 0.10843 | 0.98578 | -0.61791 | 0.98755 | -0.60448 | 51.6354
38 | 10.8771 | 5.0999 | -10.8768 | -5.1002 | 0.00027129 | -0.0003059 | 0.34679 | 0.3468 | 0.3468 | 1 | 0 | 0.99997 | -0.00011038 | 54.3574
39 | 11.1328 | 5.2454 | -11.0856 | -5.1199 | 0.047211 | 0.12552 | 0.35526 | 0.35528 | 0.35528 | 1 | 0 | 0.99216 | -0.44445 | 55.0821
40 | 10.8768 | 5.1002 | -10.8566 | -5.0465 | 0.020212 | 0.053703 | 0.3468 | 0.34681 | 0.34681 | 0.99997 | -0.00011038 | 0.99654 | -0.19455 | 53.7687
41 | 1.4181 | 0.64294 | -1.418 | -0.6436 | 7.9805e-05 | -0.00066078 | 0.045302 | 0.04531 | 0.04531 | 0.99216 | -0.44445 | 0.99211 | -0.44403 | 20.5956
42 | 9.5241 | 4.4074 | -9.5095 | -4.3689 | 0.01456 | 0.038559 | 0.30534 | 0.30535 | 0.30535 | 0.99216 | -0.44445 | 0.98936 | -0.60551 | 47.3409
43 | 0.39877 | 0.19298 | -0.39873 | -0.19311 | 3.9365e-05 | -0.00013085 | 0.012905 | 0.012907 | 0.012907 | 0.99099 | -0.43456 | 0.99089 | -0.43521 | 6.1461
44 | 0.2513 | 0.12078 | -0.25124 | -0.12134 | 6.0456e-05 | -0.00056446 | 0.008122 | 0.0081296 | 0.0081296 | 0.99099 | -0.43456 | 0.99074 | -0.43618 | 3.8713
45 | 0.25124 | 0.12134 | -0.25124 | -0.12168 | 1.29e-06 | -0.00034209 | 0.0081296 | 0.008134 | 0.008134 | 0.99074 | -0.43618 | 0.99073 | -0.43613 | 3.6973
46 | 0.36113 | 0.17475 | -0.3611 | -0.17485 | 2.4607e-05 | -0.00010234 | 0.011706 | 0.011707 | 0.011707 | 0.98936 | -0.60551 | 0.98929 | -0.60596 | 5.5749
47 | 3.7012 | 1.7008 | -3.6981 | -1.699 | 0.0031136 | 0.0018058 | 0.11885 | 0.11885 | 0.11885 | 0.98936 | -0.60551 | 0.98848 | -0.61215 | 56.5958
48 | 5.0336 | 2.2931 | -5.0335 | -2.2935 | 6.6082e-05 | -0.00046772 | 0.16139 | 0.1614 | 0.1614 | 0.98936 | -0.60551 | 0.98935 | -0.60557 | 25.2974
49 | 0.3611 | 0.17485 | -0.3611 | -0.17489 | 8.3105e-06 | -3.4553e-05 | 0.011707 | 0.011708 | 0.011708 | 0.98929 | -0.60596 | 0.98927 | -0.60611 | 5.5751
50 | 0.11113 | 0.053219 | -0.11113 | -0.053821 | 4.4725e-07 | -0.00060222 | 0.0035983 | 0.0036059 | 0.0036059 | 0.98848 | -0.61215 | 0.98847 | -0.61212 | 1.6391
51 | 3.587 | 1.6457 | -3.5843 | -1.6485 | 0.0026688 | -0.0027156 | 0.11525 | 0.1153 | 0.1153 | 0.98848 | -0.61215 | 0.98779 | -0.60642 | 52.4073
52 | 0.67415 | 0.30814 | -0.67394 | -0.31598 | 0.00021234 | -0.0078461 | 0.021628 | 0.021725 | 0.021725 | 0.98935 | -0.60557 | 0.98906 | -0.6031 | 9.875
53 | 4.3594 | 1.9854 | -4.3519 | -2.0565 | 0.0074524 | -0.071099 | 0.13977 | 0.1407 | 0.1407 | 0.98935 | -0.60557 | 0.98759 | -0.61357 | 22.0525
54 | -3.5834 | -1.6494 | 3.5843 | 1.6485 | 0.00089982 | -0.00091389 | 0.11531 | 0.1153 | 0.11531 | 0.98755 | -0.60448 | 0.98779 | -0.60642 | 52.4139
55 | -0.15716 | -0.076116 | 0.15718 | 0.075685 | 1.7876e-05 | -0.00043102 | 0.0051236 | 0.0051179 | 0.0051236 | 0.98387 | -0.61888 | 0.98398 | -0.61813 | 2.4398
56 | 0.32823 | 0.15682 | -0.32822 | -0.15896 | 1.416e-05 | -0.0021431 | 0.010672 | 0.010699 | 0.010699 | 0.98398 | -0.61813 | 0.98394 | -0.61776 | 4.8633
57 | 10.6491 | 4.9461 | -10.6404 | -4.9564 | 0.0086959 | -0.01026 | 0.34013 | 0.34032 | 0.34032 | 0.99654 | -0.19455 | 0.99569 | -0.19832 | 53.3413
58 | 0.20748 | 0.10038 | -0.20747 | -0.10048 | 7.5933e-06 | -0.00010856 | 0.0066767 | 0.0066781 | 0.0066781 | 0.99654 | -0.19455 | 0.9965 | -0.19479 | 3.1801
59 | 1.8045 | 0.8286 | -1.8042 | -0.83024 | 0.00032397 | -0.0016362 | 0.057569 | 0.05759 | 0.05759 | 0.99569 | -0.19832 | 0.99552 | -0.19693 | 26.1773
60 | 8.8359 | 4.1278 | -8.8252 | -4.0996 | 0.010688 | 0.028228 | 0.28275 | 0.28276 | 0.28276 | 0.99569 | -0.19832 | 0.99346 | -0.325 | 43.8381
61 | -0.56202 | -0.27156 | 0.56205 | 0.27038 | 2.3154e-05 | -0.00118 | 0.01835 | 0.018335 | 0.01835 | 0.98195 | -0.60087 | 0.98199 | -0.60123 | 8.3409
62 | 0.229 | 0.11026 | -0.22899 | -0.11035 | 7.706e-06 | -8.4332e-05 | 0.0074719 | 0.007473 | 0.007473 | 0.98195 | -0.60087 | 0.98192 | -0.6011 | 3.5586
63 | -0.56205 | -0.27038 | 0.5621 | 0.26769 | 5.2477e-05 | -0.0026819 | 0.018335 | 0.018301 | 0.018335 | 0.98199 | -0.60123 | 0.98208 | -0.60202 | 8.334
64 | 0.22899 | 0.11035 | -0.22899 | -0.1109 | 1.803e-06 | -0.00055565 | 0.007473 | 0.0074802 | 0.0074802 | 0.98192 | -0.6011 | 0.98191 | -0.60103 | 3.4001
65 | -0.85561 | -0.40979 | 0.85635 | 0.39342 | 0.00074171 | -0.01637 | 0.027886 | 0.027679 | 0.027886 | 0.98208 | -0.60202 | 0.98287 | -0.60904 | 12.6754
66 | 0.29351 | 0.14209 | -0.2935 | -0.14215 | 8.8722e-06 | -5.6837e-05 | 0.0095855 | 0.0095863 | 0.0095863 | 0.98208 | -0.60202 | 0.98204 | -0.60222 | 4.5649
67 | 1.1832 | 0.53711 | -1.1826 | -0.54432 | 0.00062566 | -0.0072144 | 0.038165 | 0.038256 | 0.038256 | 0.98287 | -0.60904 | 0.98238 | -0.60502 | 17.389
68 | 0.40587 | 0.19516 | -0.40586 | -0.19657 | 1.4292e-05 | -0.0014051 | 0.013227 | 0.013245 | 0.013245 | 0.98287 | -0.60904 | 0.98284 | -0.60873 | 6.0206
69 | 1.1826 | 0.54432 | -1.1825 | -0.54519 | 7.5387e-05 | -0.00086642 | 0.038256 | 0.038267 | 0.038267 | 0.98238 | -0.60502 | 0.98232 | -0.60452 | 17.394
70 | 0.81711 | 0.3682 | -0.81704 | -0.37 | 7.2977e-05 | -0.0017923 | 0.026338 | 0.02636 | 0.02636 | 0.98232 | -0.60452 | 0.98224 | -0.60386 | 11.9817
71 | 0.81704 | 0.37 | -0.81674 | -0.37738 | 0.00030225 | -0.0073878 | 0.02636 | 0.026451 | 0.026451 | 0.98224 | -0.60386 | 0.9819 | -0.60104 | 12.0233
72 | 0.23107 | 0.11105 | -0.23106 | -0.11191 | 2.8291e-06 | -0.00085663 | 0.0075371 | 0.0075481 | 0.0075481 | 0.9819 | -0.60104 | 0.98189 | -0.60094 | 3.4309
73 | 0.58567 | 0.26633 | -0.58547 | -0.27578 | 0.00019849 | -0.0094453 | 0.018915 | 0.019033 | 0.019033 | 0.9819 | -0.60104 | 0.98159 | -0.59838 | 8.6512
74 | 0.22475 | 0.10182 | -0.22473 | -0.10878 | 2.1542e-05 | -0.0069604 | 0.0072564 | 0.0073433 | 0.0073433 | 0.98159 | -0.59838 | 0.9815 | -0.59761 | 3.3379
75 | 0.36072 | 0.17395 | -0.36072 | -0.1745 | 4.4357e-06 | -0.00054939 | 0.011778 | 0.011785 | 0.011785 | 0.98159 | -0.59838 | 0.98158 | -0.59828 | 5.3566
76 | 8.8252 | 4.0996 | -8.8237 | -4.1025 | 0.0014974 | -0.0029142 | 0.28276 | 0.2828 | 0.2828 | 0.99346 | -0.325 | 0.99329 | -0.32579 | 44.3263
77 | 8.5399 | 3.965 | -8.5391 | -3.9665 | 0.00072476 | -0.0015334 | 0.27364 | 0.27366 | 0.27366 | 0.99329 | -0.32579 | 0.9932 | -0.32618 | 42.8935
78 | 0.22473 | 0.10878 | -0.22472 | -0.10884 | 4.8305e-06 | -5.4788e-05 | 0.0073433 | 0.0073441 | 0.0073441 | 0.9815 | -0.59761 | 0.98148 | -0.59775 | 3.4972
79 | 0.18314 | 0.088496 | -0.18313 | -0.088692 | 1.1261e-05 | -0.00019602 | 0.0059818 | 0.0059844 | 0.0059844 | 0.98158 | -0.59828 | 0.98151 | -0.59868 | 2.8497
80 | 1.2629 | 0.59845 | -1.2625 | -0.60222 | 0.00037718 | -0.0037789 | 0.040971 | 0.04102 | 0.04102 | 0.98468 | -0.62189 | 0.98441 | -0.6194 | 18.6454
81 | -1.2629 | -0.59845 | 1.2631 | 0.59616 | 0.00022774 | -0.0022872 | 0.040971 | 0.040941 | 0.040971 | 0.98468 | -0.62189 | 0.98485 | -0.62338 | 18.6231
82 | 0.61925 | 0.29353 | -0.61917 | -0.29725 | 8.7455e-05 | -0.0037178 | 0.020096 | 0.020144 | 0.020144 | 0.98441 | -0.6194 | 0.98428 | -0.61821 | 9.1561
83 | 0.64328 | 0.3087 | -0.64321 | -0.31152 | 7.2018e-05 | -0.0028244 | 0.020924 | 0.02096 | 0.02096 | 0.98441 | -0.6194 | 0.98431 | -0.61843 | 9.5273
84 | -1.2631 | -0.59616 | 1.2634 | 0.59383 | 0.00023159 | -0.0023302 | 0.040941 | 0.040911 | 0.040941 | 0.98485 | -0.62338 | 0.98502 | -0.62488 | 18.6097
85 | 0.61917 | 0.29725 | -0.61913 | -0.29866 | 3.3439e-05 | -0.0014166 | 0.020144 | 0.020162 | 0.020162 | 0.98428 | -0.61821 | 0.98423 | -0.61774 | 9.1644
86 | -1.3706 | -0.64574 | 1.3706 | 0.64567 | 8.8302e-06 | -7.5104e-05 | 0.044402 | 0.044401 | 0.044402 | 0.98502 | -0.62488 | 0.98502 | -0.62493 | 20.1825
87 | -0.24295 | -0.11767 | 0.24295 | 0.11719 | 1.701e-06 | -0.00047906 | 0.0078797 | 0.0078736 | 0.0078797 | 0.98894 | -0.60208 | 0.98895 | -0.60215 | 3.5817
88 | -0.24295 | -0.11719 | 0.24297 | 0.11253 | 1.6386e-05 | -0.0046535 | 0.0078736 | 0.0078155 | 0.0078736 | 0.98895 | -0.60215 | 0.98901 | -0.6027 | 3.5789
89 | -0.24297 | -0.11253 | 0.24297 | 0.11123 | 4.561e-06 | -0.0013076 | 0.0078155 | 0.0077995 | 0.0078155 | 0.98901 | -0.6027 | 0.98903 | -0.60285 | 3.5525
90 | -0.47935 | -0.22571 | 0.47936 | 0.22461 | 1.5013e-05 | -0.0010948 | 0.015464 | 0.015451 | 0.015464 | 0.98903 | -0.60285 | 0.98906 | -0.6031 | 7.0293
91 | 0.19458 | 0.091369 | -0.19458 | -0.092663 | 2.9197e-06 | -0.0012935 | 0.0062741 | 0.0062903 | 0.0062903 | 0.98906 | -0.6031 | 0.98904 | -0.60298 | 2.8592
92 | 0.10108 | 0.047435 | -0.10108 | -0.048409 | 5.9384e-07 | -0.00097431 | 0.0032591 | 0.0032712 | 0.0032712 | 0.98904 | -0.60298 | 0.98904 | -0.60293 | 1.4869
93 | 0.093492 | 0.045228 | -0.093492 | -0.04528 | 2.7546e-08 | -5.2455e-05 | 0.0030313 | 0.003032 | 0.003032 | 0.98904 | -0.60298 | 0.98904 | -0.60298 | 1.3782
94 | 0.10108 | 0.048409 | -0.10108 | -0.048957 | 3.354e-07 | -0.00054707 | 0.0032712 | 0.0032782 | 0.0032782 | 0.98904 | -0.60293 | 0.98903 | -0.6029 | 1.4901
95 | 4.3519 | 2.0565 | -4.3519 | -2.0569 | 3.8769e-05 | -0.00036657 | 0.1407 | 0.1407 | 0.1407 | 0.98759 | -0.61357 | 0.98758 | -0.61361 | 22.0533
96 | 4.1548 | 1.9614 | -4.1542 | -1.9607 | 0.00064383 | 0.00068876 | 0.1343 | 0.1343 | 0.1343 | 0.98758 | -0.61361 | 0.98739 | -0.61848 | 38.3717
97 | 4.1542 | 1.9607 | -4.1502 | -1.9731 | 0.0039767 | -0.01234 | 0.1343 | 0.13449 | 0.13449 | 0.98739 | -0.61848 | 0.98635 | -0.62982 | 37.1524
98 | 3.4984 | 1.6703 | -3.4979 | -1.6708 | 0.00050038 | -0.00052779 | 0.11346 | 0.11347 | 0.11347 | 0.98635 | -0.62982 | 0.98622 | -0.62862 | 51.5758
99 | 0.6518 | 0.30281 | -0.65157 | -0.31178 | 0.00023126 | -0.0089747 | 0.021034 | 0.021147 | 0.021147 | 0.98635 | -0.62982 | 0.98603 | -0.62691 | 9.6124
100 | 0.2835 | 0.1361 | -0.28349 | -0.1373 | 5.8793e-06 | -0.0012023 | 0.0092066 | 0.009222 | 0.009222 | 0.98603 | -0.62691 | 0.98601 | -0.62673 | 4.1918
101 | 0.36808 | 0.17569 | -0.36805 | -0.1758 | 2.7816e-05 | -0.00010964 | 0.011941 | 0.011942 | 0.011942 | 0.98603 | -0.62691 | 0.98595 | -0.62744 | 5.6868
102 | 0.06899 | 0.030954 | -0.06899 | -0.031173 | 6.2034e-08 | -0.00021976 | 0.002214 | 0.0022166 | 0.0022166 | 0.98595 | -0.62744 | 0.98595 | -0.62743 | 1.0075
103 | 3.1067 | 1.4813 | -3.1054 | -1.4806 | 0.0013782 | 0.00077483 | 0.10074 | 0.10075 | 0.10075 | 0.98622 | -0.62862 | 0.98576 | -0.63171 | 47.9742
104 | 0.06899 | 0.031173 | -0.06899 | -0.031966 | 2.2505e-07 | -0.00079282 | 0.0022166 | 0.0022263 | 0.0022263 | 0.98595 | -0.62743 | 0.98595 | -0.62741 | 1.0119
105 | 0.06899 | 0.031966 | -0.06899 | -0.033413 | 4.1584e-07 | -0.0014469 | 0.0022263 | 0.0022444 | 0.0022444 | 0.98595 | -0.62741 | 0.98594 | -0.62736 | 1.0202
106 | 0.38009 | 0.18289 | -0.38005 | -0.18302 | 3.5849e-05 | -0.00012953 | 0.012371 | 0.012373 | 0.012373 | 0.98423 | -0.61774 | 0.98413 | -0.61838 | 5.8921
107 | 0.38005 | 0.18302 | -0.38005 | -0.18336 | 3.0416e-06 | -0.00034309 | 0.012373 | 0.012378 | 0.012378 | 0.98413 | -0.61838 | 0.98412 | -0.61831 | 5.6262
108 | 0.38005 | 0.18336 | -0.38004 | -0.1839 | 4.8375e-06 | -0.00054517 | 0.012378 | 0.012385 | 0.012385 | 0.98412 | -0.61831 | 0.98411 | -0.6182 | 5.6294
109 | 0.2873 | 0.13899 | -0.28728 | -0.13913 | 2.1983e-05 | -0.00014894 | 0.0093618 | 0.0093639 | 0.0093639 | 0.98411 | -0.6182 | 0.98403 | -0.61871 | 4.459
110 | -2.1419 | -1.0192 | 2.1424 | 1.0175 | 0.00052139 | -0.0017187 | 0.069516 | 0.069493 | 0.069516 | 0.98502 | -0.62493 | 0.98524 | -0.62697 | 31.5983
111 | -3.1036 | -1.483 | 3.104 | 1.4825 | 0.00036663 | -0.000518 | 0.10078 | 0.10078 | 0.10078 | 0.98524 | -0.62697 | 0.98535 | -0.62796 | 45.8108
112 | -3.104 | -1.4825 | 3.1054 | 1.4806 | 0.0013817 | -0.0019543 | 0.10078 | 0.10075 | 0.10078 | 0.98535 | -0.62796 | 0.98576 | -0.63171 | 45.8072
113 | 8.5391 | 3.9665 | -8.5303 | -3.9853 | 0.008886 | -0.018745 | 0.27366 | 0.27395 | 0.27395 | 0.9932 | -0.32618 | 0.99213 | -0.33095 | 42.9392
114 | 0.31526 | 0.14893 | -0.31524 | -0.14904 | 1.9604e-05 | -0.00011505 | 0.01011 | 0.010112 | 0.010112 | 0.99552 | -0.19693 | 0.99546 | -0.19738 | 4.8152
115 | 1.2334 | 0.55757 | -1.2333 | -0.55926 | 0.00015104 | -0.0016918 | 0.039251 | 0.039272 | 0.039272 | 0.99552 | -0.19693 | 0.99541 | -0.19602 | 17.8508
116 | -0.33744 | -0.16343 | 0.33755 | 0.16289 | 0.00011094 | -0.00054029 | 0.010934 | 0.010927 | 0.010934 | 0.98983 | -0.43906 | 0.99018 | -0.43688 | 5.2069
117 | 7.9201 | 3.6747 | -7.9189 | -3.6776 | 0.0011632 | -0.0029229 | 0.25454 | 0.25459 | 0.25459 | 0.99018 | -0.43688 | 0.99003 | -0.43756 | 39.904
118 | -8.2577 | -3.8375 | 8.266 | 3.8595 | 0.0083258 | 0.021939 | 0.26547 | 0.26546 | 0.26547 | 0.99018 | -0.43688 | 0.99203 | -0.3314 | 41.158
119 | 7.8026 | 3.6212 | -7.8021 | -3.6225 | 0.00048692 | -0.0012682 | 0.25082 | 0.25084 | 0.25084 | 0.99003 | -0.43756 | 0.98996 | -0.43785 | 39.3164
120 | -8.5294 | -3.9871 | 8.5303 | 3.9853 | 0.00084957 | -0.0017869 | 0.27398 | 0.27395 | 0.27398 | 0.99203 | -0.3314 | 0.99213 | -0.33095 | 42.9436
121 | -0.31522 | -0.15189 | 0.31524 | 0.14904 | 1.6523e-05 | -0.0028487 | 0.010148 | 0.010112 | 0.010148 | 0.99541 | -0.19694 | 0.99546 | -0.19738 | 4.6126
122 | 0.31522 | 0.15189 | -0.31521 | -0.15195 | 1.0199e-05 | -5.9361e-05 | 0.010148 | 0.010148 | 0.010148 | 0.99541 | -0.19694 | 0.99538 | -0.19716 | 4.8326
123 | 0.1739 | 0.083508 | -0.1739 | -0.083573 | 3.1117e-06 | -6.4035e-05 | 0.0055948 | 0.0055956 | 0.0055956 | 0.99538 | -0.19716 | 0.99536 | -0.19728 | 2.6646
124 | 1.5303 | 0.71348 | -1.5302 | -0.7141 | 9.1211e-05 | -0.0006212 | 0.049445 | 0.049453 | 0.049453 | 0.98577 | -0.44103 | 0.98572 | -0.44056 | 22.4787
125 | -1.8496 | -0.86811 | 1.8502 | 0.86839 | 0.00063581 | 0.00028257 | 0.059833 | 0.059832 | 0.059833 | 0.98577 | -0.44103 | 0.98613 | -0.4385 | 28.4919
126 | -2.3326 | -1.102 | 2.3331 | 1.1004 | 0.00058188 | -0.0016028 | 0.075519 | 0.075497 | 0.075519 | 0.98613 | -0.4385 | 0.98636 | -0.44055 | 34.3268
127 | 0.16671 | 0.07378 | -0.1667 | -0.074607 | 1.3552e-06 | -0.00082646 | 0.0053354 | 0.0053452 | 0.0053452 | 0.98636 | -0.44055 | 0.98636 | -0.44049 | 2.4296
128 | -2.4998 | -1.1742 | 2.5002 | 1.1732 | 0.00039834 | -0.00094303 | 0.080831 | 0.080817 | 0.080831 | 0.98636 | -0.44055 | 0.98651 | -0.44184 | 36.7412
129 | 0.14451 | 0.069068 | -0.14451 | -0.069991 | 1.168e-06 | -0.00092262 | 0.0046871 | 0.0046989 | 0.0046989 | 0.98648 | -0.44153 | 0.98647 | -0.44146 | 2.1358
130 | -0.14451 | -0.069068 | 0.14452 | 0.067864 | 1.5162e-06 | -0.0012046 | 0.0046871 | 0.004672 | 0.0046871 | 0.98648 | -0.44153 | 0.98648 | -0.44162 | 2.1305
131 | -0.38842 | -0.18468 | 0.38843 | 0.18417 | 4.6888e-06 | -0.00051406 | 0.012586 | 0.012579 | 0.012586 | 0.98648 | -0.44162 | 0.9865 | -0.44172 | 5.7208
132 | 0.24391 | 0.11682 | -0.24391 | -0.11741 | 2.1269e-06 | -0.00058986 | 0.0079139 | 0.0079214 | 0.0079214 | 0.98648 | -0.44162 | 0.98648 | -0.44154 | 3.6006
133 | -0.47257 | -0.22492 | 0.47258 | 0.2244 | 7.0253e-06 | -0.00051946 | 0.015315 | 0.015309 | 0.015315 | 0.9865 | -0.44172 | 0.98651 | -0.44184 | 6.9614
134 | 0.24391 | 0.11741 | -0.2439 | -0.11813 | 2.595e-06 | -0.00071817 | 0.0079214 | 0.0079305 | 0.0079305 | 0.98648 | -0.44154 | 0.98647 | -0.44145 | 3.6048
135 | -2.9728 | -1.3976 | 2.975 | 1.3942 | 0.0021587 | -0.0034309 | 0.096126 | 0.096075 | 0.096126 | 0.98651 | -0.44184 | 0.98718 | -0.44773 | 43.6936
136 | 1.7323 | 0.80545 | -1.7321 | -0.80664 | 0.00022461 | -0.0011921 | 0.055811 | 0.055826 | 0.055826 | 0.98812 | -0.44497 | 0.988 | -0.44394 | 25.3756
137 | -2.0545 | -0.96153 | 2.0554 | 0.96193 | 0.00083247 | 0.00039737 | 0.066271 | 0.066269 | 0.066271 | 0.98812 | -0.44497 | 0.98855 | -0.44195 | 31.5574
138 | -2.0554 | -0.96193 | 2.0567 | 0.95719 | 0.0012851 | -0.0047411 | 0.066269 | 0.066206 | 0.066269 | 0.98855 | -0.44195 | 0.98913 | -0.44695 | 30.1223
139 | -2.0567 | -0.95719 | 2.0568 | 0.95675 | 0.00011876 | -0.00043893 | 0.066206 | 0.0662 | 0.066206 | 0.98913 | -0.44695 | 0.98918 | -0.44741 | 30.0935
140 | -2.2378 | -1.0444 | 2.2381 | 1.0435 | 0.00029256 | -0.00089925 | 0.072068 | 0.072055 | 0.072068 | 0.98918 | -0.44741 | 0.9893 | -0.44846 | 32.758
141 | -7.4699 | -3.4691 | 7.4734 | 3.4661 | 0.0035175 | -0.0029975 | 0.24033 | 0.24025 | 0.24033 | 0.9893 | -0.44846 | 0.98985 | -0.43838 | 57.0851
142 | 0.37889 | 0.17818 | -0.37885 | -0.18233 | 3.5612e-05 | -0.0041476 | 0.012217 | 0.012269 | 0.012269 | 0.9893 | -0.44846 | 0.98921 | -0.44767 | 5.577
143 | 4.853 | 2.2474 | -4.849 | -2.2558 | 0.0039579 | -0.0084011 | 0.15606 | 0.15619 | 0.15619 | 0.9893 | -0.44846 | 0.98841 | -0.45855 | 43.1476
144 | -0.24488 | -0.1186 | 0.24489 | 0.11851 | 9.2056e-06 | -9.2348e-05 | 0.007892 | 0.0078907 | 0.007892 | 0.99525 | -0.19526 | 0.99529 | -0.19501 | 3.7581
145 | -0.24489 | -0.11851 | 0.24492 | 0.10953 | 3.112e-05 | -0.0089736 | 0.0078907 | 0.0077808 | 0.0078907 | 0.99529 | -0.19501 | 0.99541 | -0.19602 | 3.5867
146 | 0.98837 | 0.44973 | -0.9879 | -0.45792 | 0.00046764 | -0.0081874 | 0.031491 | 0.031592 | 0.031592 | 0.99541 | -0.19602 | 0.99497 | -0.19238 | 14.3599
147 | 0.11309 | 0.053719 | -0.11309 | -0.054771 | 7.8747e-07 | -0.0010526 | 0.0036325 | 0.0036457 | 0.0036457 | 0.99497 | -0.19238 | 0.99496 | -0.19232 | 1.6571
148 | 0.87481 | 0.4042 | -0.87454 | -0.4102 | 0.00026922 | -0.0059996 | 0.02796 | 0.028034 | 0.028034 | 0.99497 | -0.19238 | 0.99468 | -0.18993 | 12.7427
149 | 0.34236 | 0.16468 | -0.34235 | -0.16581 | 7.7719e-06 | -0.0011275 | 0.011026 | 0.01104 | 0.01104 | 0.99468 | -0.18993 | 0.99466 | -0.18974 | 5.0181
150 | 0.53218 | 0.24552 | -0.53201 | -0.25572 | 0.00016888 | -0.0102 | 0.017009 | 0.017136 | 0.017136 | 0.99468 | -0.18993 | 0.99439 | -0.18734 | 7.7891
151 | 0.53201 | 0.25572 | -0.53199 | -0.25727 | 2.6002e-05 | -0.0015564 | 0.017136 | 0.017156 | 0.017156 | 0.99439 | -0.18734 | 0.99434 | -0.18692 | 7.7981
152 | 0.25176 | 0.12155 | -0.25172 | -0.12191 | 3.826e-05 | -0.0003605 | 0.0081164 | 0.0081213 | 0.0081213 | 0.99434 | -0.18692 | 0.99418 | -0.18793 | 3.8673
153 | 0.1739 | 0.083573 | -0.1739 | -0.084222 | 1.1495e-06 | -0.00064922 | 0.0055956 | 0.0056038 | 0.0056038 | 0.99536 | -0.19728 | 0.99535 | -0.19722 | 2.5472
154 | 7.8021 | 3.6225 | -7.802 | -3.6228 | 0.00011053 | -0.00028782 | 0.25084 | 0.25084 | 0.25084 | 0.98996 | -0.43785 | 0.98995 | -0.43792 | 39.3171
155 | -0.33486 | -0.16218 | 0.33486 | 0.16155 | 4.2357e-06 | -0.00062595 | 0.010867 | 0.010859 | 0.010867 | 0.9884 | -0.45844 | 0.98841 | -0.45855 | 4.9394
156 | 0.85235 | 0.381 | -0.85211 | -0.38657 | 0.00024056 | -0.0055663 | 0.027268 | 0.027335 | 0.027335 | 0.98841 | -0.45855 | 0.98815 | -0.45649 | 12.4251
157 | 3.6618 | 1.7132 | -3.6569 | -1.7179 | 0.0048966 | -0.0046729 | 0.11807 | 0.11815 | 0.11815 | 0.98841 | -0.45855 | 0.98718 | -0.44773 | 53.7039
158 | 0.26861 | 0.12982 | -0.26861 | -0.13009 | 1.2041e-06 | -0.00027635 | 0.0087155 | 0.008719 | 0.008719 | 0.98815 | -0.45649 | 0.98815 | -0.45645 | 3.9632
159 | 0.5835 | 0.25675 | -0.58338 | -0.26273 | 0.00011986 | -0.0059755 | 0.018623 | 0.018695 | 0.018695 | 0.98815 | -0.45649 | 0.98796 | -0.45503 | 8.4977
160 | 0.31357 | 0.14551 | -0.31354 | -0.15038 | 2.8752e-05 | -0.0048659 | 0.010109 | 0.01017 | 0.01017 | 0.98718 | -0.44773 | 0.98709 | -0.44698 | 4.6225
161 | 0.36834 | 0.1782 | -0.36834 | -0.1784 | 1.625e-06 | -0.00019729 | 0.011966 | 0.011968 | 0.011968 | 0.98718 | -0.44773 | 0.98717 | -0.44769 | 5.44
162 | 0.58338 | 0.26273 | -0.58335 | -0.26429 | 3.161e-05 | -0.0015678 | 0.018695 | 0.018714 | 0.018714 | 0.98796 | -0.45503 | 0.98791 | -0.45463 | 8.5063
163 | 0.39594 | 0.17353 | -0.39593 | -0.17422 | 6.3728e-06 | -0.00069476 | 0.012632 | 0.01264 | 0.01264 | 0.98791 | -0.45463 | 0.98789 | -0.45452 | 5.7455
164 | 0.31354 | 0.15038 | -0.31353 | -0.15185 | 8.7917e-06 | -0.001476 | 0.01017 | 0.010188 | 0.010188 | 0.98709 | -0.44698 | 0.98707 | -0.44674 | 4.6311
165 | -7.4734 | -3.4661 | 7.4737 | 3.4651 | 0.00032827 | -0.00094832 | 0.24025 | 0.24024 | 0.24025 | 0.98985 | -0.43838 | 0.98989 | -0.43818 | 37.657
166 | 0.37885 | 0.18233 | -0.37884 | -0.18348 | 9.9356e-06 | -0.0011507 | 0.012269 | 0.012284 | 0.012284 | 0.98921 | -0.44767 | 0.98919 | -0.44744 | 5.5837
167 | 0.39593 | 0.17422 | -0.39578 | -0.19042 | 0.00015103 | -0.016197 | 0.01264 | 0.012839 | 0.012839 | 0.98789 | -0.45452 | 0.98754 | -0.45156 | 5.8358
168 | 0.1667 | 0.074607 | -0.1667 | -0.075136 | 8.7115e-07 | -0.00052965 | 0.0053452 | 0.0053516 | 0.0053516 | 0.98636 | -0.44049 | 0.98635 | -0.44045 | 2.4325
169 | -7.8016 | -3.6239 | 7.802 | 3.6228 | 0.00042808 | -0.0011145 | 0.25086 | 0.25084 | 0.25086 | 0.98989 | -0.43818 | 0.98995 | -0.43792 | 39.3197
170 | -0.085422 | -0.041372 | 0.085422 | 0.041066 | 1.3541e-07 | -0.0003057 | 0.0027779 | 0.002774 | 0.0027779 | 0.98632 | -0.44025 | 0.98633 | -0.44026 | 1.2627
171 | -0.085422 | -0.041066 | 0.085424 | 0.036476 | 1.9888e-06 | -0.0045899 | 0.002774 | 0.0027185 | 0.002774 | 0.98633 | -0.44026 | 0.98635 | -0.44043 | 1.2609
172 | -0.085424 | -0.036476 | 0.085424 | 0.035771 | 2.9861e-07 | -0.00070505 | 0.0027185 | 0.0027105 | 0.0027185 | 0.98635 | -0.44043 | 0.98635 | -0.44045 | 1.2357
173 | 0.39578 | 0.19042 | -0.39577 | -0.19168 | 1.1967e-05 | -0.0012612 | 0.012839 | 0.012855 | 0.012855 | 0.98754 | -0.45156 | 0.98751 | -0.4513 | 5.8431

## res_trafo
| p_hv_mw | q_hv_mvar | p_lv_mw | q_lv_mvar | pl_mw | ql_mvar | i_hv_ka | i_lv_ka | vm_hv_pu | va_hv_degree | vm_lv_pu | va_lv_degree | loading_percent
0 | 2.6518e-14 | 1.7507e-14 | 0.013999 | 0.0105 | 0.013999 | 0.0105 | 1.6678e-16 | 0.00050517 | 0.99997 | 149.9981 | 1 | 0 | 0.069998

## res_ext_grid
| p_mw | q_mvar
0 | 22.2874 | 10.4834

## res_load
| p_mw | q_mvar
0 | 0.24862 | 0.12041
1 | 0.19966 | 0.096697
2 | 0.07818 | 0.037864
3 | 0.31134 | 0.15079
4 | 0.18044 | 0.087391
5 | 0.35613 | 0.17248
6 | 0.24497 | 0.11864
7 | 0.15453 | 0.074844
8 | 0.14158 | 0.068569
9 | 0.34676 | 0.16794
10 | 0.33042 | 0.16003
11 | 0.12603 | 0.061039
12 | 0.21483 | 0.10405
13 | 0.082401 | 0.039909
14 | 0.21463 | 0.10395
15 | 0.18523 | 0.089709
16 | 0.24126 | 0.11685
17 | 0.26355 | 0.12765
18 | 0.14346 | 0.069482
19 | 0.24358 | 0.11797
20 | 0.30819 | 0.14926
21 | 0.39873 | 0.19311
22 | 0.41358 | 0.20031
23 | 0.21187 | 0.10261
24 | 0.25124 | 0.12168
25 | 0.15716 | 0.076116
26 | 0.3611 | 0.17489
27 | 0.11113 | 0.053821
28 | 0.20747 | 0.10048
29 | 0.33302 | 0.16129
30 | 0.22899 | 0.1109
31 | 0.2935 | 0.14215
32 | 0.40586 | 0.19657
33 | 0.32822 | 0.15896
34 | 0.36543 | 0.17699
35 | 0.23106 | 0.11191
36 | 0.28386 | 0.13748
37 | 0.17758 | 0.086006
38 | 0.22472 | 0.10884
39 | 0.18313 | 0.088692
40 | 0.64321 | 0.31152
41 | 0.10719 | 0.051915
42 | 0.24295 | 0.11767
43 | 0.23637 | 0.11448
44 | 0.093492 | 0.04528
45 | 0.10108 | 0.048957
46 | 0.19706 | 0.09544
47 | 0.28349 | 0.1373
48 | 0.29906 | 0.14484
49 | 0.39117 | 0.18945
50 | 0.06899 | 0.033413
51 | 0.23905 | 0.11577
52 | 0.092747 | 0.044919
53 | 0.28728 | 0.13913
54 | 0.77133 | 0.37357
55 | 0.96118 | 0.46552
56 | 0.25549 | 0.12374
57 | 0.33744 | 0.16343
58 | 0.11632 | 0.056338
59 | 0.26342 | 0.12758
60 | 0.14131 | 0.068442
61 | 0.31928 | 0.15464
62 | 0.083945 | 0.040657
63 | 0.48233 | 0.2336
64 | 0.14451 | 0.069991
65 | 0.084142 | 0.040752
66 | 0.2439 | 0.11813
67 | 0.32227 | 0.15608
68 | 0.15415 | 0.074656
69 | 0.18098 | 0.087651
70 | 0.24488 | 0.1186
71 | 0.11309 | 0.054771
72 | 0.28023 | 0.13572
73 | 0.34235 | 0.16581
74 | 0.25172 | 0.12191
75 | 0.1739 | 0.084222
76 | 0.33486 | 0.16218
77 | 0.18741 | 0.090769
78 | 0.26861 | 0.13009
79 | 0.36834 | 0.1784
80 | 0.31353 | 0.15185
81 | 0.37884 | 0.18348
82 | 0.32785 | 0.15878
83 | 0.085422 | 0.041372
84 | 0.081279 | 0.039365
85 | 0.39577 | 0.19168

## dtypes
| element | column | dtype
0 | bus | name | object
1 | bus | vn_kv | float64
2 | bus | type | object
3 | bus | zone | object
4 | bus | in_service | bool
5 | load | name | object
6 | load | bus | uint32
7 | load | p_mw | float64
8 | load | q_mvar | float64
9 | load | const_z_percent | float64
10 | load | const_i_percent | float64
11 | load | sn_mva | float64
12 | load | scaling | float64
13 | load | in_service | bool
14 | load | type | object
15 | ext_grid | name | object
16 | ext_grid | bus | uint32
17 | ext_grid | vm_pu | float64
18 | ext_grid | va_degree | float64
19 | ext_grid | slack_weight | float64
20 | ext_grid | in_service | bool
21 | line | name | object
22 | line | std_type | object
23 | line | from_bus | uint32
24 | line | to_bus | uint32
25 | line | length_km | float64
26 | line | r_ohm_per_km | float64
27 | line | x_ohm_per_km | float64
28 | line | c_nf_per_km | float64
29 | line | g_us_per_km | float64
30 | line | max_i_ka | float64
31 | line | df | float64
32 | line | parallel | uint32
33 | line | type | object
34 | line | in_service | bool
35 | trafo | name | object
36 | trafo | std_type | object
37 | trafo | hv_bus | uint32
38 | trafo | lv_bus | uint32
39 | trafo | sn_mva | float64
40 | trafo | vn_hv_kv | float64
41 | trafo | vn_lv_kv | float64
42 | trafo | vk_percent | float64
43 | trafo | vkr_percent | float64
44 | trafo | pfe_kw | float64
45 | trafo | i0_percent | float64
46 | trafo | shift_degree | float64
47 | trafo | tap_side | object
48 | trafo | tap_neutral | int32
49 | trafo | tap_min | int32
50 | trafo | tap_max | int32
51 | trafo | tap_step_percent | float64
52 | trafo | tap_step_degree | float64
53 | trafo | tap_pos | int32
54 | trafo | tap_phase_shifter | bool
55 | trafo | parallel | uint32
56 | trafo | df | float64
57 | trafo | in_service | bool
58 | bus_geodata | x | float64
59 | bus_geodata | y | float64
60 | bus_geodata | coords | object
61 | res_bus | vm_pu | float64
62 | res_bus | va_degree | float64
63 | res_bus | p_mw | float64
64 | res_bus | q_mvar | float64
65 | res_line | p_from_mw | float64
66 | res_line | q_from_mvar | float64
67 | res_line | p_to_mw | float64
68 | res_line | q_to_mvar | float64
69 | res_line | pl_mw | float64
70 | res_line | ql_mvar | float64
71 | res_line | i_from_ka | float64
72 | res_line | i_to_ka | float64
73 | res_line | i_ka | float64
74 | res_line | vm_from_pu | float64
75 | res_line | va_from_degree | float64
76 | res_line | vm_to_pu | float64
77 | res_line | va_to_degree | float64
78 | res_line | loading_percent | float64
79 | res_trafo | p_hv_mw | float64
80 | res_trafo | q_hv_mvar | float64
81 | res_trafo | p_lv_mw | float64
82 | res_trafo | q_lv_mvar | float64
83 | res_trafo | pl_mw | float64
84 | res_trafo | ql_mvar | float64
85 | res_trafo | i_hv_ka | float64
86 | res_trafo | i_lv_ka | float64
87 | res_trafo | vm_hv_pu | float64
88 | res_trafo | va_hv_degree | float64
89 | res_trafo | vm_lv_pu | float64
90 | res_trafo | va_lv_degree | float64
91 | res_trafo | loading_percent | float64
92 | res_ext_grid | p_mw | float64
93 | res_ext_grid | q_mvar | float64
94 | res_load | p_mw | float64
95 | res_load | q_mvar | float64

## parameters
| version | format_version | converged | OPF_converged | name | f_hz | sn_mva
0 | 2.14.6 | 2.14.0 | TRUE | FALSE |  | 50 | 1