## bus
| name | vn_kv | type | zone | in_service
0 | bus_MV_399_0_node_0 | 20 | n |  | TRUE
1 | bus_MV_399_0_node_1 | 20 | n |  | TRUE
2 | bus_MV_399_0_node_2 | 20 | n |  | TRUE
3 | bus_MV_399_0_node_4 | 20 | n |  | TRUE
4 | bus_MV_399_0_node_5 | 20 | n |  | TRUE
5 | bus_MV_399_0_node_3 | 20 | n |  | TRUE
6 | bus_MV_399_0_node_165 | 20 | n |  | TRUE
7 | bus_MV_399_0_node_163 | 20 | n |  | TRUE
8 | bus_MV_399_0_node_166 | 20 | n |  | TRUE
9 | bus_MV_399_0_node_107 | 20 | n |  | TRUE
10 | bus_MV_399_0_node_164 | 20 | n |  | TRUE
11 | bus_MV_399_0_node_103 | 20 | n |  | TRUE
12 | bus_MV_399_0_node_6 | 20 | n |  | TRUE
13 | bus_MV_399_0_node_7 | 20 | n |  | TRUE
14 | bus_MV_399_0_node_8 | 20 | n |  | TRUE
15 | bus_MV_399_0_node_9 | 20 | n |  | TRUE
16 | bus_MV_399_0_node_11 | 20 | n |  | TRUE
17 | bus_MV_399_0_node_13 | 20 | n |  | TRUE
18 | bus_MV_399_0_node_167 | 20 | n |  | TRUE
19 | bus_MV_399_0_node_152 | 20 | n |  | TRUE
20 | bus_MV_399_0_node_10 | 20 | n |  | TRUE
21 | bus_MV_399_0_node_12 | 20 | n |  | TRUE
22 | bus_MV_399_0_node_151 | 20 | n |  | TRUE
23 | bus_MV_399_0_node_153 | 20 | n |  | TRUE
24 | bus_MV_399_0_node_48 | 20 | n |  | TRUE
25 | bus_MV_399_0_node_47 | 20 | n |  | TRUE
26 | bus_MV_399_0_node_159 | 20 | n |  | TRUE
27 | bus_MV_399_0_node_89 | 20 | n |  | TRUE
28 | bus_MV_399_0_node_168 | 20 | n |  | TRUE
29 | bus_MV_399_0_node_154 | 20 | n |  | TRUE
30 | bus_MV_399_0_node_144 | 20 | n |  | TRUE
31 | bus_MV_399_0_node_160 | 20 | n |  | TRUE
32 | bus_MV_399_0_node_75 | 20 | n |  | TRUE
33 | bus_MV_399_0_node_14 | 20 | n |  | TRUE
34 | bus_MV_399_0_node_15 | 20 | n |  | TRUE
35 | bus_MV_399_0_node_16 | 20 | n |  | TRUE
36 | bus_MV_399_0_node_17 | 20 | n |  | TRUE
37 | bus_MV_399_0_node_25 | 20 | n |  | TRUE
38 | bus_MV_399_0_node_21 | 20 | n |  | TRUE
39 | bus_MV_399_0_node_34 | 20 | n |  | TRUE
40 | bus_MV_399_0_node_22 | 20 | n |  | TRUE
41 | bus_MV_399_0_node_33 | 20 | n |  | TRUE
42 | bus_MV_399_0_node_18 | 20 | n |  | TRUE
43 | bus_MV_399_0_node_19 | 20 | n |  | TRUE
44 | bus_MV_399_0_node_20 | 20 | n |  | TRUE
45 | bus_MV_399_0_node_24 | 20 | n |  | TRUE
46 | bus_MV_399_0_node_26 | 20 | n |  | TRUE
47 | bus_MV_399_0_node_23 | 20 | n |  | TRUE
48 | bus_MV_399_0_node_27 | 20 | n |  | TRUE
49 | bus_MV_399_0_node_37 | 20 | n |  | TRUE
50 | bus_MV_399_0_node_143 | 20 | n |  | TRUE
51 | bus_MV_399_0_node_38 | 20 | n |  | TRUE
52 | bus_MV_399_0_node_39 | 20 | n |  | TRUE
53 | bus_MV_399_0_node_28 | 20 | n |  | TRUE
54 | bus_MV_399_0_node_29 | 20 | n |  | TRUE
55 | bus_MV_399_0_node_32 | 20 | n |  | TRUE
56 | bus_MV_399_0_node_30 | 20 | n |  | TRUE
57 | bus_MV_399_0_node_114 | 20 | n |  | TRUE
58 | bus_MV_399_0_node_36 | 20 | n |  | TRUE
59 | bus_MV_399_0_node_35 | 20 | n |  | TRUE
60 | bus_MV_399_0_node_113 | 20 | n |  | TRUE
61 | bus_MV_399_0_node_108 | 20 | n |  | TRUE
62 | bus_MV_399_0_node_109 | 20 | n |  | TRUE
63 | bus_MV_399_0_node_146 | 20 | n |  | TRUE
64 | bus_MV_399_0_node_110 | 20 | n |  | TRUE
65 | bus_MV_399_0_node_87 | 20 | n |  | TRUE
66 | bus_MV_399_0_node_111 | 20 | n |  | TRUE
67 | bus_MV_399_0_node_40 | 20 | n |  | TRUE
68 | bus_MV_399_0_node_41 | 20 | n |  | TRUE
69 | bus_MV_399_0_node_42 | 20 | n |  | TRUE
70 | bus_MV_399_0_node_44 | 20 | n |  | TRUE
71 | bus_MV_399_0_node_46 | 20 | n |  | TRUE
72 | bus_MV_399_0_node_43 | 20 | n |  | TRUE
73 | bus_MV_399_0_node_45 | 20 | n |  | TRUE
74 | bus_MV_399_0_node_49 | 20 | n |  | TRUE
75 | bus_MV_399_0_node_51 | 20 | n |  | TRUE
76 | bus_MV_399_0_node_50 | 20 | n |  | TRUE
77 | bus_MV_399_0_node_53 | 20 | n |  | TRUE
78 | bus_MV_399_0_node_52 | 20 | n |  | TRUE
79 | bus_MV_399_0_node_121 | 20 | n |  | TRUE
80 | bus_MV_399_0_node_128 | 20 | n |  | TRUE
81 | bus_MV_399_0_node_126 | 20 | n |  | TRUE
82 | bus_MV_399_0_node_138 | 20 | n |  | TRUE
83 | bus_MV_399_0_node_120 | 20 | n |  | TRUE
84 | bus_MV_399_0_node_145 | 20 | n |  | TRUE
85 | bus_MV_399_0_node_119 | 20 | n |  | TRUE
86 | bus_MV_399_0_node_122 | 20 | n |  | TRUE
87 | bus_MV_399_0_node_169 | 20 | n |  | TRUE
88 | bus_MV_399_0_node_132 | 20 | n |  | TRUE
89 | bus_MV_399_0_node_118 | 20 | n |  | TRUE
90 | bus_MV_399_0_node_127 | 20 | n |  | TRUE
91 | bus_MV_399_0_node_129 | 20 | n |  | TRUE
92 | bus_MV_399_0_node_130 | 20 | n |  | TRUE
93 | bus_MV_399_0_node_54 | 20 | n |  | TRUE
94 | bus_MV_399_0_node_55 | 20 | n |  | TRUE
95 | bus_MV_399_0_node_56 | 20 | n |  | TRUE
96 | bus_MV_399_0_node_57 | 20 | n |  | TRUE
97 | bus_MV_399_0_node_61 | 20 | n |  | TRUE
98 | bus_MV_399_0_node_59 | 20 | n |  | TRUE
99 | bus_MV_399_0_node_91 | 20 | n |  | TRUE
100 | bus_MV_399_0_node_92 | 20 | n |  | TRUE
101 | bus_MV_399_0_node_58 | 20 | n |  | TRUE
102 | bus_MV_399_0_node_142 | 20 | n |  | TRUE
103 | bus_MV_399_0_node_93 | 20 | n |  | TRUE
104 | bus_MV_399_0_node_84 | 20 | n |  | TRUE
105 | bus_MV_399_0_node_90 | 20 | n |  | TRUE
106 | bus_MV_399_0_node_141 | 20 | n |  | TRUE
107 | bus_MV_399_0_node_140 | 20 | n |  | TRUE
108 | bus_MV_399_0_node_62 | 20 | n |  | TRUE
109 | bus_MV_399_0_node_64 | 20 | n |  | TRUE
110 | bus_MV_399_0_node_135 | 20 | n |  | TRUE
111 | bus_MV_399_0_node_67 | 20 | n |  | TRUE
112 | bus_MV_399_0_node_65 | 20 | n |  | TRUE
113 | bus_MV_399_0_node_68 | 20 | n |  | TRUE
114 | bus_MV_399_0_node_69 | 20 | n |  | TRUE
115 | bus_MV_399_0_node_136 | 20 | n |  | TRUE
116 | bus_MV_399_0_node_137 | 20 | n |  | TRUE
117 | bus_MV_399_0_node_66 | 20 | n |  | TRUE
118 | bus_MV_399_0_node_131 | 20 | n |  | TRUE
119 | bus_MV_399_0_node_172 | 20 | n |  | TRUE
120 | bus_MV_399_0_node_170 | 20 | n |  | TRUE
121 | bus_MV_399_0_node_73 | 20 | n |  | TRUE
122 | bus_MV_399_0_node_134 | 20 | n |  | TRUE
123 | bus_MV_399_0_node_171 | 20 | n |  | TRUE
124 | bus_MV_399_0_node_147 | 20 | n |  | TRUE
125 | bus_MV_399_0_node_74 | 20 | n |  | TRUE
126 | bus_MV_399_0_node_70 | 20 | n |  | TRUE
127 | bus_MV_399_0_node_71 | 20 | n |  | TRUE
128 | bus_MV_399_0_node_72 | 20 | n |  | TRUE
129 | bus_MV_399_0_node_77 | 20 | n |  | TRUE
130 | bus_MV_399_0_node_139 | 20 | n |  | TRUE
131 | bus_MV_399_0_node_162 | 20 | n |  | TRUE
132 | bus_MV_399_0_node_78 | 20 | n |  | TRUE
133 | bus_MV_399_0_node_76 | 20 | n |  | TRUE
134 | bus_MV_399_0_node_79 | 20 | n |  | TRUE
135 | bus_MV_399_0_node_80 | 20 | n |  | TRUE
136 | bus_MV_399_0_node_82 | 20 | n |  | TRUE
137 | bus_MV_399_0_node_81 | 20 | n |  | TRUE
138 | bus_MV_399_0_node_85 | 20 | n |  | TRUE
139 | bus_MV_399_0_node_83 | 20 | n |  | TRUE
140 | bus_MV_399_0_node_148 | 20 | n |  | TRUE
141 | bus_MV_399_0_node_150 | 20 | n |  | TRUE
142 | bus_MV_399_0_node_149 | 20 | n |  | TRUE
143 | bus_MV_399_0_node_86 | 20 | n |  | TRUE
144 | bus_MV_399_0_node_88 | 20 | n |  | TRUE
145 | bus_MV_399_0_node_97 | 20 | n |  | TRUE
146 | bus_MV_399_0_node_94 | 20 | n |  | TRUE
147 | bus_MV_399_0_node_96 | 20 | n |  | TRUE
148 | bus_MV_399_0_node_161 | 20 | n |  | TRUE
149 | bus_MV_399_0_node_95 | 20 | n |  | TRUE
150 | bus_MV_399_0_node_98 | 20 | n |  | TRUE
151 | bus_MV_399_0_node_99 | 20 | n |  | TRUE
152 | bus_MV_399_0_node_123 | 20 | n |  | TRUE
153 | bus_MV_399_0_node_124 | 20 | n |  | TRUE
154 | bus_MV_399_0_node_100 | 20 | n |  | TRUE
155 | bus_MV_399_0_node_101 | 20 | n |  | TRUE
156 | bus_MV_399_0_node_102 | 20 | n |  | TRUE
157 | bus_MV_399_0_node_104 | 20 | n |  | TRUE
158 | bus_MV_399_0_node_105 | 20 | n |  | TRUE
159 | bus_MV_399_0_node_106 | 20 | n |  | TRUE
160 | bus_MV_399_0_node_112 | 20 | n |  | TRUE
161 | bus_MV_399_0_node_115 | 20 | n |  | TRUE
162 | bus_MV_399_0_node_133 | 20 | n |  | TRUE
163 | bus_MV_399_0_node_125 | 20 | n |  | TRUE
164 | bus_MV_399_0_node_157 | 20 | n |  | TRUE
165 | bus_MV_399_0_node_155 | 20 | n |  | TRUE
166 | bus_MV_399_0_node_156 | 20 | n |  | TRUE
167 | bus_MV_399_0_node_158 | 20 | n |  | TRUE
168 | bus_HV_399_0_node_147 | 110 | n |  | TRUE

## load
| name | bus | p_mw | q_mvar | const_z_percent | const_i_percent | sn_mva | scaling | in_service | type
0 | MV_399_0_load_0 | 0 | 0.1333 | 0.064558 | 0 | 0 |  | 1 | TRUE | wye
1 | MV_399_0_load_165 | 6 | 0.25158 | 0.12184 | 0 | 0 |  | 1 | TRUE | wye
2 | MV_399_0_load_166 | 8 | 0.14968 | 0.072492 | 0 | 0 |  | 1 | TRUE | wye
3 | MV_399_0_load_107 | 9 | 0.16336 | 0.079117 | 0 | 0 |  | 1 | TRUE | wye
4 | MV_399_0_load_164 | 10 | 0.40944 | 0.1983 | 0 | 0 |  | 1 | TRUE | wye
5 | MV_399_0_load_6 | 12 | 0.29894 | 0.14478 | 0 | 0 |  | 1 | TRUE | wye
6 | MV_399_0_load_13 | 17 | 0.096708 | 0.046838 | 0 | 0 |  | 1 | TRUE | wye
7 | MV_399_0_load_167 | 18 | 0.27708 | 0.1342 | 0 | 0 |  | 1 | TRUE | wye
8 | MV_399_0_load_153 | 23 | 0.23478 | 0.11371 | 0 | 0 |  | 1 | TRUE | wye
9 | MV_399_0_load_47 | 25 | 0.12101 | 0.058609 | 0 | 0 |  | 1 | TRUE | wye
10 | MV_399_0_load_159 | 26 | 0.168 | 0.081368 | 0 | 0 |  | 1 | TRUE | wye
11 | MV_399_0_load_89 | 27 | 0.075712 | 0.036669 | 0 | 0 |  | 1 | TRUE | wye
12 | MV_399_0_load_168 | 28 | 0.13624 | 0.065983 | 0 | 0 |  | 1 | TRUE | wye
13 | MV_399_0_load_154 | 29 | 0.14703 | 0.071209 | 0 | 0 |  | 1 | TRUE | wye
14 | MV_399_0_load_144 | 30 | 0.14707 | 0.071232 | 0 | 0 |  | 1 | TRUE | wye
15 | MV_399_0_load_160 | 31 | 0.30568 | 0.14805 | 0 | 0 |  | 1 | TRUE | wye
16 | MV_399_0_load_14 | 33 | 0.27222 | 0.13184 | 0 | 0 |  | 1 | TRUE | wye
17 | MV_399_0_load_25 | 37 | 0.2032 | 0.098413 | 0 | 0 |  | 1 | TRUE | wye
18 | MV_399_0_load_34 | 39 | 0.25177 | 0.12194 | 0 | 0 |  | 1 | TRUE | wye
19 | MV_399_0_load_33 | 41 | 0.19849 | 0.096131 | 0 | 0 |  | 1 | TRUE | wye
20 | MV_399_0_load_18 | 42 | 0.36415 | 0.17637 | 0 | 0 |  | 1 | TRUE | wye
21 | MV_399_0_load_26 | 46 | 0.19493 | 0.094411 | 0 | 0 |  | 1 | TRUE | wye
22 | MV_399_0_load_27 | 48 | 0.24247 | 0.11743 | 0 | 0 |  | 1 | TRUE | wye
23 | MV_399_0_load_37 | 49 | 0.23339 | 0.11304 | 0 | 0 |  | 1 | TRUE | wye
24 | MV_399_0_load_143 | 50 | 0.29393 | 0.14236 | 0 | 0 |  | 1 | TRUE | wye
25 | MV_399_0_load_28 | 53 | 0.37642 | 0.18231 | 0 | 0 |  | 1 | TRUE | wye
26 | MV_399_0_load_114 | 57 | 0.2617 | 0.12674 | 0 | 0 |  | 1 | TRUE | wye
27 | MV_399_0_load_35 | 59 | 0.269 | 0.13028 | 0 | 0 |  | 1 | TRUE | wye
28 | MV_399_0_load_108 | 61 | 0.12124 | 0.058721 | 0 | 0 |  | 1 | TRUE | wye
29 | MV_399_0_load_146 | 63 | 0.077441 | 0.037506 | 0 | 0 |  | 1 | TRUE | wye
30 | MV_399_0_load_110 | 64 | 0.13746 | 0.066575 | 0 | 0 |  | 1 | TRUE | wye
31 | MV_399_0_load_111 | 66 | 0.66914 | 0.32408 | 0 | 0 |  | 1 | TRUE | wye
32 | MV_399_0_load_40 | 67 | 0.33589 | 0.16268 | 0 | 0 |  | 1 | TRUE | wye
33 | MV_399_0_load_46 | 71 | 0.26717 | 0.12939 | 0 | 0 |  | 1 | TRUE | wye
34 | MV_399_0_load_43 | 72 | 0.14445 | 0.069962 | 0 | 0 |  | 1 | TRUE | wye
35 | MV_399_0_load_49 | 74 | 0.2438 | 0.11808 | 0 | 0 |  | 1 | TRUE | wye
36 | MV_399_0_load_128 | 80 | 0.36452 | 0.17655 | 0 | 0 |  | 1 | TRUE | wye
37 | MV_399_0_load_126 | 81 | 0.15841 | 0.076719 | 0 | 0 |  | 1 | TRUE | wye
38 | MV_399_0_load_138 | 82 | 0.55307 | 0.26786 | 0 | 0 |  | 1 | TRUE | wye
39 | MV_399_0_load_145 | 84 | 0.10544 | 0.051069 | 0 | 0 |  | 1 | TRUE | wye
40 | MV_399_0_load_169 | 87 | 0.28352 | 0.13731 | 0 | 0 |  | 1 | TRUE | wye
41 | MV_399_0_load_132 | 88 | 0.22904 | 0.11093 | 0 | 0 |  | 1 | TRUE | wye
42 | MV_399_0_load_118 | 89 | 0.15997 | 0.077479 | 0 | 0 |  | 1 | TRUE | wye
43 | MV_399_0_load_127 | 90 | 0.11836 | 0.057326 | 0 | 0 |  | 1 | TRUE | wye
44 | MV_399_0_load_129 | 91 | 0.2815 | 0.13634 | 0 | 0 |  | 1 | TRUE | wye
45 | MV_399_0_load_54 | 93 | 0.235 | 0.11382 | 0 | 0 |  | 1 | TRUE | wye
46 | MV_399_0_load_61 | 97 | 0.32179 | 0.15585 | 0 | 0 |  | 1 | TRUE | wye
47 | MV_399_0_load_92 | 100 | 0.30547 | 0.14795 | 0 | 0 |  | 1 | TRUE | wye
48 | MV_399_0_load_142 | 102 | 0.21701 | 0.1051 | 0 | 0 |  | 1 | TRUE | wye
49 | MV_399_0_load_93 | 103 | 0.39628 | 0.19193 | 0 | 0 |  | 1 | TRUE | wye
50 | MV_399_0_load_90 | 105 | 0.22974 | 0.11127 | 0 | 0 |  | 1 | TRUE | wye
51 | MV_399_0_load_62 | 108 | 0.27827 | 0.13477 | 0 | 0 |  | 1 | TRUE | wye
52 | MV_399_0_load_68 | 113 | 0.18616 | 0.090161 | 0 | 0 |  | 1 | TRUE | wye
53 | MV_399_0_load_137 | 116 | 0.092179 | 0.044644 | 0 | 0 |  | 1 | TRUE | wye
54 | MV_399_0_load_131 | 118 | 0.22927 | 0.11104 | 0 | 0 |  | 1 | TRUE | wye
55 | MV_399_0_load_172 | 119 | 1.5135 | 0.73304 | 0 | 0 |  | 1 | TRUE | wye
56 | MV_399_0_load_73 | 121 | 0.28562 | 0.13833 | 0 | 0 |  | 1 | TRUE | wye
57 | MV_399_0_load_171 | 123 | 1.4199 | 0.6877 | 0 | 0 |  | 1 | TRUE | wye
58 | MV_399_0_load_147 | 124 | 0.2077 | 0.10059 | 0 | 0 |  | 1 | TRUE | wye
59 | MV_399_0_load_70 | 126 | 0.39226 | 0.18998 | 0 | 0 |  | 1 | TRUE | wye
60 | MV_399_0_load_139 | 130 | 0.24493 | 0.11862 | 0 | 0 |  | 1 | TRUE | wye
61 | MV_399_0_load_162 | 131 | 0.22997 | 0.11138 | 0 | 0 |  | 1 | TRUE | wye
62 | MV_399_0_load_79 | 134 | 0.30408 | 0.14727 | 0 | 0 |  | 1 | TRUE | wye
63 | MV_399_0_load_80 | 135 | 0.27474 | 0.13306 | 0 | 0 |  | 1 | TRUE | wye
64 | MV_399_0_load_148 | 140 | 0.11313 | 0.054789 | 0 | 0 |  | 1 | TRUE | wye
65 | MV_399_0_load_150 | 141 | 0.11147 | 0.053986 | 0 | 0 |  | 1 | TRUE | wye
66 | MV_399_0_load_149 | 142 | 0.12082 | 0.058517 | 0 | 0 |  | 1 | TRUE | wye
67 | MV_399_0_load_86 | 143 | 0.4017 | 0.19455 | 0 | 0 |  | 1 | TRUE | wye
68 | MV_399_0_load_94 | 146 | 0.31084 | 0.15055 | 0 | 0 |  | 1 | TRUE | wye
69 | MV_399_0_load_161 | 148 | 0.12462 | 0.060357 | 0 | 0 |  | 1 | TRUE | wye
70 | MV_399_0_load_123 | 152 | 0.092098 | 0.044605 | 0 | 0 |  | 1 | TRUE | wye
71 | MV_399_0_load_100 | 154 | 0.10446 | 0.050593 | 0 | 0 |  | 1 | TRUE | wye
72 | MV_399_0_load_105 | 158 | 0.24294 | 0.11766 | 0 | 0 |  | 1 | TRUE | wye
73 | MV_399_0_load_106 | 159 | 0.1178 | 0.057054 | 0 | 0 |  | 1 | TRUE | wye
74 | MV_399_0_load_112 | 160 | 0.22888 | 0.11085 | 0 | 0 |  | 1 | TRUE | wye
75 | MV_399_0_load_115 | 161 | 0.090217 | 0.043694 | 0 | 0 |  | 1 | TRUE | wye
76 | MV_399_0_load_125 | 163 | 0.071521 | 0.034639 | 0 | 0 |  | 1 | TRUE | wye
77 | MV_399_0_load_155 | 165 | 0.20597 | 0.099754 | 0 | 0 |  | 1 | TRUE | wye

## ext_grid
| name | bus | vm_pu | va_degree | slack_weight | in_service
0 |  | 124 | 1 | 0 | 1 | TRUE

## line
| name | std_type | from_bus | to_bus | length_km | r_ohm_per_km | x_ohm_per_km | c_nf_per_km | g_us_per_km | max_i_ka | df | parallel | type | in_service
0 | MV_399_0_line_0 |  | 0 | 1 | 0.014794 | 0.445 | 0.132 | 190 | 0 | 0.22 | 1 | 1 | cs | TRUE
1 | MV_399_0_line_1 |  | 0 | 2 | 0.054001 | 0.445 | 0.132 | 190 | 0 | 0.22 | 1 | 1 | cs | TRUE
2 | MV_399_0_line_2 |  | 1 | 3 | 0.2863 | 0.445 | 0.132 | 190 | 0 | 0.22 | 1 | 1 | cs | TRUE
3 | MV_399_0_line_3 |  | 2 | 4 | 0.30146 | 0.445 | 0.132 | 190 | 0 | 0.22 | 1 | 1 | cs | TRUE
4 | MV_399_0_line_4 |  | 3 | 8 | 0.028522 | 0.445 | 0.132 | 190 | 0 | 0.22 | 1 | 1 | cs | TRUE
5 | MV_399_0_line_5 |  | 3 | 5 | 0.59656 | 0.445 | 0.132 | 190 | 0 | 0.22 | 1 | 1 | cs | TRUE
6 | MV_399_0_line_6 |  | 4 | 9 | 0.12278 | 0.445 | 0.132 | 190 | 0 | 0.22 | 1 | 1 | cs | TRUE
7 | MV_399_0_line_7 |  | 5 | 6 | 0.013422 | 0.445 | 0.132 | 190 | 0 | 0.22 | 1 | 1 | cs | TRUE
8 | MV_399_0_line_8 |  | 5 | 7 | 0.050519 | 0.445 | 0.132 | 190 | 0 | 0.22 | 1 | 1 | cs | TRUE
9 | MV_399_0_line_9 |  | 7 | 10 | 0.024161 | 0.445 | 0.132 | 190 | 0 | 0.22 | 1 | 1 | cs | TRUE
10 | MV_399_0_line_10 |  | 9 | 11 | 0.031117 | 0.445 | 0.132 | 190 | 0 | 0.22 | 1 | 1 | cs | TRUE
11 | MV_399_0_line_11 |  | 10 | 167 | 0.066864 | 0.5939 | 0.372 | 9.5 | 0 | 0.21 | 1 | 1 | ol | TRUE
12 | MV_399_0_line_12 |  | 11 | 155 | 0.012323 | 0.445 | 0.132 | 190 | 0 | 0.22 | 1 | 1 | cs | TRUE
13 | MV_399_0_line_13 |  | 12 | 13 | 0.038913 | 0.445 | 0.132 | 190 | 0 | 0.22 | 1 | 1 | cs | TRUE
14 | MV_399_0_line_14 |  | 13 | 14 | 0.34889 | 0.161 | 0.117 | 273 | 0 | 0.362 | 1 | 1 | cs | TRUE
15 | MV_399_0_line_15 |  | 13 | 15 | 1.2297 | 0.445 | 0.132 | 190 | 0 | 0.22 | 1 | 1 | cs | TRUE
16 | MV_399_0_line_16 |  | 13 | 16 | 1.2278 | 0.445 | 0.132 | 190 | 0 | 0.22 | 1 | 1 | cs | TRUE
17 | MV_399_0_line_17 |  | 14 | 17 | 0.033215 | 0.306 | 0.35 | 10 | 0 | 0.35 | 1 | 1 | ol | TRUE
18 | MV_399_0_line_18 |  | 15 | 18 | 0.004771 | 0.445 | 0.132 | 190 | 0 | 0.22 | 1 | 1 | cs | TRUE
19 | MV_399_0_line_19 |  | 15 | 19 | 0.72529 | 0.445 | 0.132 | 190 | 0 | 0.22 | 1 | 1 | cs | TRUE
20 | MV_399_0_line_20 |  | 15 | 20 | 0.42124 | 0.445 | 0.132 | 190 | 0 | 0.22 | 1 | 1 | cs | TRUE
21 | MV_399_0_line_21 |  | 15 | 21 | 0.7872 | 0.445 | 0.132 | 190 | 0 | 0.22 | 1 | 1 | cs | TRUE
22 | MV_399_0_line_22 |  | 16 | 24 | 0.71379 | 0.445 | 0.132 | 190 | 0 | 0.22 | 1 | 1 | cs | TRUE
23 | MV_399_0_line_23 |  | 16 | 25 | 0.029902 | 0.445 | 0.132 | 190 | 0 | 0.22 | 1 | 1 | cs | TRUE
24 | MV_399_0_line_24 |  | 17 | 27 | 0.5124 | 0.0595 | 0.16 | 22 | 0 | 1.29 | 1 | 1 | ol | TRUE
25 | MV_399_0_line_25 |  | 19 | 28 | 0.011764 | 0.5939 | 0.372 | 9.5 | 0 | 0.21 | 1 | 1 | ol | TRUE
26 | MV_399_0_line_26 |  | 20 | 22 | 0.25479 | 0.445 | 0.132 | 190 | 0 | 0.22 | 1 | 1 | cs | TRUE
27 | MV_399_0_line_27 |  | 20 | 23 | 0.017569 | 0.5939 | 0.372 | 9.5 | 0 | 0.21 | 1 | 1 | ol | TRUE
28 | MV_399_0_line_28 |  | 21 | 26 | 0.034555 | 0.445 | 0.132 | 190 | 0 | 0.22 | 1 | 1 | cs | TRUE
29 | MV_399_0_line_29 |  | 22 | 29 | 0.068704 | 0.5939 | 0.372 | 9.5 | 0 | 0.21 | 1 | 1 | ol | TRUE
30 | MV_399_0_line_30 |  | 22 | 30 | 2.9907 | 0.5939 | 0.372 | 9.5 | 0 | 0.21 | 1 | 1 | ol | TRUE
31 | MV_399_0_line_31 |  | 24 | 31 | 0.043293 | 0.5939 | 0.372 | 9.5 | 0 | 0.21 | 1 | 1 | ol | TRUE
32 | MV_399_0_line_32 |  | 27 | 32 | 0.051878 | 0.0515 | 0.029 | 1000 | 0 | 1.276 | 1 | 1 | cs | TRUE
33 | MV_399_0_line_33 |  | 28 | 164 | 0.019293 | 0.5939 | 0.372 | 9.5 | 0 | 0.21 | 1 | 1 | ol | TRUE
34 | MV_399_0_line_34 |  | 30 | 73 | 0.12041 | 0.445 | 0.132 | 190 | 0 | 0.22 | 1 | 1 | cs | TRUE
35 | MV_399_0_line_35 |  | 32 | 124 | 0.51836 | 0.0595 | 0.16 | 22 | 0 | 1.29 | 1 | 1 | ol | TRUE
36 | MV_399_0_line_36 |  | 33 | 34 | 0.091954 | 0.5939 | 0.372 | 9.5 | 0 | 0.21 | 1 | 1 | ol | TRUE
37 | MV_399_0_line_37 |  | 34 | 35 | 0.43119 | 0.445 | 0.132 | 190 | 0 | 0.22 | 1 | 1 | cs | TRUE
38 | MV_399_0_line_38 |  | 35 | 36 | 0.44153 | 0.445 | 0.132 | 190 | 0 | 0.22 | 1 | 1 | cs | TRUE
39 | MV_399_0_line_39 |  | 35 | 37 | 0.046074 | 0.445 | 0.132 | 190 | 0 | 0.22 | 1 | 1 | cs | TRUE
40 | MV_399_0_line_40 |  | 36 | 38 | 0.15115 | 0.445 | 0.132 | 190 | 0 | 0.22 | 1 | 1 | cs | TRUE
41 | MV_399_0_line_41 |  | 36 | 39 | 0.04914 | 0.5939 | 0.372 | 9.5 | 0 | 0.21 | 1 | 1 | ol | TRUE
42 | MV_399_0_line_42 |  | 38 | 40 | 0.38074 | 0.445 | 0.132 | 190 | 0 | 0.22 | 1 | 1 | cs | TRUE
43 | MV_399_0_line_43 |  | 38 | 41 | 0.004595 | 0.445 | 0.132 | 190 | 0 | 0.22 | 1 | 1 | cs | TRUE
44 | MV_399_0_line_44 |  | 40 | 47 | 0.4517 | 0.445 | 0.132 | 190 | 0 | 0.22 | 1 | 1 | cs | TRUE
45 | MV_399_0_line_45 |  | 40 | 48 | 0.015399 | 0.445 | 0.132 | 190 | 0 | 0.22 | 1 | 1 | cs | TRUE
46 | MV_399_0_line_46 |  | 40 | 44 | 0.48326 | 0.445 | 0.132 | 190 | 0 | 0.22 | 1 | 1 | cs | TRUE
47 | MV_399_0_line_47 |  | 42 | 43 | 0.044308 | 0.5939 | 0.372 | 9.5 | 0 | 0.21 | 1 | 1 | ol | TRUE
48 | MV_399_0_line_48 |  | 43 | 44 | 0.44478 | 0.445 | 0.132 | 190 | 0 | 0.22 | 1 | 1 | cs | TRUE
49 | MV_399_0_line_49 |  | 43 | 45 | 0.34865 | 0.445 | 0.132 | 190 | 0 | 0.22 | 1 | 1 | cs | TRUE
50 | MV_399_0_line_50 |  | 44 | 46 | 0.057547 | 0.445 | 0.132 | 190 | 0 | 0.22 | 1 | 1 | cs | TRUE
51 | MV_399_0_line_51 |  | 45 | 50 | 0.056954 | 0.445 | 0.132 | 190 | 0 | 0.22 | 1 | 1 | cs | TRUE
52 | MV_399_0_line_52 |  | 47 | 49 | 0.070371 | 0.5939 | 0.372 | 9.5 | 0 | 0.21 | 1 | 1 | ol | TRUE
53 | MV_399_0_line_53 |  | 49 | 51 | 0.048388 | 0.445 | 0.132 | 190 | 0 | 0.22 | 1 | 1 | cs | TRUE
54 | MV_399_0_line_54 |  | 51 | 52 | 0.93423 | 0.445 | 0.132 | 190 | 0 | 0.22 | 1 | 1 | cs | TRUE
55 | MV_399_0_line_55 |  | 52 | 63 | 0.20986 | 0.161 | 0.117 | 273 | 0 | 0.362 | 1 | 1 | cs | TRUE
56 | MV_399_0_line_56 |  | 52 | 64 | 0.52289 | 0.5939 | 0.372 | 9.5 | 0 | 0.21 | 1 | 1 | ol | TRUE
57 | MV_399_0_line_57 |  | 53 | 54 | 0.051598 | 0.5939 | 0.372 | 9.5 | 0 | 0.21 | 1 | 1 | ol | TRUE
58 | MV_399_0_line_58 |  | 54 | 55 | 0.72301 | 0.445 | 0.132 | 190 | 0 | 0.22 | 1 | 1 | cs | TRUE
59 | MV_399_0_line_59 |  | 55 | 58 | 0.11161 | 0.445 | 0.132 | 190 | 0 | 0.22 | 1 | 1 | cs | TRUE
60 | MV_399_0_line_60 |  | 55 | 59 | 0.047987 | 0.445 | 0.132 | 190 | 0 | 0.22 | 1 | 1 | cs | TRUE
61 | MV_399_0_line_61 |  | 55 | 56 | 0.36884 | 0.445 | 0.132 | 190 | 0 | 0.22 | 1 | 1 | cs | TRUE
62 | MV_399_0_line_62 |  | 56 | 57 | 0.041913 | 0.445 | 0.132 | 190 | 0 | 0.22 | 1 | 1 | cs | TRUE
63 | MV_399_0_line_63 |  | 57 | 60 | 0.030096 | 0.445 | 0.132 | 190 | 0 | 0.22 | 1 | 1 | cs | TRUE
64 | MV_399_0_line_64 |  | 58 | 61 | 0.032508 | 0.445 | 0.132 | 190 | 0 | 0.22 | 1 | 1 | cs | TRUE
65 | MV_399_0_line_65 |  | 60 | 160 | 0.0040178 | 0.445 | 0.132 | 190 | 0 | 0.22 | 1 | 1 | cs | TRUE
66 | MV_399_0_line_66 |  | 61 | 62 | 0.051735 | 0.445 | 0.132 | 190 | 0 | 0.22 | 1 | 1 | cs | TRUE
67 | MV_399_0_line_67 |  | 62 | 64 | 0.078393 | 0.445 | 0.132 | 190 | 0 | 0.22 | 1 | 1 | cs | TRUE
68 | MV_399_0_line_68 |  | 63 | 65 | 0.62465 | 0.306 | 0.35 | 10 | 0 | 0.35 | 1 | 1 | ol | TRUE
69 | MV_399_0_line_69 |  | 64 | 66 | 0.025867 | 0.445 | 0.132 | 190 | 0 | 0.22 | 1 | 1 | cs | TRUE
70 | MV_399_0_line_70 |  | 65 | 144 | 0.67927 | 0.103 | 0.058 | 500 | 0 | 0.638 | 1 | 1 | cs | TRUE
71 | MV_399_0_line_71 |  | 65 | 143 | 0.0622 | 0.5939 | 0.372 | 9.5 | 0 | 0.21 | 1 | 1 | ol | TRUE
72 | MV_399_0_line_72 |  | 67 | 68 | 0.007319 | 0.445 | 0.132 | 190 | 0 | 0.22 | 1 | 1 | cs | TRUE
73 | MV_399_0_line_73 |  | 68 | 69 | 0.70171 | 0.445 | 0.132 | 190 | 0 | 0.22 | 1 | 1 | cs | TRUE
74 | MV_399_0_line_74 |  | 68 | 70 | 0.25911 | 0.5939 | 0.372 | 9.5 | 0 | 0.21 | 1 | 1 | ol | TRUE
75 | MV_399_0_line_75 |  | 69 | 71 | 0.028341 | 0.445 | 0.132 | 190 | 0 | 0.22 | 1 | 1 | cs | TRUE
76 | MV_399_0_line_76 |  | 70 | 73 | 0.41971 | 0.445 | 0.132 | 190 | 0 | 0.22 | 1 | 1 | cs | TRUE
77 | MV_399_0_line_77 |  | 70 | 72 | 0.062621 | 0.445 | 0.132 | 190 | 0 | 0.22 | 1 | 1 | cs | TRUE
78 | MV_399_0_line_78 |  | 74 | 75 | 0.063118 | 0.445 | 0.132 | 190 | 0 | 0.22 | 1 | 1 | cs | TRUE
79 | MV_399_0_line_79 |  | 74 | 76 | 0.04736 | 0.5939 | 0.372 | 9.5 | 0 | 0.21 | 1 | 1 | ol | TRUE
80 | MV_399_0_line_80 |  | 75 | 77 | 0.24716 | 0.445 | 0.132 | 190 | 0 | 0.22 | 1 | 1 | cs | TRUE
81 | MV_399_0_line_81 |  | 76 | 78 | 0.23968 | 0.445 | 0.132 | 190 | 0 | 0.22 | 1 | 1 | cs | TRUE
82 | MV_399_0_line_82 |  | 77 | 81 | 0.032848 | 0.445 | 0.132 | 190 | 0 | 0.22 | 1 | 1 | cs | TRUE
83 | MV_399_0_line_83 |  | 78 | 79 | 0.060971 | 0.445 | 0.132 | 190 | 0 | 0.22 | 1 | 1 | cs | TRUE
84 | MV_399_0_line_84 |  | 78 | 80 | 0.024787 | 0.445 | 0.132 | 190 | 0 | 0.22 | 1 | 1 | cs | TRUE
85 | MV_399_0_line_85 |  | 79 | 82 | 0.036564 | 0.445 | 0.132 | 190 | 0 | 0.22 | 1 | 1 | cs | TRUE
86 | MV_399_0_line_86 |  | 80 | 90 | 0.022149 | 0.445 | 0.132 | 190 | 0 | 0.22 | 1 | 1 | cs | TRUE
87 | MV_399_0_line_87 |  | 83 | 84 | 0.009991 | 0.445 | 0.132 | 190 | 0 | 0.22 | 1 | 1 | cs | TRUE
88 | MV_399_0_line_88 |  | 83 | 85 | 0.18048 | 0.445 | 0.132 | 190 | 0 | 0.22 | 1 | 1 | cs | TRUE
89 | MV_399_0_line_89 |  | 85 | 88 | 0.18266 | 0.5939 | 0.372 | 9.5 | 0 | 0.21 | 1 | 1 | ol | TRUE
90 | MV_399_0_line_90 |  | 85 | 89 | 0.081131 | 0.445 | 0.132 | 190 | 0 | 0.22 | 1 | 1 | cs | TRUE
91 | MV_399_0_line_91 |  | 86 | 87 | 0.026397 | 0.445 | 0.132 | 190 | 0 | 0.22 | 1 | 1 | cs | TRUE
92 | MV_399_0_line_92 |  | 86 | 88 | 0.25659 | 0.5939 | 0.372 | 9.5 | 0 | 0.21 | 1 | 1 | ol | TRUE
93 | MV_399_0_line_93 |  | 87 | 161 | 0.10463 | 0.5939 | 0.372 | 9.5 | 0 | 0.21 | 1 | 1 | ol | TRUE
94 | MV_399_0_line_94 |  | 88 | 162 | 0.03267 | 0.445 | 0.132 | 190 | 0 | 0.22 | 1 | 1 | cs | TRUE
95 | MV_399_0_line_95 |  | 90 | 91 | 0.1009 | 0.5939 | 0.372 | 9.5 | 0 | 0.21 | 1 | 1 | ol | TRUE
96 | MV_399_0_line_96 |  | 91 | 92 | 0.11154 | 0.445 | 0.132 | 190 | 0 | 0.22 | 1 | 1 | cs | TRUE
97 | MV_399_0_line_97 |  | 92 | 117 | 0.02407 | 0.445 | 0.132 | 190 | 0 | 0.22 | 1 | 1 | cs | TRUE
98 | MV_399_0_line_98 |  | 93 | 94 | 0.035775 | 0.445 | 0.132 | 190 | 0 | 0.22 | 1 | 1 | cs | TRUE
99 | MV_399_0_line_99 |  | 94 | 95 | 0.75834 | 0.445 | 0.132 | 190 | 0 | 0.22 | 1 | 1 | cs | TRUE
100 | MV_399_0_line_100 |  | 95 | 96 | 0.57703 | 0.445 | 0.132 | 190 | 0 | 0.22 | 1 | 1 | cs | TRUE
101 | MV_399_0_line_101 |  | 95 | 97 | 0.045275 | 0.445 | 0.132 | 190 | 0 | 0.22 | 1 | 1 | cs | TRUE
102 | MV_399_0_line_102 |  | 96 | 98 | 0.46656 | 0.0515 | 0.029 | 1000 | 0 | 1.276 | 1 | 1 | cs | TRUE
103 | MV_399_0_line_103 |  | 96 | 99 | 0.47243 | 0.0515 | 0.029 | 1000 | 0 | 1.276 | 1 | 1 | cs | TRUE
104 | MV_399_0_line_104 |  | 96 | 100 | 0.051313 | 0.5939 | 0.372 | 9.5 | 0 | 0.21 | 1 | 1 | ol | TRUE
105 | MV_399_0_line_105 |  | 98 | 103 | 0.012107 | 0.445 | 0.132 | 190 | 0 | 0.22 | 1 | 1 | cs | TRUE
106 | MV_399_0_line_106 |  | 98 | 101 | 0.15387 | 0.0515 | 0.029 | 1000 | 0 | 1.276 | 1 | 1 | cs | TRUE
107 | MV_399_0_line_107 |  | 99 | 104 | 0.19624 | 0.0595 | 0.16 | 22 | 0 | 1.29 | 1 | 1 | ol | TRUE
108 | MV_399_0_line_108 |  | 99 | 105 | 0.070937 | 0.445 | 0.132 | 190 | 0 | 0.22 | 1 | 1 | cs | TRUE
109 | MV_399_0_line_109 |  | 101 | 102 | 0.062226 | 0.0595 | 0.16 | 22 | 0 | 1.29 | 1 | 1 | ol | TRUE
110 | MV_399_0_line_110 |  | 102 | 106 | 0.041605 | 0.0515 | 0.029 | 1000 | 0 | 1.276 | 1 | 1 | cs | TRUE
111 | MV_399_0_line_111 |  | 104 | 140 | 0.076791 | 0.0515 | 0.029 | 1000 | 0 | 1.276 | 1 | 1 | cs | TRUE
112 | MV_399_0_line_112 |  | 105 | 139 | 0.068795 | 0.5939 | 0.372 | 9.5 | 0 | 0.21 | 1 | 1 | ol | TRUE
113 | MV_399_0_line_113 |  | 106 | 107 | 0.047526 | 0.0515 | 0.029 | 1000 | 0 | 1.276 | 1 | 1 | cs | TRUE
114 | MV_399_0_line_114 |  | 107 | 130 | 0.014634 | 0.0515 | 0.029 | 1000 | 0 | 1.276 | 1 | 1 | cs | TRUE
115 | MV_399_0_line_115 |  | 108 | 109 | 0.037776 | 0.103 | 0.058 | 500 | 0 | 0.638 | 1 | 1 | cs | TRUE
116 | MV_399_0_line_116 |  | 108 | 110 | 0.045852 | 0.119 | 0.32 | 11 | 0 | 0.645 | 1 | 1 | ol | TRUE
117 | MV_399_0_line_117 |  | 109 | 111 | 0.091667 | 0.161 | 0.117 | 273 | 0 | 0.362 | 1 | 1 | cs | TRUE
118 | MV_399_0_line_118 |  | 110 | 115 | 0.042296 | 0.445 | 0.132 | 190 | 0 | 0.22 | 1 | 1 | cs | TRUE
119 | MV_399_0_line_119 |  | 110 | 113 | 0.031121 | 0.103 | 0.058 | 500 | 0 | 0.638 | 1 | 1 | cs | TRUE
120 | MV_399_0_line_120 |  | 111 | 119 | 0.01879 | 0.445 | 0.132 | 190 | 0 | 0.22 | 1 | 1 | cs | TRUE
121 | MV_399_0_line_121 |  | 111 | 120 | 0.003808 | 0.445 | 0.132 | 190 | 0 | 0.22 | 1 | 1 | cs | TRUE
122 | MV_399_0_line_122 |  | 111 | 117 | 0.084628 | 0.445 | 0.132 | 190 | 0 | 0.22 | 1 | 1 | cs | TRUE
123 | MV_399_0_line_123 |  | 112 | 113 | 0.034831 | 0.103 | 0.058 | 500 | 0 | 0.638 | 1 | 1 | cs | TRUE
124 | MV_399_0_line_124 |  | 112 | 114 | 0.28222 | 0.103 | 0.058 | 500 | 0 | 0.638 | 1 | 1 | cs | TRUE
125 | MV_399_0_line_125 |  | 114 | 121 | 0.060117 | 0.0595 | 0.16 | 22 | 0 | 1.29 | 1 | 1 | ol | TRUE
126 | MV_399_0_line_126 |  | 115 | 116 | 0.026019 | 0.445 | 0.132 | 190 | 0 | 0.22 | 1 | 1 | cs | TRUE
127 | MV_399_0_line_127 |  | 117 | 118 | 0.051503 | 0.445 | 0.132 | 190 | 0 | 0.22 | 1 | 1 | cs | TRUE
128 | MV_399_0_line_128 |  | 118 | 122 | 0.040632 | 0.445 | 0.132 | 190 | 0 | 0.22 | 1 | 1 | cs | TRUE
129 | MV_399_0_line_129 |  | 120 | 123 | 0.017956 | 0.445 | 0.132 | 190 | 0 | 0.22 | 1 | 1 | cs | TRUE
130 | MV_399_0_line_130 |  | 121 | 125 | 0.021351 | 0.0515 | 0.029 | 1000 | 0 | 1.276 | 1 | 1 | cs | TRUE
131 | MV_399_0_line_131 |  | 122 | 162 | 0.084583 | 0.445 | 0.132 | 190 | 0 | 0.22 | 1 | 1 | cs | TRUE
132 | MV_399_0_line_132 |  | 124 | 133 | 0.020211 | 0.0595 | 0.16 | 22 | 0 | 1.29 | 1 | 1 | ol | TRUE
133 | MV_399_0_line_133 |  | 125 | 133 | 0.22524 | 0.0515 | 0.029 | 1000 | 0 | 1.276 | 1 | 1 | cs | TRUE
134 | MV_399_0_line_134 |  | 126 | 127 | 0.044756 | 0.445 | 0.132 | 190 | 0 | 0.22 | 1 | 1 | cs | TRUE
135 | MV_399_0_line_135 |  | 127 | 128 | 0.24932 | 0.445 | 0.132 | 190 | 0 | 0.22 | 1 | 1 | cs | TRUE
136 | MV_399_0_line_136 |  | 128 | 129 | 0.16743 | 0.0515 | 0.029 | 1000 | 0 | 1.276 | 1 | 1 | cs | TRUE
137 | MV_399_0_line_137 |  | 128 | 130 | 0.091912 | 0.0595 | 0.16 | 22 | 0 | 1.29 | 1 | 1 | ol | TRUE
138 | MV_399_0_line_138 |  | 129 | 131 | 0.011914 | 0.445 | 0.132 | 190 | 0 | 0.22 | 1 | 1 | cs | TRUE
139 | MV_399_0_line_139 |  | 129 | 132 | 0.43283 | 0.0515 | 0.029 | 1000 | 0 | 1.276 | 1 | 1 | cs | TRUE
140 | MV_399_0_line_140 |  | 132 | 134 | 0.039615 | 0.445 | 0.132 | 190 | 0 | 0.22 | 1 | 1 | cs | TRUE
141 | MV_399_0_line_141 |  | 132 | 133 | 0.53023 | 0.0515 | 0.029 | 1000 | 0 | 1.276 | 1 | 1 | cs | TRUE
142 | MV_399_0_line_142 |  | 135 | 136 | 0.037132 | 0.445 | 0.132 | 190 | 0 | 0.22 | 1 | 1 | cs | TRUE
143 | MV_399_0_line_143 |  | 135 | 137 | 0.088003 | 0.5939 | 0.372 | 9.5 | 0 | 0.21 | 1 | 1 | ol | TRUE
144 | MV_399_0_line_144 |  | 136 | 138 | 0.41282 | 0.445 | 0.132 | 190 | 0 | 0.22 | 1 | 1 | cs | TRUE
145 | MV_399_0_line_145 |  | 137 | 139 | 0.47816 | 0.445 | 0.132 | 190 | 0 | 0.22 | 1 | 1 | cs | TRUE
146 | MV_399_0_line_146 |  | 138 | 141 | 0.11701 | 0.445 | 0.132 | 190 | 0 | 0.22 | 1 | 1 | cs | TRUE
147 | MV_399_0_line_147 |  | 140 | 142 | 0.23762 | 0.0595 | 0.16 | 22 | 0 | 1.29 | 1 | 1 | ol | TRUE
148 | MV_399_0_line_148 |  | 142 | 151 | 0.11077 | 0.0595 | 0.16 | 22 | 0 | 1.29 | 1 | 1 | ol | TRUE
149 | MV_399_0_line_149 |  | 144 | 145 | 0.38684 | 0.445 | 0.132 | 190 | 0 | 0.22 | 1 | 1 | cs | TRUE
150 | MV_399_0_line_150 |  | 144 | 146 | 0.060419 | 0.103 | 0.058 | 500 | 0 | 0.638 | 1 | 1 | cs | TRUE
151 | MV_399_0_line_151 |  | 145 | 147 | 0.52843 | 0.445 | 0.132 | 190 | 0 | 0.22 | 1 | 1 | cs | TRUE
152 | MV_399_0_line_152 |  | 146 | 149 | 0.070148 | 0.103 | 0.058 | 500 | 0 | 0.638 | 1 | 1 | cs | TRUE
153 | MV_399_0_line_153 |  | 147 | 148 | 0.028815 | 0.445 | 0.132 | 190 | 0 | 0.22 | 1 | 1 | cs | TRUE
154 | MV_399_0_line_154 |  | 149 | 150 | 0.096905 | 0.445 | 0.132 | 190 | 0 | 0.22 | 1 | 1 | cs | TRUE
155 | MV_399_0_line_155 |  | 149 | 151 | 0.43258 | 0.103 | 0.058 | 500 | 0 | 0.638 | 1 | 1 | cs | TRUE
156 | MV_399_0_line_156 |  | 150 | 152 | 0.021853 | 0.445 | 0.132 | 190 | 0 | 0.22 | 1 | 1 | cs | TRUE
157 | MV_399_0_line_157 |  | 152 | 153 | 0.029097 | 0.445 | 0.132 | 190 | 0 | 0.22 | 1 | 1 | cs | TRUE
158 | MV_399_0_line_158 |  | 153 | 163 | 0.0016914 | 0.445 | 0.132 | 190 | 0 | 0.22 | 1 | 1 | cs | TRUE
159 | MV_399_0_line_159 |  | 154 | 155 | 0.053606 | 0.445 | 0.132 | 190 | 0 | 0.22 | 1 | 1 | cs | TRUE
160 | MV_399_0_line_160 |  | 155 | 156 | 0.050353 | 0.445 | 0.132 | 190 | 0 | 0.22 | 1 | 1 | cs | TRUE
161 | MV_399_0_line_161 |  | 156 | 157 | 0.037298 | 0.445 | 0.132 | 190 | 0 | 0.22 | 1 | 1 | cs | TRUE
162 | MV_399_0_line_162 |  | 156 | 158 | 0.028864 | 0.445 | 0.132 | 190 | 0 | 0.22 | 1 | 1 | cs | TRUE
163 | MV_399_0_line_163 |  | 157 | 159 | 0.012944 | 0.445 | 0.132 | 190 | 0 | 0.22 | 1 | 1 | cs | TRUE
164 | MV_399_0_line_164 |  | 164 | 166 | 0.23627 | 0.445 | 0.132 | 190 | 0 | 0.22 | 1 | 1 | cs | TRUE
165 | MV_399_0_line_165 |  | 165 | 166 | 0.023227 | 0.445 | 0.132 | 190 | 0 | 0.22 | 1 | 1 | cs | TRUE
166 | MV_399_0_line_166 |  | 166 | 167 | 1.0405 | 0.445 | 0.132 | 190 | 0 | 0.22 | 1 | 1 | cs | TRUE

## trafo
| name | std_type | hv_bus | lv_bus | sn_mva | vn_hv_kv | vn_lv_kv | vk_percent | vkr_percent | pfe_kw | i0_percent | shift_degree | tap_side | tap_neutral | tap_min | tap_max | tap_step_percent | tap_step_degree | tap_pos | tap_phase_shifter | parallel | df | in_service
0 | MV_399_0_trafo_147 | 25 MVA 110/20 kV | 168 | 124 | 25 | 110 | 20 | 12 | 0.41 | 14 | 0.07 | 150 | hv | 0 | -9 | 9 | 1.5 | 0 | 0 | FALSE | 1 | 1 | TRUE

## bus_geodata
| x | y | coords
0 | 2606504.8078 | 1261498.7682
1 | 2606490.0467 | 1261500.2754
2 | 2606558.906 | 1261496.1366
3 | 2606259.0254 | 1261465.5166
4 | 2606780.9929 | 1261401.2978
5 | 2605978.2431 | 1261470.4772
6 | 2605968.7653 | 1261477.8283
7 | 2605976.4277 | 1261515.4059
8 | 2606230.6254 | 1261468.9448
9 | 2606899.7137 | 1261370.006
10 | 2605952.9839 | 1261520.4971
11 | 2606929.803 | 1261362.0752
12 | 2607080.8317 | 1262044.9264
13 | 2607117.6294 | 1262054.6455
14 | 2607265.5175 | 1261814.3487
15 | 2606548.7662 | 1261797.375
16 | 2607741.1936 | 1262091.6024
17 | 2607275.7191 | 1261782.7395
18 | 2606553.55 | 1261797.5025
19 | 2606123.8797 | 1262058.3248
20 | 2606592.2317 | 1262169.9768
21 | 2606940.6408 | 1261631.3154
22 | 2606357.6455 | 1262246.864
23 | 2606609.7996 | 1262169.7738
24 | 2607930.9516 | 1262324.6552
25 | 2607747.3262 | 1262062.3348
26 | 2606942.7528 | 1261596.8277
27 | 2607690.3763 | 1261481.7211
28 | 2606116.5515 | 1262049.1221
29 | 2606373.9583 | 1262180.1248
30 | 2604893.2375 | 1264854.5002
31 | 2607940.583 | 1262366.8635
32 | 2607741.6429 | 1261472.848
33 | 2608074.6284 | 1258593.1426
34 | 2608161.9265 | 1258564.253
35 | 2608321.1901 | 1258843.2272
36 | 2607990.1365 | 1258975.6638
37 | 2608366.0214 | 1258844.7242
38 | 2608062.8456 | 1259106.8832
39 | 2608022.2656 | 1258938.4819
40 | 2608199.3221 | 1259337.0798
41 | 2608059.0433 | 1259109.4798
42 | 2608615.2228 | 1259364.6179
43 | 2608658.2437 | 1259354.0175
44 | 2608395.0861 | 1259176.6107
45 | 2608417.2724 | 1259434.9382
46 | 2608382.2464 | 1259120.5104
47 | 2607905.9417 | 1259352.5721
48 | 2608185.0111 | 1259342.7649
49 | 2607839.3533 | 1259375.333
50 | 2608360.7648 | 1259443.2866
51 | 2607852.4363 | 1259421.926
52 | 2607867.9854 | 1259895.6217
53 | 2607817.4324 | 1258820.2861
54 | 2607788.5967 | 1258777.4974
55 | 2607623.832 | 1259195.8551
56 | 2607513.753 | 1259357.1242
57 | 2607524.9939 | 1259397.502
58 | 2607653.5937 | 1259303.4101
59 | 2607669.2721 | 1259180.4298
60 | 2607533.0654 | 1259426.4953
61 | 2607662.7964 | 1259334.5878
62 | 2607677.4422 | 1259384.2063
63 | 2607815.1541 | 1260098.7451
64 | 2607619.9462 | 1259435.3065
65 | 2608369.6226 | 1260386.4141
66 | 2607594.9533 | 1259435.8355
67 | 2604906.4603 | 1265286.2428
68 | 2604901.0659 | 1265281.2794
69 | 2605165.7226 | 1265603.5692
70 | 2604794.7072 | 1265045.0078
71 | 2605185.0673 | 1265582.8048
72 | 2604733.3528 | 1265058.2126
73 | 2604783.4466 | 1264804.3326
74 | 2609101.4724 | 1261500.1539
75 | 2609112.7017 | 1261438.8738
76 | 2609100.6693 | 1261547.5072
77 | 2609186.222 | 1261257.5411
78 | 2608891.7636 | 1261567.5499
79 | 2608874.0695 | 1261625.8966
80 | 2608898.723 | 1261543.7552
81 | 2609180.003 | 1261225.2874
82 | 2608838.4713 | 1261623.4066
83 | 2608864.2644 | 1261734.4893
84 | 2608874.0989 | 1261732.5693
85 | 2608804.8786 | 1261777.7975
86 | 2608743.0391 | 1261897.1767
87 | 2608747.5286 | 1261923.1899
88 | 2608674.4455 | 1261649.9229
89 | 2608821.0657 | 1261857.2973
90 | 2608877.5271 | 1261537.3276
91 | 2608776.7593 | 1261542.5724
92 | 2608718.4652 | 1261495.0779
93 | 2609479.2074 | 1261238.8874
94 | 2609481.3212 | 1261203.1776
95 | 2609258.8835 | 1261151.5927
96 | 2609079.2168 | 1260813.0307
97 | 2609214.8267 | 1261162.5652
98 | 2608941.4989 | 1260978.5237
99 | 2609259.2918 | 1260656.4571
100 | 2609126.1017 | 1260792.1771
101 | 2608826.7278 | 1260953.4467
102 | 2608792.5284 | 1260901.4609
103 | 2608946.2783 | 1260987.0145
104 | 2609364.5033 | 1260490.8092
105 | 2609290.8557 | 1260720.0272
106 | 2608771.2346 | 1260865.683
107 | 2608724.7435 | 1260876.1775
108 | 2608562.2635 | 1261507.7379
109 | 2608600.0364 | 1261504.8569
110 | 2608539.1376 | 1261468.1444
111 | 2608645.1353 | 1261463.7053
112 | 2608478.7377 | 1261477.4201
113 | 2608508.0888 | 1261470.2659
114 | 2608313.4281 | 1261376.0183
115 | 2608528.2744 | 1261430.5255
116 | 2608526.9336 | 1261404.5732
117 | 2608694.413 | 1261497.1553
118 | 2608698.6461 | 1261548.484
119 | 2608626.3282 | 1261464.9122
120 | 2608644.9525 | 1261459.9024
121 | 2608310.4831 | 1261315.9734
122 | 2608700.9089 | 1261589.0495
123 | 2608662.916 | 1261458.6165
124 | 2608177.0311 | 1261191.5376
125 | 2608308.9456 | 1261294.679
126 | 2608676.0806 | 1261208.6656
127 | 2608672.9811 | 1261164.0197
128 | 2608634.4928 | 1260920.743
129 | 2608507.7917 | 1260884.9143
130 | 2608720.8888 | 1260889.3808
131 | 2608519.3996 | 1260882.0845
132 | 2608392.1103 | 1260915.0597
133 | 2608192.6477 | 1261204.3678
134 | 2608352.748 | 1260909.6564
135 | 2609612.122 | 1260759.3413
136 | 2609649.1782 | 1260755.6209
137 | 2609603.5451 | 1260671.7569
138 | 2609799.8607 | 1260740.3232
139 | 2609353.8329 | 1260692.3402
140 | 2609359.7384 | 1260415.6731
141 | 2609896.3858 | 1260776.6297
142 | 2609127.1542 | 1260464.3564
143 | 2608426.7528 | 1260411.0113
144 | 2608638.4679 | 1260585.2545
145 | 2608504.1365 | 1260832.707
146 | 2608687.3415 | 1260549.5346
147 | 2608097.58 | 1260791.5688
148 | 2608098.6339 | 1260820.0228
149 | 2608744.1286 | 1260508.1229
150 | 2608736.9651 | 1260429.2479
151 | 2609029.7082 | 1260517.0214
152 | 2608757.0073 | 1260420.538
153 | 2608745.5247 | 1260393.8031
154 | 2606958.6697 | 1261322.5482
155 | 2606938.0287 | 1261357.2036
156 | 2606987.3819 | 1261354.4148
157 | 2607019.8418 | 1261346.3696
158 | 2606990.4678 | 1261383.1139
159 | 2607021.168 | 1261359.2458
160 | 2607534.1447 | 1259430.3654
161 | 2608689.4485 | 1262010.2186
162 | 2608670.7689 | 1261617.4805
163 | 2608743.9817 | 1260394.4959
164 | 2606097.4589 | 1262051.8934
165 | 2605866.7777 | 1261997.27
166 | 2605877.2019 | 1261976.4994
167 | 2605955.818 | 1261587.301
168 | 2608177.0311 | 1261191.5376

## line_std_types
| c_nf_per_km | r_ohm_per_km | x_ohm_per_km | max_i_ka | type | q_mm2 | alpha | voltage_rating
NAYY 4x50 SE | 210 | 0.642 | 0.083 | 0.142 | cs | 50 | 0.00403 | LV
NAYY 4x120 SE | 264 | 0.225 | 0.08 | 0.242 | cs | 120 | 0.00403 | LV
NAYY 4x150 SE | 261 | 0.208 | 0.08 | 0.27 | cs | 150 | 0.00403 | LV
NA2XS2Y 1x95 RM/25 12/20 kV | 216 | 0.313 | 0.132 | 0.252 | cs | 95 | 0.00403 | MV
NA2XS2Y 1x185 RM/25 12/20 kV | 273 | 0.161 | 0.117 | 0.362 | cs | 185 | 0.00403 | MV
NA2XS2Y 1x240 RM/25 12/20 kV | 304 | 0.122 | 0.112 | 0.421 | cs | 240 | 0.00403 | MV
NA2XS2Y 1x95 RM/25 6/10 kV | 315 | 0.313 | 0.123 | 0.249 | cs | 95 | 0.00403 | MV
NA2XS2Y 1x185 RM/25 6/10 kV | 406 | 0.161 | 0.11 | 0.358 | cs | 185 | 0.00403 | MV
NA2XS2Y 1x240 RM/25 6/10 kV | 456 | 0.122 | 0.105 | 0.416 | cs | 240 | 0.00403 | MV
NA2XS2Y 1x150 RM/25 12/20 kV | 250 | 0.206 | 0.116 | 0.319 | cs | 150 | 0.00403 | MV
NA2XS2Y 1x120 RM/25 12/20 kV | 230 | 0.253 | 0.119 | 0.283 | cs | 120 | 0.00403 | MV
NA2XS2Y 1x70 RM/25 12/20 kV | 190 | 0.443 | 0.132 | 0.22 | cs | 70 | 0.00403 | MV
NA2XS2Y 1x150 RM/25 6/10 kV | 360 | 0.206 | 0.11 | 0.315 | cs | 150 | 0.00403 | MV
NA2XS2Y 1x120 RM/25 6/10 kV | 340 | 0.253 | 0.113 | 0.28 | cs | 120 | 0.00403 | MV
NA2XS2Y 1x70 RM/25 6/10 kV | 280 | 0.443 | 0.123 | 0.217 | cs | 70 | 0.00403 | MV
N2XS(FL)2Y 1x120 RM/35 64/110 kV | 112 | 0.153 | 0.166 | 0.366 | cs | 120 | 0.00393 | HV
N2XS(FL)2Y 1x185 RM/35 64/110 kV | 125 | 0.099 | 0.156 | 0.457 | cs | 185 | 0.00393 | HV
N2XS(FL)2Y 1x240 RM/35 64/110 kV | 135 | 0.075 | 0.149 | 0.526 | cs | 240 | 0.00393 | HV
N2XS(FL)2Y 1x300 RM/35 64/110 kV | 144 | 0.06 | 0.144 | 0.588 | cs | 300 | 0.00393 | HV
15-AL1/3-ST1A 0.4 | 11 | 1.8769 | 0.35 | 0.105 | ol | 16 | 0.00403 | LV
24-AL1/4-ST1A 0.4 | 11.25 | 1.2012 | 0.335 | 0.14 | ol | 24 | 0.00403 | LV
48-AL1/8-ST1A 0.4 | 12.2 | 0.5939 | 0.3 | 0.21 | ol | 48 | 0.00403 | LV
94-AL1/15-ST1A 0.4 | 13.2 | 0.306 | 0.29 | 0.35 | ol | 94 | 0.00403 | LV
34-AL1/6-ST1A 10.0 | 9.7 | 0.8342 | 0.36 | 0.17 | ol | 34 | 0.00403 | MV
48-AL1/8-ST1A 10.0 | 10.1 | 0.5939 | 0.35 | 0.21 | ol | 48 | 0.00403 | MV
70-AL1/11-ST1A 10.0 | 10.4 | 0.4132 | 0.339 | 0.29 | ol | 70 | 0.00403 | MV
94-AL1/15-ST1A 10.0 | 10.75 | 0.306 | 0.33 | 0.35 | ol | 94 | 0.00403 | MV
122-AL1/20-ST1A 10.0 | 11.1 | 0.2376 | 0.323 | 0.41 | ol | 122 | 0.00403 | MV
149-AL1/24-ST1A 10.0 | 11.25 | 0.194 | 0.315 | 0.47 | ol | 149 | 0.00403 | MV
34-AL1/6-ST1A 20.0 | 9.15 | 0.8342 | 0.382 | 0.17 | ol | 34 | 0.00403 | MV
48-AL1/8-ST1A 20.0 | 9.5 | 0.5939 | 0.372 | 0.21 | ol | 48 | 0.00403 | MV
70-AL1/11-ST1A 20.0 | 9.7 | 0.4132 | 0.36 | 0.29 | ol | 70 | 0.00403 | MV
94-AL1/15-ST1A 20.0 | 10 | 0.306 | 0.35 | 0.35 | ol | 94 | 0.00403 | MV
122-AL1/20-ST1A 20.0 | 10.3 | 0.2376 | 0.344 | 0.41 | ol | 122 | 0.00403 | MV
149-AL1/24-ST1A 20.0 | 10.5 | 0.194 | 0.337 | 0.47 | ol | 149 | 0.00403 | MV
184-AL1/30-ST1A 20.0 | 10.75 | 0.1571 | 0.33 | 0.535 | ol | 184 | 0.00403 | MV
243-AL1/39-ST1A 20.0 | 11 | 0.1188 | 0.32 | 0.645 | ol | 243 | 0.00403 | MV
48-AL1/8-ST1A 110.0 | 8 | 0.5939 | 0.46 | 0.21 | ol | 48 | 0.00403 | HV
70-AL1/11-ST1A 110.0 | 8.4 | 0.4132 | 0.45 | 0.29 | ol | 70 | 0.00403 | HV
94-AL1/15-ST1A 110.0 | 8.65 | 0.306 | 0.44 | 0.35 | ol | 94 | 0.00403 | HV
122-AL1/20-ST1A 110.0 | 8.5 | 0.2376 | 0.43 | 0.41 | ol | 122 | 0.00403 | HV
149-AL1/24-ST1A 110.0 | 8.75 | 0.194 | 0.41 | 0.47 | ol | 149 | 0.00403 | HV
184-AL1/30-ST1A 110.0 | 8.8 | 0.1571 | 0.4 | 0.535 | ol | 184 | 0.00403 | HV
243-AL1/39-ST1A 110.0 | 9 | 0.1188 | 0.39 | 0.645 | ol | 243 | 0.00403 | HV
305-AL1/39-ST1A 110.0 | 9.2 | 0.0949 | 0.38 | 0.74 | ol | 305 | 0.00403 | HV
490-AL1/64-ST1A 110.0 | 9.75 | 0.059 | 0.37 | 0.96 | ol | 490 | 0.00403 | HV
679-AL1/86-ST1A 110.0 | 9.95 | 0.042 | 0.36 | 1.15 | ol | 679 | 0.00403 | HV
490-AL1/64-ST1A 220.0 | 10 | 0.059 | 0.285 | 0.96 | ol | 490 | 0.00403 | HV
679-AL1/86-ST1A 220.0 | 11.7 | 0.042 | 0.275 | 1.15 | ol | 679 | 0.00403 | HV
490-AL1/64-ST1A 380.0 | 11 | 0.059 | 0.253 | 0.96 | ol | 490 | 0.00403 | HV
679-AL1/86-ST1A 380.0 | 14.6 | 0.042 | 0.25 | 1.15 | ol | 679 | 0.00403 | HV

## trafo_std_types
| i0_percent | pfe_kw | vkr_percent | sn_mva | vn_lv_kv | vn_hv_kv | vk_percent | shift_degree | vector_group | tap_side | tap_neutral | tap_min | tap_max | tap_step_degree | tap_step_percent | tap_phase_shifter
160 MVA 380/110 kV | 0.06 | 60 | 0.25 | 160 | 110 | 380 | 12.2 | 0 | Yy0 | hv | 0 | -9 | 9 | 0 | 1.5 | FALSE
100 MVA 220/110 kV | 0.06 | 55 | 0.26 | 100 | 110 | 220 | 12 | 0 | Yy0 | hv | 0 | -9 | 9 | 0 | 1.5 | FALSE
63 MVA 110/20 kV | 0.04 | 22 | 0.32 | 63 | 20 | 110 | 18 | 150 | YNd5 | hv | 0 | -9 | 9 | 0 | 1.5 | FALSE
40 MVA 110/20 kV | 0.05 | 18 | 0.34 | 40 | 20 | 110 | 16.2 | 150 | YNd5 | hv | 0 | -9 | 9 | 0 | 1.5 | FALSE
25 MVA 110/20 kV | 0.07 | 14 | 0.41 | 25 | 20 | 110 | 12 | 150 | YNd5 | hv | 0 | -9 | 9 | 0 | 1.5 | FALSE
63 MVA 110/10 kV | 0.04 | 22 | 0.32 | 63 | 10 | 110 | 18 | 150 | YNd5 | hv | 0 | -9 | 9 | 0 | 1.5 | FALSE
40 MVA 110/10 kV | 0.05 | 18 | 0.34 | 40 | 10 | 110 | 16.2 | 150 | YNd5 | hv | 0 | -9 | 9 | 0 | 1.5 | FALSE
25 MVA 110/10 kV | 0.07 | 14 | 0.41 | 25 | 10 | 110 | 12 | 150 | YNd5 | hv | 0 | -9 | 9 | 0 | 1.5 | FALSE
0.25 MVA 20/0.4 kV | 0.32 | 0.8 | 1.44 | 0.25 | 0.4 | 20 | 6 | 150 | Yzn5 | hv | 0 | -2 | 2 | 0 | 2.5 | FALSE
0.4 MVA 20/0.4 kV | 0.3375 | 1.35 | 1.425 | 0.4 | 0.4 | 20 | 6 | 150 | Dyn5 | hv | 0 | -2 | 2 | 0 | 2.5 | FALSE
0.63 MVA 20/0.4 kV | 0.2619 | 1.65 | 1.206 | 0.63 | 0.4 | 20 | 6 | 150 | Dyn5 | hv | 0 | -2 | 2 | 0 | 2.5 | FALSE
0.25 MVA 10/0.4 kV | 0.24 | 0.6 | 1.2 | 0.25 | 0.4 | 10 | 4 | 150 | Dyn5 | hv | 0 | -2 | 2 | 0 | 2.5 | FALSE
0.4 MVA 10/0.4 kV | 0.2375 | 0.95 | 1.325 | 0.4 | 0.4 | 10 | 4 | 150 | Dyn5 | hv | 0 | -2 | 2 | 0 | 2.5 | FALSE
0.63 MVA 10/0.4 kV | 0.1873 | 1.18 | 1.0794 | 0.63 | 0.4 | 10 | 4 | 150 | Dyn5 | hv | 0 | -2 | 2 | 0 | 2.5 | FALSE

## trafo3w_std_types
| sn_hv_mva | sn_mv_mva | sn_lv_mva | vn_hv_kv | vn_mv_kv | vn_lv_kv | vk_hv_percent | vk_mv_percent | vk_lv_percent | vkr_hv_percent | vkr_mv_percent | vkr_lv_percent | pfe_kw | i0_percent | shift_mv_degree | shift_lv_degree | vector_group | tap_side | tap_neutral | tap_min | tap_max | tap_step_percent
63/25/38 MVA 110/20/10 kV | 63 | 25 | 38 | 110 | 20 | 10 | 10.4 | 10.4 | 10.4 | 0.28 | 0.32 | 0.35 | 35 | 0.89 | 0 | 0 | YN0yn0yn0 | hv | 0 | -10 | 10 | 1.2
63/25/38 MVA 110/10/10 kV | 63 | 25 | 38 | 110 | 10 | 10 | 10.4 | 10.4 | 10.4 | 0.28 | 0.32 | 0.35 | 35 | 0.89 | 0 | 0 | YN0yn0yn0 | hv | 0 | -10 | 10 | 1.2

## fuse_std_types
| fuse_type | i_rated_a | t_avg | t_min | t_total | x_avg | x_min | x_total
HV 100A | HV 100A | 100 | 0 | [10.0, 3.64, 0.854, 0.281, 0.1, 0.0531, 0.022, 0.01] | [10.0, 4.267, 1.21, 0.403, 0.1, 0.058, 0.022, 0.01] | 0 | [300.0, 350.0, 450.0, 550.0, 700.0, 850.0, 1200.0, 1752.0] | [600.0, 700.0, 900.0, 1150.0, 1665.0, 2000.0, 3000.0, 4313.0]
HV 10A | HV 10A | 10 | 0 | [10.0, 1675.0, 0.344, 0.156, 0.1, 0.0417, 0.0171, 0.01] | [10.0, 1.3, 0.3, 0.155, 0.1, 0.0555, 0.023, 0.01] | 0 | [30.0, 32.0, 35.0, 37.0, 39.0, 50.0, 70.0, 88.0] | [60.0, 70.0, 80.0, 87.0, 94.0, 110.0, 150.0, 216.0]
HV 125A | HV 125A | 125 | 0 | [10.0, 1.82, 0.344, 0.1, 0.0467, 0.0269, 0.01] | [10.0, 2.478, 0.426, 0.1, 0.0427, 0.0211, 0.01] | 0 | [375.0, 500.0, 700.0, 925.0, 1200.0, 1500.0, 2341.0] | [750.0, 1000.0, 1500.0, 2200.0, 3000.0, 4000.0, 5765.0]
HV 160A | HV 160A | 160 | 0 | [10.0, 4.15, 1.03, 0.198, 0.1, 0.051, 0.0172, 0.01] | [10.0, 2.3, 0.734, 0.274, 0.1, 0.046, 0.0177, 0.01] | 0 | [480.0, 550.0, 700.0, 1000.0, 1260.0, 1600.0, 2500.0, 3227.0] | [960.0, 1300.0, 1700.0, 2200.0, 2996.0, 4000.0, 6000.0, 7946.0]
HV 16A | HV 16A | 16 | 0 | [10.0, 0.352, 0.164, 0.1, 0.0649, 0.0342, 0.01] | [10.0, 2.34, 0.722, 0.181, 0.1, 0.055, 0.0296, 0.01] | 0 | [48.0, 60.0, 65.0, 71.0, 80.0, 100.0, 162.0] | [96.0, 110.0, 125.0, 150.0, 168.0, 200.0, 250.0, 398.0]
HV 200A | HV 200A | 200 | 0 | [10.0, 4.267, 1.21, 0.403, 0.1, 0.058, 0.022, 0.01] | [10.0, 3.73, 1.654, 0.328, 0.1, 0.0531, 0.019, 0.01] | 0 | [600.0, 700.0, 900.0, 1150.0, 1665.0, 2000.0, 3000.0, 4313.0] | [1200.0, 1500.0, 1800.0, 2700.0, 3960.0, 5000.0, 7500.0, 10620.0]
HV 20A | HV 20A | 20 | 0 | [10.0, 1.3, 0.3, 0.155, 0.1, 0.0555, 0.023, 0.01] | [10.0, 1.3, 0.161, 0.1, 0.0611, 0.0399, 0.0141, 0.01] | 0 | [60.0, 70.0, 80.0, 87.0, 94.0, 110.0, 150.0, 216.0] | [120.0, 150.0, 200.0, 223.0, 260.0, 300.0, 450.0, 532.0]
HV 25A | HV 25A | 25 | 0 | [10.0, 2.512, 0.833, 0.299, 0.1, 0.0372, 0.0223, 0.01] | [10.0, 3.125, 0.597, 0.198, 0.1, 0.0378, 0.022, 0.01] | 0 | [75.0, 82.0, 90.0, 100.0, 124.0, 170.0, 200.0, 289.0] | [150.0, 170.0, 210.0, 250.0, 294.0, 400.0, 500.0, 711.0]
HV 31.5A | HV 31.5A | 31.5 | 0 | [10.0, 2.34, 0.722, 0.181, 0.1, 0.055, 0.0296, 0.01] | [10.0, 2.84, 0.368, 0.164, 0.1, 0.0621, 0.0378, 0.0195, 0.01] | 0 | [95.0, 110.0, 125.0, 150.0, 165.0, 200.0, 250.0, 390.0] | [189.0, 220.0, 300.0, 350.0, 393.0, 450.0, 530.0, 700.0, 960.0]
HV 40A | HV 40A | 40 | 0 | [10.0, 1.3, 0.161, 0.1, 0.0611, 0.0399, 0.0141, 0.01] | [10.0, 2.05, 0.369, 0.198, 0.1, 0.051, 0.0298, 0.01] | 0 | [120.0, 150.0, 200.0, 223.0, 260.0, 300.0, 450.0, 532.0] | [240.0, 300.0, 400.0, 450.0, 530.0, 650.0, 800.0, 1311.0]
HV 50A | HV 50A | 50 | 0 | [10.0, 3.215, 0.597, 0.198, 0.1, 0.0378, 0.022, 0.01] | [10.0, 3.64, 0.854, 0.281, 0.1, 0.0531, 0.022, 0.01] | 0 | [150.0, 170.0, 210.0, 250.0, 294.0, 400.0, 500.0, 711.0] | [300.0, 350.0, 450.0, 550.0, 700.0, 850.0, 1200.0, 1752.0]
HV 6.3A | HV 6.3A | 6.3 | 0 | [10.0, 1.39, 0.344, 0.168, 0.1, 0.056, 0.0263, 0.01] | [10.0, 1.711, 0.516, 0.198, 0.1, 0.0634, 0.0303, 0.01] | 0 | [19.0, 19.5, 20.4, 20.8, 22.0, 25.0, 32.0, 48.0] | [38.0, 40.0, 43.0, 48.0, 53.0, 60.0, 75.0, 118.0]
HV 63A | HV 63A | 63 | 0 | [10.0, 2.84, 0.368, 0.164, 0.1, 0.0621, 0.0378, 0.0195, 0.01] | [10.0, 1.82, 0.344, 0.1, 0.0467, 0.0269, 0.01] | 0 | [189.0, 220.0, 300.0, 350.0, 393.0, 450.0, 530.0, 700.0, 961.0] | [378.0, 500.0, 700.0, 934.0, 1200.0, 1500.0, 2366.0]
HV 80A | HV 80A | 80 | 0 | [10.0, 2.05, 0.369, 0.198, 0.1, 0.051, 0.0298, 0.01] | [10.0, 4.15, 1.03, 0.198, 0.1, 0.051, 0.0172, 0.01] | 0 | [240.0, 300.0, 400.0, 450.0, 530.0, 650.0, 800.0, 1311.0] | [480.0, 550.0, 700.0, 1000.0, 1260.0, 1600.0, 2500.0, 3227.0]
Siemens NH-1-100 | Siemens NH-1-100 | 100 | [5400.0, 2000.0, 400.0, 20.0, 1.0, 0.2, 0.012, 0.004] | 0 | 0 | [150.0, 190.0, 250.0, 430.0, 900.0, 1250.0, 2700.0, 3600.0] | 0 | 0
Siemens NH-1-125 | Siemens NH-1-125 | 125 | [4800.0, 120.0, 7.0, 0.1, 0.004] | 0 | 0 | [180.0, 400.0, 740.0, 2000.0, 4250.0] | 0 | 0
Siemens NH-1-16 | Siemens NH-1-16 | 16 | [4000.0, 400.0, 2.0, 0.1, 0.04, 0.01] | 0 | 0 | [26.0, 35.0, 75.0, 150.0, 200.0, 300.0] | 0 | 0
Siemens NH-1-160 | Siemens NH-1-160 | 160 | [4800.0, 120.0, 7.0, 0.1, 0.004] | 0 | 0 | [210.0, 500.0, 900.0, 2300.0, 5000.0] | 0 | 0
Siemens NH-1-25 | Siemens NH-1-25 | 25 | [4000.0, 1000.0, 10.0, 0.2, 0.02, 0.01] | 0 | 0 | [40.0, 50.0, 100.0, 210.0, 400.0, 500.0] | 0 | 0
Siemens NH-1-50 | Siemens NH-1-50 | 50 | [4000.0, 40.0, 4.0, 1.0, 0.02, 0.01] | 0 | 0 | [86.0, 200.0, 300.0, 400.0, 1000.0, 1280.0] | 0 | 0
Siemens NH-1-63 | Siemens NH-1-63 | 63 | [4000.0, 100.0, 10.0, 2.0, 0.04, 0.01] | 0 | 0 | [100.0, 200.0, 300.0, 400.0, 1000.0, 1500.0] | 0 | 0
Siemens NH-1-80 | Siemens NH-1-80 | 80 | [4800.0, 120.0, 7.0, 0.1, 0.01] | 0 | 0 | [150.58, 250.0, 450.0, 1150.0, 2470.0] | 0 | 0
Siemens NH-2-1000 | Siemens NH-2-1000 | 1000 | [4800.0, 120.0, 7.0, 0.1, 0.004] | 0 | 0 | [1900.0, 3500.0, 8400.0, 24000.0, 52000.0] | 0 | 0
Siemens NH-2-200 | Siemens NH-2-200 | 200 | [4800.0, 120.0, 7.0, 0.1, 0.004] | 0 | 0 | [280.0, 650.0, 1200.0, 3000.0, 7000.0] | 0 | 0
Siemens NH-2-224 | Siemens NH-2-224 | 224 | [4800.0, 120.0, 7.0, 0.2, 0.04, 0.004] | 0 | 0 | [400.0, 750.0, 1453.0, 3025.0, 4315.0, 7600.0] | 0 | 0
Siemens NH-2-250 | Siemens NH-2-250 | 250 | [4800.0, 120.0, 7.0, 0.1, 0.004] | 0 | 0 | [450.0, 800.0, 1650.0, 4000.0, 8500.0] | 0 | 0
Siemens NH-2-315 | Siemens NH-2-315 | 315 | [4800.0, 120.0, 7.0, 0.1, 0.004] | 0 | 0 | [550.0, 920.0, 1900.0, 5000.0, 11000.0] | 0 | 0
Siemens NH-2-355 | Siemens NH-2-355 | 355 | [4800.0, 120.0, 6.0, 0.1, 0.004] | 0 | 0 | [650.0, 1116.27, 2350.0, 5840.0, 12790.0] | 0 | 0
Siemens NH-2-400 | Siemens NH-2-400 | 400 | [4800.0, 120.0, 7.0, 0.1, 0.004] | 0 | 0 | [720.0, 1350.0, 2800.0, 6500.0, 15000.0] | 0 | 0
Siemens NH-2-425 | Siemens NH-2-425 | 425 | [4800.0, 120.0, 7.0, 0.1, 0.004] | 0 | 0 | [850.0, 1500.0, 3050.0, 7500.0, 16500.0] | 0 | 0
Siemens NH-2-630 | Siemens NH-2-630 | 630 | [4800.0, 120.0, 7.0, 0.1, 0.004] | 0 | 0 | [1200.0, 2000.0, 4800.0, 12000.0, 26000.0] | 0 | 0

## res_bus
| vm_pu | va_degree | p_mw | q_mvar
0 | 0.98598 | -0.025009 | 0.1333 | 0.064558
1 | 0.98599 | -0.025132 | 0 | 0
2 | 0.98593 | -0.024647 | 0 | 0
3 | 0.98627 | -0.02744 | 0 | 0
4 | 0.98569 | -0.022544 | 0 | 0
5 | 0.98697 | -0.032915 | 0 | 0
6 | 0.98696 | -0.032874 | 0.25158 | 0.12184
7 | 0.98704 | -0.033508 | 0 | 0
8 | 0.98626 | -0.027388 | 0.14968 | 0.072492
9 | 0.98559 | -0.021647 | 0.16336 | 0.079117
10 | 0.98708 | -0.033791 | 0.40944 | 0.1983
11 | 0.98557 | -0.021479 | 0 | 0
12 | 0.99747 | -0.10562 | 0.29894 | 0.14478
13 | 0.99748 | -0.10576 | 0 | 0
14 | 0.99829 | -0.095151 | 0 | 0
15 | 0.99179 | -0.065178 | 0 | 0
16 | 0.99683 | -0.10199 | 0 | 0
17 | 0.99846 | -0.090542 | 0.096708 | 0.046838
18 | 0.99179 | -0.065162 | 0.27708 | 0.1342
19 | 0.99002 | -0.051962 | 0 | 0
20 | 0.9911 | -0.059845 | 0 | 0
21 | 0.99162 | -0.064082 | 0 | 0
22 | 0.99076 | -0.057213 | 0 | 0
23 | 0.9911 | -0.059896 | 0.23478 | 0.11371
24 | 0.99655 | -0.099754 | 0 | 0
25 | 0.99682 | -0.10195 | 0.12101 | 0.058609
26 | 0.99162 | -0.064012 | 0.168 | 0.081368
27 | 0.9992 | -0.045999 | 0.075712 | 0.036669
28 | 0.98998 | -0.052313 | 0.13624 | 0.065983
29 | 0.99074 | -0.057338 | 0.14703 | 0.071209
30 | 0.9856 | -0.09898 | 0.14707 | 0.071232
31 | 0.99652 | -0.099915 | 0.30568 | 0.14805
32 | 0.99924 | -0.045765 | 0 | 0
33 | 0.98444 | -0.17229 | 0.27222 | 0.13184
34 | 0.98449 | -0.17198 | 0 | 0
35 | 0.98464 | -0.17328 | 0 | 0
36 | 0.98491 | -0.1754 | 0 | 0
37 | 0.98463 | -0.17317 | 0.2032 | 0.098413
38 | 0.98505 | -0.17653 | 0 | 0
39 | 0.98488 | -0.17556 | 0.25177 | 0.12194
40 | 0.9855 | -0.18014 | 0 | 0
41 | 0.98505 | -0.17652 | 0.19849 | 0.096131
42 | 0.98456 | -0.17292 | 0.36415 | 0.17637
43 | 0.98459 | -0.17272 | 0 | 0
44 | 0.98497 | -0.1759 | 0 | 0
45 | 0.98446 | -0.17157 | 0 | 0
46 | 0.98496 | -0.17576 | 0.19493 | 0.094411
47 | 0.98667 | -0.18924 | 0 | 0
48 | 0.98549 | -0.18009 | 0.24247 | 0.11743
49 | 0.98694 | -0.187 | 0.23339 | 0.11304
50 | 0.98444 | -0.17137 | 0.29393 | 0.14236
51 | 0.98708 | -0.18809 | 0 | 0
52 | 0.98977 | -0.20847 | 0 | 0
53 | 0.98687 | -0.21729 | 0.37642 | 0.18231
54 | 0.98691 | -0.21705 | 0 | 0
55 | 0.98726 | -0.21999 | 0 | 0
56 | 0.98703 | -0.21792 | 0 | 0
57 | 0.987 | -0.21767 | 0.2617 | 0.12674
58 | 0.98742 | -0.22133 | 0 | 0
59 | 0.98724 | -0.21983 | 0.269 | 0.13028
60 | 0.98699 | -0.21758 | 0 | 0
61 | 0.98747 | -0.22172 | 0.12124 | 0.058721
62 | 0.98755 | -0.22241 | 0 | 0
63 | 0.99027 | -0.20258 | 0.077441 | 0.037506
64 | 0.98768 | -0.22344 | 0.13746 | 0.066575
65 | 0.9935 | -0.11755 | 0 | 0
66 | 0.98765 | -0.22323 | 0.66914 | 0.32408
67 | 0.98478 | -0.0972 | 0.33589 | 0.16268
68 | 0.98478 | -0.097231 | 0 | 0
69 | 0.98454 | -0.095322 | 0 | 0
70 | 0.98508 | -0.094893 | 0 | 0
71 | 0.98453 | -0.095229 | 0.26717 | 0.12939
72 | 0.98507 | -0.094784 | 0.14445 | 0.069962
73 | 0.98549 | -0.098108 | 0 | 0
74 | 0.99714 | -0.026176 | 0.2438 | 0.11808
75 | 0.99712 | -0.026086 | 0 | 0
76 | 0.99717 | -0.025912 | 0 | 0
77 | 0.99707 | -0.025674 | 0 | 0
78 | 0.99729 | -0.026902 | 0 | 0
79 | 0.99725 | -0.026502 | 0 | 0
80 | 0.99732 | -0.02716 | 0.36452 | 0.17655
81 | 0.99707 | -0.025612 | 0.15841 | 0.076719
82 | 0.99723 | -0.02626 | 0.55307 | 0.26786
83 | 0.99757 | -0.026513 | 0 | 0
84 | 0.99757 | -0.026501 | 0.10544 | 0.051069
85 | 0.9976 | -0.026714 | 0 | 0
86 | 0.99751 | -0.027208 | 0 | 0
87 | 0.99749 | -0.02709 | 0.28352 | 0.13731
88 | 0.99769 | -0.026023 | 0.22904 | 0.11093
89 | 0.99758 | -0.026563 | 0.15997 | 0.077479
90 | 0.99736 | -0.027488 | 0.11836 | 0.057326
91 | 0.99764 | -0.025575 | 0.2815 | 0.13634
92 | 0.99789 | -0.027747 | 0 | 0
93 | 0.99644 | -0.04022 | 0.235 | 0.11382
94 | 0.99645 | -0.04032 | 0 | 0
95 | 0.99667 | -0.041988 | 0 | 0
96 | 0.99708 | -0.044866 | 0 | 0
97 | 0.99666 | -0.041814 | 0.32179 | 0.15585
98 | 0.99762 | -0.041558 | 0 | 0
99 | 0.9966 | -0.047657 | 0 | 0
100 | 0.99705 | -0.045057 | 0.30547 | 0.14795
101 | 0.9978 | -0.040388 | 0 | 0
102 | 0.99795 | -0.03128 | 0.21701 | 0.1051
103 | 0.99761 | -0.041501 | 0.39628 | 0.19193
104 | 0.99624 | -0.06914 | 0 | 0
105 | 0.99655 | -0.047248 | 0.22974 | 0.11127
106 | 0.998 | -0.030955 | 0 | 0
107 | 0.99806 | -0.030582 | 0 | 0
108 | 0.9986 | -0.027576 | 0.27827 | 0.13477
109 | 0.99853 | -0.027852 | 0 | 0
110 | 0.99879 | -0.01712 | 0 | 0
111 | 0.99824 | -0.030891 | 0 | 0
112 | 0.99892 | -0.016599 | 0 | 0
113 | 0.99885 | -0.016878 | 0.18616 | 0.090161
114 | 0.9995 | -0.014295 | 0 | 0
115 | 0.99878 | -0.017076 | 0 | 0
116 | 0.99878 | -0.017048 | 0.092179 | 0.044644
117 | 0.99794 | -0.028213 | 0 | 0
118 | 0.99787 | -0.027574 | 0.22927 | 0.11104
119 | 0.99821 | -0.03055 | 1.5135 | 0.73304
120 | 0.99823 | -0.030826 | 0 | 0
121 | 0.99963 | -0.0071205 | 0.28562 | 0.13833
122 | 0.99782 | -0.027178 | 0 | 0
123 | 0.9982 | -0.03052 | 1.4199 | 0.6877
124 | 1 | 0 | -20.1612 | -8.8253
125 | 0.99966 | -0.0070284 | 0 | 0
126 | 0.99817 | -0.01489 | 0.39226 | 0.18998
127 | 0.99819 | -0.015099 | 0 | 0
128 | 0.99832 | -0.016209 | 0 | 0
129 | 0.99854 | -0.014808 | 0 | 0
130 | 0.99808 | -0.030467 | 0.24493 | 0.11862
131 | 0.99854 | -0.014776 | 0.22997 | 0.11138
132 | 0.99914 | -0.011011 | 0 | 0
133 | 0.9999 | -0.0060313 | 0 | 0
134 | 0.99913 | -0.010868 | 0.30408 | 0.14727
135 | 0.9962 | -0.046598 | 0.27474 | 0.13306
136 | 0.99619 | -0.046579 | 0 | 0
137 | 0.99626 | -0.046082 | 0 | 0
138 | 0.99614 | -0.046227 | 0 | 0
139 | 0.9965 | -0.047718 | 0 | 0
140 | 0.99617 | -0.069533 | 0.11313 | 0.054789
141 | 0.99612 | -0.04608 | 0.11147 | 0.053986
142 | 0.99574 | -0.095039 | 0.12082 | 0.058517
143 | 0.99345 | -0.11786 | 0.4017 | 0.19455
144 | 0.99456 | -0.11209 | 0 | 0
145 | 0.9945 | -0.11194 | 0 | 0
146 | 0.99466 | -0.11155 | 0.31084 | 0.15055
147 | 0.99442 | -0.11138 | 0 | 0
148 | 0.99442 | -0.11134 | 0.12462 | 0.060357
149 | 0.99478 | -0.1109 | 0 | 0
150 | 0.99476 | -0.11072 | 0 | 0
151 | 0.99554 | -0.10668 | 0 | 0
152 | 0.99476 | -0.11068 | 0.092098 | 0.044605
153 | 0.99475 | -0.11066 | 0 | 0
154 | 0.98556 | -0.021345 | 0.10446 | 0.050593
155 | 0.98556 | -0.021412 | 0 | 0
156 | 0.98554 | -0.021196 | 0 | 0
157 | 0.98553 | -0.021144 | 0 | 0
158 | 0.98553 | -0.02111 | 0.24294 | 0.11766
159 | 0.98553 | -0.021125 | 0.1178 | 0.057054
160 | 0.98699 | -0.21757 | 0.22888 | 0.11085
161 | 0.99748 | -0.027205 | 0.090217 | 0.043694
162 | 0.99773 | -0.026347 | 0 | 0
163 | 0.99475 | -0.11066 | 0.071521 | 0.034639
164 | 0.98991 | -0.052857 | 0 | 0
165 | 0.98937 | -0.048704 | 0.20597 | 0.099754
166 | 0.98937 | -0.048762 | 0 | 0
167 | 0.98728 | -0.032251 | 0 | 0
168 | 0.99997 | 149.9981 | 0 | 0

## res_line
| p_from_mw | q_from_mvar | p_to_mw | q_to_mvar | pl_mw | ql_mvar | i_from_ka | i_to_ka | i_ka | vm_from_pu | va_from_degree | vm_to_pu | va_to_degree | loading_percent
0 | -0.76214 | -0.35272 | 0.76215 | 0.35238 | 1.1938e-05 | -0.00033985 | 0.024588 | 0.024584 | 0.024588 | 0.98598 | -0.025009 | 0.98599 | -0.025132 | 11.1763
1 | 0.62885 | 0.28816 | -0.62882 | -0.28941 | 2.9591e-05 | -0.0012446 | 0.020252 | 0.020268 | 0.020268 | 0.98598 | -0.025009 | 0.98593 | -0.024647 | 9.2126
2 | -0.76215 | -0.35238 | 0.76238 | 0.3458 | 0.00023023 | -0.0065792 | 0.024584 | 0.024503 | 0.024584 | 0.98599 | -0.025132 | 0.98627 | -0.02744 | 11.1744
3 | 0.62882 | 0.28941 | -0.62865 | -0.29635 | 0.00016602 | -0.0069456 | 0.020268 | 0.020354 | 0.020354 | 0.98593 | -0.024647 | 0.98569 | -0.022544 | 9.2519
4 | 0.14968 | 0.07183 | -0.14968 | -0.072492 | 9.0067e-07 | -0.00066215 | 0.0048593 | 0.0048678 | 0.0048678 | 0.98627 | -0.02744 | 0.98626 | -0.027388 | 2.2126
5 | -0.91206 | -0.41763 | 0.91275 | 0.40397 | 0.00068265 | -0.013662 | 0.029361 | 0.029195 | 0.029361 | 0.98627 | -0.02744 | 0.98697 | -0.032915 | 13.3459
6 | 0.62865 | 0.29635 | -0.62858 | -0.29918 | 6.8024e-05 | -0.0028276 | 0.020354 | 0.02039 | 0.02039 | 0.98569 | -0.022544 | 0.98559 | -0.021647 | 9.2681
7 | 0.25158 | 0.12153 | -0.25158 | -0.12184 | 1.1972e-06 | -0.00031181 | 0.0081719 | 0.0081759 | 0.0081759 | 0.98697 | -0.032915 | 0.98696 | -0.032874 | 3.7163
8 | -1.1643 | -0.5255 | 1.1644 | 0.52435 | 9.4114e-05 | -0.0011471 | 0.037363 | 0.037349 | 0.037363 | 0.98697 | -0.032915 | 0.98704 | -0.033508 | 16.9831
9 | -1.1644 | -0.52435 | 1.1645 | 0.5238 | 4.4985e-05 | -0.00054869 | 0.037349 | 0.037342 | 0.037349 | 0.98704 | -0.033508 | 0.98708 | -0.033791 | 16.9767
10 | 0.46523 | 0.22006 | -0.46522 | -0.22078 | 9.4447e-06 | -0.00071888 | 0.015074 | 0.015083 | 0.015083 | 0.98559 | -0.021647 | 0.98557 | -0.021479 | 6.8559
11 | -1.5739 | -0.72211 | 1.5742 | 0.72222 | 0.00030553 | 0.00011359 | 0.050643 | 0.050642 | 0.050643 | 0.98708 | -0.033791 | 0.98728 | -0.032251 | 24.1157
12 | 0.46522 | 0.22078 | -0.46521 | -0.22106 | 3.7433e-06 | -0.00028467 | 0.015083 | 0.015086 | 0.015086 | 0.98557 | -0.021479 | 0.98556 | -0.021412 | 6.8575
13 | -0.29894 | -0.14478 | 0.29895 | 0.14386 | 4.7947e-06 | -0.00092299 | 0.0096129 | 0.0096012 | 0.0096129 | 0.99747 | -0.10562 | 0.99748 | -0.10576 | 4.3695
14 | -4.4008 | -1.8914 | 4.4041 | 1.8818 | 0.0032352 | -0.0095676 | 0.13863 | 0.13849 | 0.13863 | 0.99748 | -0.10576 | 0.99829 | -0.095151 | 38.2946
15 | 3.6748 | 1.5876 | -3.6527 | -1.6101 | 0.022097 | -0.022492 | 0.11585 | 0.11619 | 0.11619 | 0.99748 | -0.10576 | 0.99179 | -0.065178 | 52.8128
16 | 0.42708 | 0.15993 | -0.42679 | -0.189 | 0.00029222 | -0.029063 | 0.013198 | 0.013517 | 0.013517 | 0.99748 | -0.10576 | 0.99683 | -0.10199 | 6.1442
17 | -4.4041 | -1.8818 | 4.4047 | 1.8825 | 0.0005848 | 0.00062729 | 0.13849 | 0.13849 | 0.13849 | 0.99829 | -0.095151 | 0.99846 | -0.090542 | 39.5687
18 | 0.27708 | 0.13409 | -0.27708 | -0.1342 | 5.1139e-07 | -0.0001119 | 0.0089596 | 0.008961 | 0.008961 | 0.99179 | -0.065178 | 0.99179 | -0.065162 | 4.0732
19 | 1.9248 | 0.84313 | -1.9212 | -0.85906 | 0.0036341 | -0.015926 | 0.061163 | 0.061364 | 0.061364 | 0.99179 | -0.065178 | 0.99002 | -0.051962 | 27.8927
20 | 1.2828 | 0.5708 | -1.2818 | -0.58041 | 0.00094189 | -0.0096068 | 0.040867 | 0.040985 | 0.040985 | 0.99179 | -0.065178 | 0.9911 | -0.059845 | 18.6294
21 | 0.16803 | 0.062081 | -0.168 | -0.080557 | 2.9668e-05 | -0.018476 | 0.005214 | 0.005424 | 0.005424 | 0.99179 | -0.065178 | 0.99162 | -0.064082 | 2.4655
22 | 0.30577 | 0.1311 | -0.30568 | -0.148 | 9.0286e-05 | -0.016903 | 0.0096346 | 0.0098381 | 0.0098381 | 0.99683 | -0.10199 | 0.99655 | -0.099754 | 4.4719
23 | 0.12101 | 0.0579 | -0.12101 | -0.058609 | 6.0387e-07 | -0.00070924 | 0.0038849 | 0.0038939 | 0.0038939 | 0.99683 | -0.10199 | 0.99682 | -0.10195 | 1.7699
24 | -4.5014 | -1.9293 | 4.5032 | 1.9328 | 0.0018335 | 0.0035172 | 0.14159 | 0.14158 | 0.14159 | 0.99846 | -0.090542 | 0.9992 | -0.045999 | 10.9762
25 | 1.9212 | 0.85906 | -1.9211 | -0.85902 | 7.8925e-05 | 3.5672e-05 | 0.061364 | 0.061364 | 0.061364 | 0.99002 | -0.051962 | 0.98998 | -0.052313 | 29.221
26 | 1.0471 | 0.46672 | -1.0467 | -0.47258 | 0.00038003 | -0.0058608 | 0.03339 | 0.033461 | 0.033461 | 0.9911 | -0.059845 | 0.99076 | -0.057213 | 15.2095
27 | 0.23479 | 0.11369 | -0.23478 | -0.11371 | 1.8072e-06 | -1.947e-05 | 0.0075981 | 0.0075984 | 0.0075984 | 0.9911 | -0.059845 | 0.9911 | -0.059896 | 3.6183
28 | 0.168 | 0.080557 | -0.168 | -0.081368 | 1.3597e-06 | -0.00081087 | 0.005424 | 0.0054343 | 0.0054343 | 0.99162 | -0.064082 | 0.99162 | -0.064012 | 2.4701
29 | 0.14703 | 0.07113 | -0.14703 | -0.071209 | 2.7729e-06 | -7.8773e-05 | 0.004759 | 0.00476 | 0.00476 | 0.99076 | -0.057213 | 0.99074 | -0.057338 | 2.2667
30 | 0.89965 | 0.40145 | -0.89525 | -0.40218 | 0.0043966 | -0.00073253 | 0.028704 | 0.028746 | 0.028746 | 0.99076 | -0.057213 | 0.9856 | -0.09898 | 13.6884
31 | 0.30568 | 0.148 | -0.30568 | -0.14805 | 7.4664e-06 | -4.665e-05 | 0.0098381 | 0.0098388 | 0.0098388 | 0.99655 | -0.099754 | 0.99652 | -0.099915 | 4.6851
32 | -4.5789 | -1.9695 | 4.5791 | 1.9631 | 0.00016613 | -0.0064155 | 0.14401 | 0.14393 | 0.14401 | 0.9992 | -0.045999 | 0.99924 | -0.045765 | 11.2857
33 | 1.7849 | 0.79304 | -1.7847 | -0.79299 | 0.00011149 | 4.7265e-05 | 0.056952 | 0.056952 | 0.056952 | 0.98998 | -0.052313 | 0.98991 | -0.052857 | 27.1202
34 | 0.74817 | 0.33095 | -0.74808 | -0.33371 | 9.2424e-05 | -0.002765 | 0.023962 | 0.023995 | 0.023995 | 0.9856 | -0.09898 | 0.98549 | -0.098108 | 10.9067
35 | -4.5791 | -1.9631 | 4.581 | 1.9668 | 0.0019166 | 0.0037219 | 0.14393 | 0.14391 | 0.14393 | 0.99924 | -0.045765 | 1 | 0 | 11.1574
36 | -0.27222 | -0.13184 | 0.27223 | 0.13174 | 1.2886e-05 | -9.8319e-05 | 0.0088695 | 0.0088681 | 0.0088695 | 0.98444 | -0.17229 | 0.98449 | -0.17198 | 4.2235
37 | -0.27223 | -0.13174 | 0.27228 | 0.12178 | 4.4632e-05 | -0.0099665 | 0.0088681 | 0.0087446 | 0.0088681 | 0.98449 | -0.17198 | 0.98464 | -0.17328 | 4.031
38 | -0.47548 | -0.21912 | 0.47561 | 0.20894 | 0.00013775 | -0.010182 | 0.015349 | 0.015226 | 0.015349 | 0.98464 | -0.17328 | 0.98491 | -0.1754 | 6.9768
39 | 0.2032 | 0.097347 | -0.2032 | -0.098413 | 2.6895e-06 | -0.0010657 | 0.0066057 | 0.0066193 | 0.0066193 | 0.98464 | -0.17328 | 0.98463 | -0.17317 | 3.0088
40 | -0.72739 | -0.33083 | 0.7275 | 0.32736 | 0.00011049 | -0.0034684 | 0.023421 | 0.023379 | 0.023421 | 0.98491 | -0.1754 | 0.98505 | -0.17653 | 10.646
41 | 0.25178 | 0.12189 | -0.25177 | -0.12194 | 5.886e-06 | -5.3218e-05 | 0.0081989 | 0.0081996 | 0.0081996 | 0.98491 | -0.1754 | 0.98488 | -0.17556 | 3.9046
42 | -0.92599 | -0.42338 | 0.92644 | 0.41469 | 0.00045093 | -0.008691 | 0.029839 | 0.029732 | 0.029839 | 0.98505 | -0.17653 | 0.9855 | -0.18014 | 13.5631
43 | 0.19849 | 0.096025 | -0.19849 | -0.096131 | 2.5618e-07 | -0.00010638 | 0.0064617 | 0.0064631 | 0.0064631 | 0.98505 | -0.17653 | 0.98505 | -0.17652 | 2.9378
44 | -2.0227 | -0.91288 | 2.0253 | 0.90315 | 0.0025432 | -0.0097323 | 0.065005 | 0.06488 | 0.065005 | 0.9855 | -0.18014 | 0.98667 | -0.18924 | 29.5479
45 | 0.24247 | 0.11707 | -0.24247 | -0.11743 | 1.2795e-06 | -0.0003567 | 0.007887 | 0.0078916 | 0.0078916 | 0.9855 | -0.18014 | 0.98549 | -0.18009 | 3.5871
46 | 0.85384 | 0.38111 | -0.85335 | -0.39217 | 0.00048636 | -0.011056 | 0.027389 | 0.027525 | 0.027525 | 0.9855 | -0.18014 | 0.98497 | -0.1759 | 12.5112
47 | -0.36415 | -0.17637 | 0.36416 | 0.17632 | 1.111e-05 | -4.4317e-05 | 0.011863 | 0.011863 | 0.011863 | 0.98456 | -0.17292 | 0.98459 | -0.17272 | 5.6492
48 | -0.65814 | -0.30931 | 0.65841 | 0.29909 | 0.00026831 | -0.010219 | 0.021321 | 0.021194 | 0.021321 | 0.98459 | -0.17272 | 0.98497 | -0.1759 | 9.6914
49 | 0.29398 | 0.13298 | -0.29394 | -0.14104 | 4.2091e-05 | -0.0080564 | 0.0094601 | 0.00956 | 0.00956 | 0.98459 | -0.17272 | 0.98446 | -0.17157 | 4.3455
50 | 0.19494 | 0.093079 | -0.19493 | -0.094411 | 3.0876e-06 | -0.0013321 | 0.0063311 | 0.006348 | 0.006348 | 0.98497 | -0.1759 | 0.98496 | -0.17576 | 2.8855
51 | 0.29394 | 0.14104 | -0.29393 | -0.14236 | 6.9612e-06 | -0.0013158 | 0.00956 | 0.0095768 | 0.0095768 | 0.98446 | -0.17157 | 0.98444 | -0.17137 | 4.3531
52 | -2.0253 | -0.90315 | 2.0258 | 0.9034 | 0.00052776 | 0.00024877 | 0.06488 | 0.064879 | 0.06488 | 0.98667 | -0.18924 | 0.98694 | -0.187 | 30.8951
53 | -2.2592 | -1.0164 | 2.2595 | 1.0154 | 0.00033911 | -0.0010249 | 0.07246 | 0.072447 | 0.07246 | 0.98694 | -0.187 | 0.98708 | -0.18809 | 32.9366
54 | -2.2595 | -1.0154 | 2.2661 | 0.99555 | 0.0065226 | -0.019858 | 0.072447 | 0.072189 | 0.072447 | 0.98708 | -0.18809 | 0.98977 | -0.20847 | 32.9304
55 | -4.3349 | -1.962 | 4.3368 | 1.9564 | 0.0019509 | -0.0056387 | 0.13878 | 0.13869 | 0.13878 | 0.98977 | -0.20847 | 0.99027 | -0.20258 | 38.3363
56 | 2.0688 | 0.96647 | -2.0647 | -0.96449 | 0.0041326 | 0.0019783 | 0.066598 | 0.066606 | 0.066606 | 0.98977 | -0.20847 | 0.98768 | -0.22344 | 31.7171
57 | -0.37642 | -0.18231 | 0.37643 | 0.18226 | 1.3759e-05 | -5.1375e-05 | 0.012234 | 0.012233 | 0.012234 | 0.98687 | -0.21729 | 0.98691 | -0.21705 | 5.8258
58 | -0.37643 | -0.18226 | 0.37657 | 0.16548 | 0.00014198 | -0.016777 | 0.012233 | 0.012027 | 0.012233 | 0.98691 | -0.21705 | 0.98726 | -0.21999 | 5.5606
59 | -1.1363 | -0.52193 | 1.1365 | 0.5194 | 0.00019901 | -0.0025386 | 0.036563 | 0.036531 | 0.036563 | 0.98726 | -0.21999 | 0.98742 | -0.22133 | 16.6194
60 | 0.269 | 0.12917 | -0.269 | -0.13028 | 4.8852e-06 | -0.0011153 | 0.0087254 | 0.0087396 | 0.0087396 | 0.98726 | -0.21999 | 0.98724 | -0.21983 | 3.9726
61 | 0.49072 | 0.22729 | -0.4906 | -0.23584 | 0.00012396 | -0.0085446 | 0.015813 | 0.01592 | 0.01592 | 0.98726 | -0.21999 | 0.98703 | -0.21792 | 7.2365
62 | 0.4906 | 0.23584 | -0.49058 | -0.23681 | 1.4193e-05 | -0.00097069 | 0.01592 | 0.015933 | 0.015933 | 0.98703 | -0.21792 | 0.987 | -0.21767 | 7.2421
63 | 0.22889 | 0.11006 | -0.22888 | -0.11076 | 2.2196e-06 | -0.00069934 | 0.0074282 | 0.0074371 | 0.0074371 | 0.987 | -0.21767 | 0.98699 | -0.21758 | 3.3805
64 | -1.1365 | -0.5194 | 1.1366 | 0.51866 | 5.7901e-05 | -0.00073961 | 0.036531 | 0.036522 | 0.036531 | 0.98742 | -0.22133 | 0.98747 | -0.22172 | 16.6051
65 | 0.22888 | 0.11076 | -0.22888 | -0.11085 | 2.9672e-07 | -9.3362e-05 | 0.0074371 | 0.0074383 | 0.0074383 | 0.98699 | -0.21758 | 0.98699 | -0.21757 | 3.381
66 | -1.2578 | -0.57738 | 1.2579 | 0.57621 | 0.00011302 | -0.001171 | 0.040459 | 0.040445 | 0.040459 | 0.98747 | -0.22172 | 0.98755 | -0.22241 | 18.3906
67 | -1.2579 | -0.57621 | 1.2581 | 0.57443 | 0.0001711 | -0.0017749 | 0.040445 | 0.040422 | 0.040445 | 0.98755 | -0.22241 | 0.98768 | -0.22344 | 18.3839
68 | -4.4143 | -1.9939 | 4.4257 | 2.0062 | 0.011432 | 0.012304 | 0.1412 | 0.14119 | 0.1412 | 0.99027 | -0.20258 | 0.9935 | -0.11755 | 40.3429
69 | 0.66916 | 0.32348 | -0.66914 | -0.32408 | 1.6302e-05 | -0.00059763 | 0.021723 | 0.021731 | 0.021731 | 0.98768 | -0.22344 | 0.98765 | -0.22323 | 9.8777
70 | -4.8274 | -2.2007 | 4.8324 | 2.1613 | 0.0049716 | -0.039372 | 0.15416 | 0.15365 | 0.15416 | 0.9935 | -0.11755 | 0.99456 | -0.11209 | 24.1623
71 | 0.40172 | 0.19449 | -0.4017 | -0.19455 | 1.864e-05 | -6.1614e-05 | 0.012969 | 0.012969 | 0.012969 | 0.9935 | -0.11755 | 0.99345 | -0.11786 | 6.1759
72 | -0.33589 | -0.16268 | 0.33589 | 0.16251 | 1.1692e-06 | -0.00016912 | 0.01094 | 0.010938 | 0.01094 | 0.98478 | -0.0972 | 0.98478 | -0.097231 | 4.9728
73 | 0.26724 | 0.11252 | -0.26717 | -0.12874 | 6.9204e-05 | -0.016224 | 0.0084998 | 0.0086957 | 0.0086957 | 0.98478 | -0.097231 | 0.98454 | -0.095322 | 3.9526
74 | -0.60313 | -0.27503 | 0.6033 | 0.27483 | 0.00017427 | -0.00019091 | 0.019431 | 0.019428 | 0.019431 | 0.98478 | -0.097231 | 0.98508 | -0.094893 | 9.253
75 | 0.26717 | 0.12874 | -0.26717 | -0.12939 | 2.8636e-06 | -0.00065506 | 0.0086957 | 0.008704 | 0.008704 | 0.98454 | -0.095322 | 0.98453 | -0.095229 | 3.9564
76 | -0.74776 | -0.34335 | 0.74808 | 0.33371 | 0.00032417 | -0.0096321 | 0.024112 | 0.023995 | 0.024112 | 0.98508 | -0.094893 | 0.98549 | -0.098108 | 10.9602
77 | 0.14446 | 0.068512 | -0.14445 | -0.069962 | 1.8423e-06 | -0.0014503 | 0.0046852 | 0.0047036 | 0.0047036 | 0.98508 | -0.094893 | 0.98507 | -0.094784 | 2.138
78 | 0.15842 | 0.068578 | -0.15842 | -0.070076 | 2.1118e-06 | -0.0014977 | 0.0049975 | 0.0050149 | 0.0050149 | 0.99714 | -0.026176 | 0.99712 | -0.026086 | 2.2795
79 | -0.40222 | -0.18666 | 0.40223 | 0.18661 | 1.3905e-05 | -4.7508e-05 | 0.012837 | 0.012837 | 0.012837 | 0.99714 | -0.026176 | 0.99717 | -0.025912 | 6.113
80 | 0.15842 | 0.070076 | -0.15841 | -0.07594 | 8.4142e-06 | -0.0058644 | 0.0050149 | 0.005086 | 0.005086 | 0.99712 | -0.026086 | 0.99707 | -0.025674 | 2.3118
81 | -0.40223 | -0.18661 | 0.40229 | 0.18093 | 5.2442e-05 | -0.0056755 | 0.012837 | 0.012768 | 0.012837 | 0.99717 | -0.025912 | 0.99729 | -0.026902 | 5.8348
82 | 0.15841 | 0.07594 | -0.15841 | -0.076719 | 1.1365e-06 | -0.00077935 | 0.005086 | 0.0050958 | 0.0050958 | 0.99707 | -0.025674 | 0.99707 | -0.025612 | 2.3163
83 | 0.55311 | 0.26556 | -0.55308 | -0.267 | 2.5699e-05 | -0.0014402 | 0.01776 | 0.017778 | 0.017778 | 0.99729 | -0.026902 | 0.99725 | -0.026502 | 8.0809
84 | -0.95539 | -0.44649 | 0.95542 | 0.44591 | 3.0827e-05 | -0.00057949 | 0.030526 | 0.030518 | 0.030526 | 0.99729 | -0.026902 | 0.99732 | -0.02716 | 13.8753
85 | 0.55308 | 0.267 | -0.55307 | -0.26786 | 1.5437e-05 | -0.00086362 | 0.017778 | 0.017789 | 0.017789 | 0.99725 | -0.026502 | 0.99723 | -0.02626 | 8.0859
86 | -1.3199 | -0.62246 | 1.32 | 0.62195 | 5.2752e-05 | -0.00051038 | 0.042241 | 0.042234 | 0.042241 | 0.99732 | -0.02716 | 0.99736 | -0.027488 | 19.2004
87 | 0.10544 | 0.050831 | -0.10544 | -0.051069 | 1.5319e-07 | -0.00023734 | 0.0033874 | 0.0033903 | 0.0033903 | 0.99757 | -0.026513 | 0.99757 | -0.026501 | 1.5411
88 | -0.10544 | -0.050831 | 0.10545 | 0.046544 | 2.7216e-06 | -0.0042876 | 0.0033874 | 0.0033353 | 0.0033874 | 0.99757 | -0.026513 | 0.9976 | -0.026714 | 1.5397
89 | -0.26542 | -0.1221 | 0.26545 | 0.12189 | 2.3253e-05 | -0.00020247 | 0.0084542 | 0.0084516 | 0.0084542 | 0.9976 | -0.026714 | 0.99769 | -0.026023 | 4.0258
90 | 0.15998 | 0.075552 | -0.15997 | -0.077479 | 2.852e-06 | -0.0019269 | 0.0051195 | 0.0051436 | 0.0051436 | 0.9976 | -0.026714 | 0.99758 | -0.026563 | 2.338
91 | 0.37374 | 0.18026 | -0.37374 | -0.18089 | 5.0849e-06 | -0.0006256 | 0.012008 | 0.012016 | 0.012016 | 0.99751 | -0.027208 | 0.99749 | -0.02709 | 5.4619
92 | -0.37374 | -0.18026 | 0.37381 | 0.18 | 6.5903e-05 | -0.00026357 | 0.012008 | 0.012004 | 0.012008 | 0.99751 | -0.027208 | 0.99769 | -0.026023 | 5.7182
93 | 0.090219 | 0.043571 | -0.090217 | -0.043694 | 1.5681e-06 | -0.0001233 | 0.0028995 | 0.002901 | 0.002901 | 0.99749 | -0.02709 | 0.99748 | -0.027205 | 1.3815
94 | -0.8683 | -0.41282 | 0.86833 | 0.41205 | 3.374e-05 | -0.00076645 | 0.027818 | 0.027809 | 0.027818 | 0.99769 | -0.026023 | 0.99773 | -0.026347 | 12.6448
95 | -1.4384 | -0.67927 | 1.4387 | 0.67939 | 0.00038108 | 0.00011884 | 0.046041 | 0.046039 | 0.046041 | 0.99736 | -0.027488 | 0.99764 | -0.025575 | 21.9242
96 | -1.7202 | -0.81573 | 1.7207 | 0.81321 | 0.00045162 | -0.0025172 | 0.055089 | 0.055057 | 0.055089 | 0.99764 | -0.025575 | 0.99789 | -0.027747 | 25.0407
97 | -1.7207 | -0.81321 | 1.7208 | 0.81267 | 9.7392e-05 | -0.00054341 | 0.055057 | 0.05505 | 0.055057 | 0.99789 | -0.027747 | 0.99794 | -0.028213 | 25.0258
98 | -0.235 | -0.11382 | 0.235 | 0.11297 | 2.7291e-06 | -0.00084729 | 0.0075646 | 0.0075539 | 0.0075646 | 0.99644 | -0.04022 | 0.99645 | -0.04032 | 3.4384
99 | -0.235 | -0.11297 | 0.23506 | 0.095003 | 5.6111e-05 | -0.017965 | 0.0075539 | 0.0073432 | 0.0075539 | 0.99645 | -0.04032 | 0.99667 | -0.041988 | 3.4336
100 | -0.55686 | -0.24978 | 0.5571 | 0.23616 | 0.00023853 | -0.01362 | 0.017677 | 0.017518 | 0.017677 | 0.99667 | -0.041988 | 0.99708 | -0.044866 | 8.035
101 | 0.3218 | 0.15478 | -0.32179 | -0.15585 | 6.4739e-06 | -0.0010719 | 0.010343 | 0.010356 | 0.010356 | 0.99667 | -0.041988 | 0.99666 | -0.041814 | 4.7073
102 | -7.1555 | -3.1025 | 7.1592 | 3.0462 | 0.0036644 | -0.056255 | 0.2258 | 0.22513 | 0.2258 | 0.99708 | -0.044866 | 0.99762 | -0.041558 | 17.696
103 | 6.2929 | 2.7184 | -6.29 | -2.7758 | 0.0028849 | -0.057369 | 0.19847 | 0.19915 | 0.19915 | 0.99708 | -0.044866 | 0.9966 | -0.047657 | 15.6073
104 | 0.30548 | 0.14789 | -0.30547 | -0.14795 | 8.8281e-06 | -5.5369e-05 | 0.0098262 | 0.009827 | 0.009827 | 0.99708 | -0.044866 | 0.99705 | -0.045057 | 4.6795
105 | 0.39628 | 0.19164 | -0.39628 | -0.19193 | 2.6231e-06 | -0.00028691 | 0.012738 | 0.012741 | 0.012741 | 0.99762 | -0.041558 | 0.99761 | -0.041501 | 5.7915
106 | -7.5555 | -3.2379 | 7.5568 | 3.2194 | 0.0013437 | -0.01849 | 0.23786 | 0.23764 | 0.23786 | 0.99762 | -0.041558 | 0.9978 | -0.040388 | 18.641
107 | 5.6739 | 2.504 | -5.6728 | -2.5015 | 0.0011305 | 0.0025013 | 0.17964 | 0.17965 | 0.17965 | 0.9966 | -0.047657 | 0.99624 | -0.06914 | 13.9264
108 | 0.61612 | 0.27175 | -0.61609 | -0.27342 | 3.6066e-05 | -0.0016714 | 0.019505 | 0.019525 | 0.019525 | 0.9966 | -0.047657 | 0.99655 | -0.047248 | 8.875
109 | -7.5568 | -3.2194 | 7.5574 | 3.2209 | 0.00062726 | 0.0015154 | 0.23764 | 0.23764 | 0.23764 | 0.9978 | -0.040388 | 0.99795 | -0.03128 | 18.4217
110 | -7.7744 | -3.326 | 7.7748 | 3.321 | 0.0003845 | -0.0049906 | 0.2446 | 0.24455 | 0.2446 | 0.99795 | -0.03128 | 0.998 | -0.030955 | 19.1697
111 | 5.6728 | 2.5015 | -5.6724 | -2.5109 | 0.00038315 | -0.0093609 | 0.17965 | 0.17976 | 0.17976 | 0.99624 | -0.06914 | 0.99617 | -0.069533 | 14.088
112 | 0.38635 | 0.16215 | -0.38633 | -0.16222 | 1.8058e-05 | -7.0246e-05 | 0.012137 | 0.012138 | 0.012138 | 0.99655 | -0.047248 | 0.9965 | -0.047718 | 5.7801
113 | -7.7748 | -3.321 | 7.7753 | 3.3153 | 0.00043899 | -0.0057016 | 0.24455 | 0.24448 | 0.24455 | 0.998 | -0.030955 | 0.99806 | -0.030582 | 19.165
114 | -7.7753 | -3.3153 | 7.7754 | 3.3135 | 0.00013512 | -0.0017558 | 0.24448 | 0.24446 | 0.24448 | 0.99806 | -0.030582 | 0.99808 | -0.030467 | 19.1597
115 | 5.755 | 2.7455 | -5.7546 | -2.7477 | 0.00039667 | -0.0021434 | 0.18433 | 0.18436 | 0.18436 | 0.9986 | -0.027576 | 0.99853 | -0.027852 | 28.8962
116 | -6.0333 | -2.8803 | 6.0339 | 2.8819 | 0.00061142 | 0.0015809 | 0.19327 | 0.19327 | 0.19327 | 0.9986 | -0.027576 | 0.99879 | -0.01712 | 29.9637
117 | 5.7546 | 2.7477 | -5.7531 | -2.7497 | 0.0015051 | -0.0020408 | 0.18436 | 0.1844 | 0.1844 | 0.99853 | -0.027852 | 0.99824 | -0.030891 | 50.9383
118 | 0.09218 | 0.043017 | -0.092179 | -0.044025 | 4.9014e-07 | -0.0010073 | 0.0029401 | 0.0029525 | 0.0029525 | 0.99879 | -0.01712 | 0.99878 | -0.017076 | 1.342
119 | -6.1261 | -2.9249 | 6.1264 | 2.9231 | 0.00037015 | -0.0017423 | 0.19621 | 0.19618 | 0.19621 | 0.99879 | -0.01712 | 0.99885 | -0.016878 | 30.7531
120 | 1.5136 | 0.73261 | -1.5135 | -0.73304 | 5.9325e-05 | -0.00042944 | 0.048628 | 0.048634 | 0.048634 | 0.99824 | -0.030891 | 0.99821 | -0.03055 | 22.1064
121 | 1.42 | 0.6872 | -1.42 | -0.68729 | 1.058e-05 | -8.7462e-05 | 0.045619 | 0.045621 | 0.045621 | 0.99824 | -0.030891 | 0.99823 | -0.030826 | 20.7366
122 | 2.8195 | 1.3299 | -2.8186 | -1.3316 | 0.00091845 | -0.0017404 | 0.090151 | 0.090176 | 0.090176 | 0.99824 | -0.030891 | 0.99794 | -0.028213 | 40.989
123 | 6.313 | 3.0114 | -6.3126 | -3.0133 | 0.0004398 | -0.001936 | 0.20213 | 0.20216 | 0.20216 | 0.99892 | -0.016599 | 0.99885 | -0.016878 | 31.6863
124 | -6.313 | -3.0114 | 6.3166 | 2.9957 | 0.0035592 | -0.015701 | 0.20213 | 0.20191 | 0.20213 | 0.99892 | -0.016599 | 0.9995 | -0.014295 | 31.682
125 | -6.3166 | -2.9957 | 6.317 | 2.9967 | 0.00043748 | 0.0010104 | 0.20191 | 0.20191 | 0.20191 | 0.9995 | -0.014295 | 0.99963 | -0.0071205 | 15.6521
126 | 0.092179 | 0.044025 | -0.092179 | -0.044644 | 3.0358e-07 | -0.00061962 | 0.0029525 | 0.0029603 | 0.0029603 | 0.99878 | -0.017076 | 0.99878 | -0.017048 | 1.3456
127 | 1.0978 | 0.51896 | -1.0977 | -0.52016 | 8.4872e-05 | -0.0011994 | 0.035126 | 0.035141 | 0.035141 | 0.99794 | -0.028213 | 0.99787 | -0.027574 | 15.9734
128 | 0.86846 | 0.40911 | -0.86842 | -0.41007 | 4.1855e-05 | -0.00095353 | 0.027772 | 0.027784 | 0.027784 | 0.99787 | -0.027574 | 0.99782 | -0.027178 | 12.6291
129 | 1.42 | 0.68729 | -1.4199 | -0.6877 | 4.9896e-05 | -0.00041239 | 0.045621 | 0.045626 | 0.045626 | 0.99823 | -0.030826 | 0.9982 | -0.03052 | 20.7391
130 | -6.6027 | -3.135 | 6.6028 | 3.1324 | 0.00014694 | -0.0025984 | 0.21107 | 0.21104 | 0.21107 | 0.99963 | -0.0071205 | 0.99966 | -0.0070284 | 16.5418
131 | 0.86842 | 0.41007 | -0.86833 | -0.41205 | 8.7245e-05 | -0.0019846 | 0.027784 | 0.027809 | 0.027809 | 0.99782 | -0.027178 | 0.99773 | -0.026347 | 12.6404
132 | 15.5662 | 6.848 | -15.5653 | -6.8458 | 0.00086946 | 0.0022822 | 0.49092 | 0.49092 | 0.49092 | 1 | 0 | 0.9999 | -0.0060313 | 38.0558
133 | -6.6028 | -3.1324 | 6.6044 | 3.105 | 0.0015474 | -0.027421 | 0.21104 | 0.21069 | 0.21104 | 0.99966 | -0.0070284 | 0.9999 | -0.0060313 | 16.5392
134 | -0.39226 | -0.18998 | 0.39227 | 0.18892 | 9.4829e-06 | -0.0010619 | 0.012605 | 0.012591 | 0.012605 | 0.99817 | -0.01489 | 0.99819 | -0.015099 | 5.7294
135 | -0.39227 | -0.18892 | 0.39232 | 0.183 | 5.2459e-05 | -0.0059164 | 0.012591 | 0.012518 | 0.012591 | 0.99819 | -0.015099 | 0.99832 | -0.016209 | 5.7234
136 | -8.4137 | -3.6177 | 8.4155 | 3.5978 | 0.0018126 | -0.019954 | 0.26483 | 0.26459 | 0.26483 | 0.99832 | -0.016209 | 0.99854 | -0.014808 | 20.7546
137 | 8.0214 | 3.4347 | -8.0203 | -3.4322 | 0.0010445 | 0.0025556 | 0.25232 | 0.25232 | 0.25232 | 0.99832 | -0.016209 | 0.99808 | -0.030467 | 19.5597
138 | 0.22998 | 0.1111 | -0.22997 | -0.11138 | 8.6756e-07 | -0.00028337 | 0.0073837 | 0.0073872 | 0.0073872 | 0.99854 | -0.014808 | 0.99854 | -0.014776 | 3.3578
139 | -8.6455 | -3.7089 | 8.6504 | 3.6574 | 0.004935 | -0.051486 | 0.27197 | 0.27135 | 0.27197 | 0.99854 | -0.014808 | 0.99914 | -0.011011 | 21.3139
140 | 0.30409 | 0.14633 | -0.30408 | -0.14727 | 5.0337e-06 | -0.00094272 | 0.0097501 | 0.0097619 | 0.0097619 | 0.99914 | -0.011011 | 0.99913 | -0.010868 | 4.4372
141 | -8.9545 | -3.8037 | 8.9609 | 3.7408 | 0.0064555 | -0.062932 | 0.28109 | 0.28034 | 0.28109 | 0.99914 | -0.011011 | 0.9999 | -0.0060313 | 22.029
142 | 0.11148 | 0.040556 | -0.11148 | -0.041436 | 5.8724e-07 | -0.00087966 | 0.0034375 | 0.0034463 | 0.0034463 | 0.9962 | -0.046598 | 0.99619 | -0.046579 | 1.5665
143 | -0.38621 | -0.17362 | 0.38624 | 0.17353 | 2.3605e-05 | -8.9483e-05 | 0.01227 | 0.012269 | 0.01227 | 0.9962 | -0.046598 | 0.99626 | -0.046082 | 5.843
144 | 0.11148 | 0.041436 | -0.11147 | -0.051215 | 6.7442e-06 | -0.0097791 | 0.0034463 | 0.003555 | 0.003555 | 0.99619 | -0.046579 | 0.99614 | -0.046227 | 1.6159
145 | -0.38624 | -0.17353 | 0.38633 | 0.16222 | 9.5054e-05 | -0.011306 | 0.012269 | 0.012138 | 0.012269 | 0.99626 | -0.046082 | 0.9965 | -0.047718 | 5.5769
146 | 0.11147 | 0.051215 | -0.11147 | -0.053986 | 1.993e-06 | -0.0027715 | 0.003555 | 0.0035893 | 0.0035893 | 0.99614 | -0.046227 | 0.99612 | -0.04608 | 1.6315
147 | 5.5593 | 2.4561 | -5.558 | -2.4532 | 0.0013158 | 0.0028866 | 0.17612 | 0.17613 | 0.17613 | 0.99617 | -0.069533 | 0.99574 | -0.095039 | 13.6535
148 | 5.4371 | 2.3947 | -5.4366 | -2.3934 | 0.00058658 | 0.0012738 | 0.17224 | 0.17224 | 0.17224 | 0.99574 | -0.095039 | 0.99554 | -0.10668 | 13.3522
149 | 0.12464 | 0.038069 | -0.12463 | -0.047202 | 7.5499e-06 | -0.0091333 | 0.0037827 | 0.0038685 | 0.0038685 | 0.99456 | -0.11209 | 0.9945 | -0.11194 | 1.7584
150 | -4.957 | -2.1994 | 4.9575 | 2.1959 | 0.00046244 | -0.003495 | 0.15741 | 0.15736 | 0.15741 | 0.99456 | -0.11209 | 0.99466 | -0.11155 | 24.6718
151 | 0.12463 | 0.047202 | -0.12462 | -0.059676 | 1.093e-05 | -0.012474 | 0.0038685 | 0.0040111 | 0.0040111 | 0.9945 | -0.11194 | 0.99442 | -0.11138 | 1.8232
152 | -5.2684 | -2.3464 | 5.269 | 2.3424 | 0.00060708 | -0.0040193 | 0.16738 | 0.16733 | 0.16738 | 0.99466 | -0.11155 | 0.99478 | -0.1109 | 26.2351
153 | 0.12462 | 0.059676 | -0.12462 | -0.060357 | 6.2023e-07 | -0.00068015 | 0.0040111 | 0.0040197 | 0.0040197 | 0.99442 | -0.11138 | 0.99442 | -0.11134 | 1.8271
154 | 0.16362 | 0.075713 | -0.16362 | -0.078001 | 3.5602e-06 | -0.0022885 | 0.0052319 | 0.0052601 | 0.0052601 | 0.99478 | -0.1109 | 0.99476 | -0.11072 | 2.391
155 | -5.4326 | -2.4181 | 5.4366 | 2.3934 | 0.0039729 | -0.02468 | 0.17256 | 0.17224 | 0.17256 | 0.99478 | -0.1109 | 0.99554 | -0.10668 | 27.047
156 | 0.16362 | 0.078001 | -0.16362 | -0.078517 | 8.0819e-07 | -0.00051607 | 0.0052601 | 0.0052666 | 0.0052666 | 0.99476 | -0.11072 | 0.99476 | -0.11068 | 2.3939
157 | 0.071521 | 0.033912 | -0.071521 | -0.034599 | 2.0572e-07 | -0.00068738 | 0.002297 | 0.0023056 | 0.0023056 | 0.99476 | -0.11068 | 0.99475 | -0.11066 | 1.048
158 | 0.071521 | 0.034599 | -0.071521 | -0.034639 | 1.2012e-08 | -3.9958e-05 | 0.0023056 | 0.0023061 | 0.0023061 | 0.99475 | -0.11066 | 0.99475 | -0.11066 | 1.0482
159 | -0.10446 | -0.050593 | 0.10446 | 0.04935 | 8.233e-07 | -0.001243 | 0.0033997 | 0.003384 | 0.0033997 | 0.98556 | -0.021345 | 0.98556 | -0.021412 | 1.5453
160 | 0.36075 | 0.17171 | -0.36074 | -0.17288 | 9.2174e-06 | -0.001165 | 0.011702 | 0.011717 | 0.011717 | 0.98556 | -0.021412 | 0.98554 | -0.021196 | 5.326
161 | 0.1178 | 0.055889 | -0.1178 | -0.056754 | 7.2837e-07 | -0.00086474 | 0.0038192 | 0.0038301 | 0.0038301 | 0.98554 | -0.021196 | 0.98553 | -0.021144 | 1.741
162 | 0.24294 | 0.11699 | -0.24294 | -0.11766 | 2.4063e-06 | -0.00066866 | 0.0078981 | 0.0079066 | 0.0079066 | 0.98554 | -0.021196 | 0.98553 | -0.02111 | 3.5939
163 | 0.1178 | 0.056754 | -0.1178 | -0.057054 | 2.5376e-07 | -0.00030011 | 0.0038301 | 0.003834 | 0.003834 | 0.98553 | -0.021144 | 0.98553 | -0.021125 | 1.7427
164 | 1.7847 | 0.79299 | -1.7837 | -0.79821 | 0.0010243 | -0.0052212 | 0.056952 | 0.057018 | 0.057018 | 0.98991 | -0.052857 | 0.98937 | -0.048762 | 25.9173
165 | -0.20597 | -0.099754 | 0.20597 | 0.099212 | 1.3811e-06 | -0.00054243 | 0.0066774 | 0.0066705 | 0.0066774 | 0.98937 | -0.048704 | 0.98937 | -0.048762 | 3.0352
166 | 1.5778 | 0.699 | -1.5742 | -0.72222 | 0.0035419 | -0.023216 | 0.050351 | 0.050642 | 0.050642 | 0.98937 | -0.048762 | 0.98728 | -0.032251 | 23.0191

## res_trafo
| p_hv_mw | q_hv_mvar | p_lv_mw | q_lv_mvar | pl_mw | ql_mvar | i_hv_ka | i_lv_ka | vm_hv_pu | va_hv_degree | vm_lv_pu | va_lv_degree | loading_percent
0 | 2.6518e-14 | 1.7507e-14 | 0.013999 | 0.0105 | 0.013999 | 0.0105 | 1.6678e-16 | 0.00050517 | 0.99997 | 149.9981 | 1 | 0 | 0.069998

## res_ext_grid
| p_mw | q_mvar
0 | 20.3689 | 8.9259

## res_load
| p_mw | q_mvar
0 | 0.1333 | 0.064558
1 | 0.25158 | 0.12184
2 | 0.14968 | 0.072492
3 | 0.16336 | 0.079117
4 | 0.40944 | 0.1983
5 | 0.29894 | 0.14478
6 | 0.096708 | 0.046838
7 | 0.27708 | 0.1342
8 | 0.23478 | 0.11371
9 | 0.12101 | 0.058609
10 | 0.168 | 0.081368
11 | 0.075712 | 0.036669
12 | 0.13624 | 0.065983
13 | 0.14703 | 0.071209
14 | 0.14707 | 0.071232
15 | 0.30568 | 0.14805
16 | 0.27222 | 0.13184
17 | 0.2032 | 0.098413
18 | 0.25177 | 0.12194
19 | 0.19849 | 0.096131
20 | 0.36415 | 0.17637
21 | 0.19493 | 0.094411
22 | 0.24247 | 0.11743
23 | 0.23339 | 0.11304
24 | 0.29393 | 0.14236
25 | 0.37642 | 0.18231
26 | 0.2617 | 0.12674
27 | 0.269 | 0.13028
28 | 0.12124 | 0.058721
29 | 0.077441 | 0.037506
30 | 0.13746 | 0.066575
31 | 0.66914 | 0.32408
32 | 0.33589 | 0.16268
33 | 0.26717 | 0.12939
34 | 0.14445 | 0.069962
35 | 0.2438 | 0.11808
36 | 0.36452 | 0.17655
37 | 0.15841 | 0.076719
38 | 0.55307 | 0.26786
39 | 0.10544 | 0.051069
40 | 0.28352 | 0.13731
41 | 0.22904 | 0.11093
42 | 0.15997 | 0.077479
43 | 0.11836 | 0.057326
44 | 0.2815 | 0.13634
45 | 0.235 | 0.11382
46 | 0.32179 | 0.15585
47 | 0.30547 | 0.14795
48 | 0.21701 | 0.1051
49 | 0.39628 | 0.19193
50 | 0.22974 | 0.11127
51 | 0.27827 | 0.13477
52 | 0.18616 | 0.090161
53 | 0.092179 | 0.044644
54 | 0.22927 | 0.11104
55 | 1.5135 | 0.73304
56 | 0.28562 | 0.13833
57 | 1.4199 | 0.6877
58 | 0.2077 | 0.10059
59 | 0.39226 | 0.18998
60 | 0.24493 | 0.11862
61 | 0.22997 | 0.11138
62 | 0.30408 | 0.14727
63 | 0.27474 | 0.13306
64 | 0.11313 | 0.054789
65 | 0.11147 | 0.053986
66 | 0.12082 | 0.058517
67 | 0.4017 | 0.19455
68 | 0.31084 | 0.15055
69 | 0.12462 | 0.060357
70 | 0.092098 | 0.044605
71 | 0.10446 | 0.050593
72 | 0.24294 | 0.11766
73 | 0.1178 | 0.057054
74 | 0.22888 | 0.11085
75 | 0.090217 | 0.043694
76 | 0.071521 | 0.034639
77 | 0.20597 | 0.099754

## dtypes
| element | column | dtype
0 | bus | name | object
1 | bus | vn_kv | float64
2 | bus | type | object
3 | bus | zone | object
4 | bus | in_service | bool
5 | load | name | object
6 | load | bus | uint32
7 | load | p_mw | float64
8 | load | q_mvar | float64
9 | load | const_z_percent | float64
10 | load | const_i_percent | float64
11 | load | sn_mva | float64
12 | load | scaling | float64
13 | load | in_service | bool
14 | load | type | object
15 | ext_grid | name | object
16 | ext_grid | bus | uint32
17 | ext_grid | vm_pu | float64
18 | ext_grid | va_degree | float64
19 | ext_grid | slack_weight | float64
20 | ext_grid | in_service | bool
21 | line | name | object
22 | line | std_type | object
23 | line | from_bus | uint32
24 | line | to_bus | uint32
25 | line | length_km | float64
26 | line | r_ohm_per_km | float64
27 | line | x_ohm_per_km | float64
28 | line | c_nf_per_km | float64
29 | line | g_us_per_km | float64
30 | line | max_i_ka | float64
31 | line | df | float64
32 | line | parallel | uint32
33 | line | type | object
34 | line | in_service | bool
35 | trafo | name | object
36 | trafo | std_type | object
37 | trafo | hv_bus | uint32
38 | trafo | lv_bus | uint32
39 | trafo | sn_mva | float64
40 | trafo | vn_hv_kv | float64
41 | trafo | vn_lv_kv | float64
42 | trafo | vk_percent | float64
43 | trafo | vkr_percent | float64
44 | trafo | pfe_kw | float64
45 | trafo | i0_percent | float64
46 | trafo | shift_degree | float64
47 | trafo | tap_side | object
48 | trafo | tap_neutral | int32
49 | trafo | tap_min | int32
50 | trafo | tap_max | int32
51 | trafo | tap_step_percent | float64
52 | trafo | tap_step_degree | float64
53 | trafo | tap_pos | int32
54 | trafo | tap_phase_shifter | bool
55 | trafo | parallel | uint32
56 | trafo | df | float64
57 | trafo | in_service | bool
58 | bus_geodata | x | float64
59 | bus_geodata | y | float64
60 | bus_geodata | coords | object
61 | res_bus | vm_pu | float64
62 | res_bus | va_degree | float64
63 | res_bus | p_mw | float64
64 | res_bus | q_mvar | float64
65 | res_line | p_from_mw | float64
66 | res_line | q_from_mvar | float64
67 | res_line | p_to_mw | float64
68 | res_line | q_to_mvar | float64
69 | res_line | pl_mw | float64
70 | res_line | ql_mvar | float64
71 | res_line | i_from_ka | float64
72 | res_line | i_to_ka | float64
73 | res_line | i_ka | float64
74 | res_line | vm_from_pu | float64
75 | res_line | va_from_degree | float64
76 | res_line | vm_to_pu | float64
77 | res_line | va_to_degree | float64
78 | res_line | loading_percent | float64
79 | res_trafo | p_hv_mw | float64
80 | res_trafo | q_hv_mvar | float64
81 | res_trafo | p_lv_mw | float64
82 | res_trafo | q_lv_mvar | float64
83 | res_trafo | pl_mw | float64
84 | res_trafo | ql_mvar | float64
85 | res_trafo | i_hv_ka | float64
86 | res_trafo | i_lv_ka | float64
87 | res_trafo | vm_hv_pu | float64
88 | res_trafo | va_hv_degree | float64
89 | res_trafo | vm_lv_pu | float64
90 | res_trafo | va_lv_degree | float64
91 | res_trafo | loading_percent | float64
92 | res_ext_grid | p_mw | float64
93 | res_ext_grid | q_mvar | float64
94 | res_load | p_mw | float64
95 | res_load | q_mvar | float64

## parameters
| version | format_version | converged | OPF_converged | name | f_hz | sn_mva
0 | 2.14.6 | 2.14.0 | TRUE | FALSE |  | 50 | 1