## bus
| name | vn_kv | type | zone | in_service
0 | bus_MV_407_0_node_0 | 20 | n |  | TRUE
1 | bus_MV_407_0_node_174 | 20 | n |  | TRUE
2 | bus_MV_407_0_node_184 | 20 | n |  | TRUE
3 | bus_MV_407_0_node_191 | 20 | n |  | TRUE
4 | bus_MV_407_0_node_46 | 20 | n |  | TRUE
5 | bus_MV_407_0_node_45 | 20 | n |  | TRUE
6 | bus_MV_407_0_node_47 | 20 | n |  | TRUE
7 | bus_MV_407_0_node_44 | 20 | n |  | TRUE
8 | bus_MV_407_0_node_1 | 20 | n |  | TRUE
9 | bus_MV_407_0_node_178 | 20 | n |  | TRUE
10 | bus_MV_407_0_node_2 | 20 | n |  | TRUE
11 | bus_MV_407_0_node_180 | 20 | n |  | TRUE
12 | bus_MV_407_0_node_173 | 20 | n |  | TRUE
13 | bus_MV_407_0_node_7 | 20 | n |  | TRUE
14 | bus_MV_407_0_node_8 | 20 | n |  | TRUE
15 | bus_MV_407_0_node_6 | 20 | n |  | TRUE
16 | bus_MV_407_0_node_12 | 20 | n |  | TRUE
17 | bus_MV_407_0_node_3 | 20 | n |  | TRUE
18 | bus_MV_407_0_node_4 | 20 | n |  | TRUE
19 | bus_MV_407_0_node_101 | 20 | n |  | TRUE
20 | bus_MV_407_0_node_187 | 20 | n |  | TRUE
21 | bus_MV_407_0_node_96 | 20 | n |  | TRUE
22 | bus_MV_407_0_node_100 | 20 | n |  | TRUE
23 | bus_MV_407_0_node_163 | 20 | n |  | TRUE
24 | bus_MV_407_0_node_164 | 20 | n |  | TRUE
25 | bus_MV_407_0_node_89 | 20 | n |  | TRUE
26 | bus_MV_407_0_node_78 | 20 | n |  | TRUE
27 | bus_MV_407_0_node_93 | 20 | n |  | TRUE
28 | bus_MV_407_0_node_94 | 20 | n |  | TRUE
29 | bus_MV_407_0_node_165 | 20 | n |  | TRUE
30 | bus_MV_407_0_node_57 | 20 | n |  | TRUE
31 | bus_MV_407_0_node_9 | 20 | n |  | TRUE
32 | bus_MV_407_0_node_42 | 20 | n |  | TRUE
33 | bus_MV_407_0_node_40 | 20 | n |  | TRUE
34 | bus_MV_407_0_node_10 | 20 | n |  | TRUE
35 | bus_MV_407_0_node_11 | 20 | n |  | TRUE
36 | bus_MV_407_0_node_125 | 20 | n |  | TRUE
37 | bus_MV_407_0_node_97 | 20 | n |  | TRUE
38 | bus_MV_407_0_node_102 | 20 | n |  | TRUE
39 | bus_MV_407_0_node_98 | 20 | n |  | TRUE
40 | bus_MV_407_0_node_141 | 20 | n |  | TRUE
41 | bus_MV_407_0_node_122 | 20 | n |  | TRUE
42 | bus_MV_407_0_node_123 | 20 | n |  | TRUE
43 | bus_MV_407_0_node_124 | 20 | n |  | TRUE
44 | bus_MV_407_0_node_143 | 20 | n |  | TRUE
45 | bus_MV_407_0_node_142 | 20 | n |  | TRUE
46 | bus_MV_407_0_node_185 | 20 | n |  | TRUE
47 | bus_MV_407_0_node_127 | 20 | n |  | TRUE
48 | bus_MV_407_0_node_138 | 20 | n |  | TRUE
49 | bus_MV_407_0_node_192 | 20 | n |  | TRUE
50 | bus_MV_407_0_node_137 | 20 | n |  | TRUE
51 | bus_MV_407_0_node_177 | 20 | n |  | TRUE
52 | bus_MV_407_0_node_139 | 20 | n |  | TRUE
53 | bus_MV_407_0_node_126 | 20 | n |  | TRUE
54 | bus_MV_407_0_node_13 | 20 | n |  | TRUE
55 | bus_MV_407_0_node_15 | 20 | n |  | TRUE
56 | bus_MV_407_0_node_16 | 20 | n |  | TRUE
57 | bus_MV_407_0_node_17 | 20 | n |  | TRUE
58 | bus_MV_407_0_node_18 | 20 | n |  | TRUE
59 | bus_MV_407_0_node_20 | 20 | n |  | TRUE
60 | bus_MV_407_0_node_130 | 20 | n |  | TRUE
61 | bus_MV_407_0_node_21 | 20 | n |  | TRUE
62 | bus_MV_407_0_node_19 | 20 | n |  | TRUE
63 | bus_MV_407_0_node_29 | 20 | n |  | TRUE
64 | bus_MV_407_0_node_132 | 20 | n |  | TRUE
65 | bus_MV_407_0_node_26 | 20 | n |  | TRUE
66 | bus_MV_407_0_node_129 | 20 | n |  | TRUE
67 | bus_MV_407_0_node_23 | 20 | n |  | TRUE
68 | bus_MV_407_0_node_131 | 20 | n |  | TRUE
69 | bus_MV_407_0_node_119 | 20 | n |  | TRUE
70 | bus_MV_407_0_node_25 | 20 | n |  | TRUE
71 | bus_MV_407_0_node_31 | 20 | n |  | TRUE
72 | bus_MV_407_0_node_30 | 20 | n |  | TRUE
73 | bus_MV_407_0_node_22 | 20 | n |  | TRUE
74 | bus_MV_407_0_node_24 | 20 | n |  | TRUE
75 | bus_MV_407_0_node_27 | 20 | n |  | TRUE
76 | bus_MV_407_0_node_171 | 20 | n |  | TRUE
77 | bus_MV_407_0_node_28 | 20 | n |  | TRUE
78 | bus_MV_407_0_node_172 | 20 | n |  | TRUE
79 | bus_MV_407_0_node_120 | 20 | n |  | TRUE
80 | bus_MV_407_0_node_121 | 20 | n |  | TRUE
81 | bus_MV_407_0_node_32 | 20 | n |  | TRUE
82 | bus_MV_407_0_node_33 | 20 | n |  | TRUE
83 | bus_MV_407_0_node_34 | 20 | n |  | TRUE
84 | bus_MV_407_0_node_175 | 20 | n |  | TRUE
85 | bus_MV_407_0_node_169 | 20 | n |  | TRUE
86 | bus_MV_407_0_node_35 | 20 | n |  | TRUE
87 | bus_MV_407_0_node_39 | 20 | n |  | TRUE
88 | bus_MV_407_0_node_37 | 20 | n |  | TRUE
89 | bus_MV_407_0_node_36 | 20 | n |  | TRUE
90 | bus_MV_407_0_node_38 | 20 | n |  | TRUE
91 | bus_MV_407_0_node_41 | 20 | n |  | TRUE
92 | bus_MV_407_0_node_43 | 20 | n |  | TRUE
93 | bus_MV_407_0_node_133 | 20 | n |  | TRUE
94 | bus_MV_407_0_node_179 | 20 | n |  | TRUE
95 | bus_MV_407_0_node_48 | 20 | n |  | TRUE
96 | bus_MV_407_0_node_49 | 20 | n |  | TRUE
97 | bus_MV_407_0_node_50 | 20 | n |  | TRUE
98 | bus_MV_407_0_node_51 | 20 | n |  | TRUE
99 | bus_MV_407_0_node_87 | 20 | n |  | TRUE
100 | bus_MV_407_0_node_64 | 20 | n |  | TRUE
101 | bus_MV_407_0_node_52 | 20 | n |  | TRUE
102 | bus_MV_407_0_node_63 | 20 | n |  | TRUE
103 | bus_MV_407_0_node_183 | 20 | n |  | TRUE
104 | bus_MV_407_0_node_136 | 20 | n |  | TRUE
105 | bus_MV_407_0_node_144 | 20 | n |  | TRUE
106 | bus_MV_407_0_node_103 | 20 | n |  | TRUE
107 | bus_MV_407_0_node_53 | 20 | n |  | TRUE
108 | bus_MV_407_0_node_111 | 20 | n |  | TRUE
109 | bus_MV_407_0_node_186 | 20 | n |  | TRUE
110 | bus_MV_407_0_node_112 | 20 | n |  | TRUE
111 | bus_MV_407_0_node_159 | 20 | n |  | TRUE
112 | bus_MV_407_0_node_55 | 20 | n |  | TRUE
113 | bus_MV_407_0_node_56 | 20 | n |  | TRUE
114 | bus_MV_407_0_node_58 | 20 | n |  | TRUE
115 | bus_MV_407_0_node_60 | 20 | n |  | TRUE
116 | bus_MV_407_0_node_59 | 20 | n |  | TRUE
117 | bus_MV_407_0_node_181 | 20 | n |  | TRUE
118 | bus_MV_407_0_node_85 | 20 | n |  | TRUE
119 | bus_MV_407_0_node_61 | 20 | n |  | TRUE
120 | bus_MV_407_0_node_195 | 20 | n |  | TRUE
121 | bus_MV_407_0_node_62 | 20 | n |  | TRUE
122 | bus_MV_407_0_node_117 | 20 | n |  | TRUE
123 | bus_MV_407_0_node_115 | 20 | n |  | TRUE
124 | bus_MV_407_0_node_110 | 20 | n |  | TRUE
125 | bus_MV_407_0_node_114 | 20 | n |  | TRUE
126 | bus_MV_407_0_node_160 | 20 | n |  | TRUE
127 | bus_MV_407_0_node_161 | 20 | n |  | TRUE
128 | bus_MV_407_0_node_162 | 20 | n |  | TRUE
129 | bus_MV_407_0_node_80 | 20 | n |  | TRUE
130 | bus_MV_407_0_node_170 | 20 | n |  | TRUE
131 | bus_MV_407_0_node_109 | 20 | n |  | TRUE
132 | bus_MV_407_0_node_135 | 20 | n |  | TRUE
133 | bus_MV_407_0_node_116 | 20 | n |  | TRUE
134 | bus_MV_407_0_node_106 | 20 | n |  | TRUE
135 | bus_MV_407_0_node_104 | 20 | n |  | TRUE
136 | bus_MV_407_0_node_76 | 20 | n |  | TRUE
137 | bus_MV_407_0_node_65 | 20 | n |  | TRUE
138 | bus_MV_407_0_node_66 | 20 | n |  | TRUE
139 | bus_MV_407_0_node_194 | 20 | n |  | TRUE
140 | bus_MV_407_0_node_69 | 20 | n |  | TRUE
141 | bus_MV_407_0_node_73 | 20 | n |  | TRUE
142 | bus_MV_407_0_node_67 | 20 | n |  | TRUE
143 | bus_MV_407_0_node_68 | 20 | n |  | TRUE
144 | bus_MV_407_0_node_88 | 20 | n |  | TRUE
145 | bus_MV_407_0_node_155 | 20 | n |  | TRUE
146 | bus_MV_407_0_node_153 | 20 | n |  | TRUE
147 | bus_MV_407_0_node_118 | 20 | n |  | TRUE
148 | bus_MV_407_0_node_157 | 20 | n |  | TRUE
149 | bus_MV_407_0_node_156 | 20 | n |  | TRUE
150 | bus_MV_407_0_node_154 | 20 | n |  | TRUE
151 | bus_MV_407_0_node_70 | 20 | n |  | TRUE
152 | bus_MV_407_0_node_72 | 20 | n |  | TRUE
153 | bus_MV_407_0_node_71 | 20 | n |  | TRUE
154 | bus_MV_407_0_node_74 | 20 | n |  | TRUE
155 | bus_MV_407_0_node_189 | 20 | n |  | TRUE
156 | bus_MV_407_0_node_188 | 20 | n |  | TRUE
157 | bus_MV_407_0_node_77 | 20 | n |  | TRUE
158 | bus_MV_407_0_node_79 | 20 | n |  | TRUE
159 | bus_MV_407_0_node_82 | 20 | n |  | TRUE
160 | bus_MV_407_0_node_91 | 20 | n |  | TRUE
161 | bus_MV_407_0_node_75 | 20 | n |  | TRUE
162 | bus_MV_407_0_node_86 | 20 | n |  | TRUE
163 | bus_MV_407_0_node_113 | 20 | n |  | TRUE
164 | bus_MV_407_0_node_182 | 20 | n |  | TRUE
165 | bus_MV_407_0_node_83 | 20 | n |  | TRUE
166 | bus_MV_407_0_node_81 | 20 | n |  | TRUE
167 | bus_MV_407_0_node_140 | 20 | n |  | TRUE
168 | bus_MV_407_0_node_193 | 20 | n |  | TRUE
169 | bus_MV_407_0_node_84 | 20 | n |  | TRUE
170 | bus_MV_407_0_node_92 | 20 | n |  | TRUE
171 | bus_MV_407_0_node_166 | 20 | n |  | TRUE
172 | bus_MV_407_0_node_105 | 20 | n |  | TRUE
173 | bus_MV_407_0_node_107 | 20 | n |  | TRUE
174 | bus_MV_407_0_node_108 | 20 | n |  | TRUE
175 | bus_MV_407_0_node_146 | 20 | n |  | TRUE
176 | bus_MV_407_0_node_145 | 20 | n |  | TRUE
177 | bus_MV_407_0_node_167 | 20 | n |  | TRUE
178 | bus_MV_407_0_node_168 | 20 | n |  | TRUE
179 | bus_MV_407_0_node_176 | 20 | n |  | TRUE
180 | bus_MV_407_0_node_147 | 20 | n |  | TRUE
181 | bus_MV_407_0_node_158 | 20 | n |  | TRUE
182 | bus_MV_407_0_node_151 | 20 | n |  | TRUE
183 | bus_MV_407_0_node_190 | 20 | n |  | TRUE
184 | bus_MV_407_0_node_134 | 20 | n |  | TRUE
185 | bus_MV_407_0_node_148 | 20 | n |  | TRUE
186 | bus_MV_407_0_node_149 | 20 | n |  | TRUE
187 | bus_MV_407_0_node_150 | 20 | n |  | TRUE
188 | bus_MV_407_0_node_152 | 20 | n |  | TRUE
189 | bus_HV_407_0_node_118 | 110 | n |  | TRUE

## load
| name | bus | p_mw | q_mvar | const_z_percent | const_i_percent | sn_mva | scaling | in_service | type
0 | MV_407_0_load_0 | 0 | 0.26807 | 0.12983 | 0 | 0 |  | 1 | TRUE | wye
1 | MV_407_0_load_174 | 1 | 0.19335 | 0.093646 | 0 | 0 |  | 1 | TRUE | wye
2 | MV_407_0_load_184 | 2 | 0.14242 | 0.068977 | 0 | 0 |  | 1 | TRUE | wye
3 | MV_407_0_load_44 | 7 | 0.25626 | 0.12411 | 0 | 0 |  | 1 | TRUE | wye
4 | MV_407_0_load_1 | 8 | 0.17419 | 0.084366 | 0 | 0 |  | 1 | TRUE | wye
5 | MV_407_0_load_178 | 9 | 0.10297 | 0.049872 | 0 | 0 |  | 1 | TRUE | wye
6 | MV_407_0_load_180 | 11 | 0.38294 | 0.18547 | 0 | 0 |  | 1 | TRUE | wye
7 | MV_407_0_load_173 | 12 | 0.39884 | 0.19317 | 0 | 0 |  | 1 | TRUE | wye
8 | MV_407_0_load_6 | 15 | 0.1922 | 0.093088 | 0 | 0 |  | 1 | TRUE | wye
9 | MV_407_0_load_101 | 19 | 0.35867 | 0.17371 | 0 | 0 |  | 1 | TRUE | wye
10 | MV_407_0_load_187 | 20 | 0.16992 | 0.082297 | 0 | 0 |  | 1 | TRUE | wye
11 | MV_407_0_load_163 | 23 | 0.32498 | 0.15739 | 0 | 0 |  | 1 | TRUE | wye
12 | MV_407_0_load_164 | 24 | 0.2708 | 0.13115 | 0 | 0 |  | 1 | TRUE | wye
13 | MV_407_0_load_165 | 29 | 0.1537 | 0.07444 | 0 | 0 |  | 1 | TRUE | wye
14 | MV_407_0_load_9 | 31 | 0.12419 | 0.06015 | 0 | 0 |  | 1 | TRUE | wye
15 | MV_407_0_load_10 | 34 | 0.14036 | 0.067982 | 0 | 0 |  | 1 | TRUE | wye
16 | MV_407_0_load_125 | 36 | 0.11484 | 0.055619 | 0 | 0 |  | 1 | TRUE | wye
17 | MV_407_0_load_102 | 38 | 0.13327 | 0.064543 | 0 | 0 |  | 1 | TRUE | wye
18 | MV_407_0_load_141 | 40 | 0.10916 | 0.052867 | 0 | 0 |  | 1 | TRUE | wye
19 | MV_407_0_load_122 | 41 | 0.20118 | 0.097434 | 0 | 0 |  | 1 | TRUE | wye
20 | MV_407_0_load_143 | 44 | 0.19382 | 0.093871 | 0 | 0 |  | 1 | TRUE | wye
21 | MV_407_0_load_185 | 46 | 0.94558 | 0.45796 | 0 | 0 |  | 1 | TRUE | wye
22 | MV_407_0_load_192 | 49 | 0.16277 | 0.078833 | 0 | 0 |  | 1 | TRUE | wye
23 | MV_407_0_load_177 | 51 | 0.10022 | 0.048538 | 0 | 0 |  | 1 | TRUE | wye
24 | MV_407_0_load_126 | 53 | 0.22667 | 0.10978 | 0 | 0 |  | 1 | TRUE | wye
25 | MV_407_0_load_13 | 54 | 0.13922 | 0.067429 | 0 | 0 |  | 1 | TRUE | wye
26 | MV_407_0_load_16 | 56 | 0.15032 | 0.072804 | 0 | 0 |  | 1 | TRUE | wye
27 | MV_407_0_load_17 | 57 | 0.16653 | 0.080653 | 0 | 0 |  | 1 | TRUE | wye
28 | MV_407_0_load_20 | 59 | 0.07736 | 0.037467 | 0 | 0 |  | 1 | TRUE | wye
29 | MV_407_0_load_21 | 61 | 0.10204 | 0.049419 | 0 | 0 |  | 1 | TRUE | wye
30 | MV_407_0_load_29 | 63 | 0.12746 | 0.061733 | 0 | 0 |  | 1 | TRUE | wye
31 | MV_407_0_load_132 | 64 | 0.16383 | 0.079346 | 0 | 0 |  | 1 | TRUE | wye
32 | MV_407_0_load_129 | 66 | 0.077218 | 0.037398 | 0 | 0 |  | 1 | TRUE | wye
33 | MV_407_0_load_119 | 69 | 0.28359 | 0.13735 | 0 | 0 |  | 1 | TRUE | wye
34 | MV_407_0_load_31 | 71 | 0.077309 | 0.037442 | 0 | 0 |  | 1 | TRUE | wye
35 | MV_407_0_load_22 | 73 | 0.16409 | 0.079471 | 0 | 0 |  | 1 | TRUE | wye
36 | MV_407_0_load_171 | 76 | 0.084617 | 0.040982 | 0 | 0 |  | 1 | TRUE | wye
37 | MV_407_0_load_172 | 78 | 0.074097 | 0.035887 | 0 | 0 |  | 1 | TRUE | wye
38 | MV_407_0_load_32 | 81 | 0.10244 | 0.049613 | 0 | 0 |  | 1 | TRUE | wye
39 | MV_407_0_load_33 | 82 | 0.064087 | 0.031039 | 0 | 0 |  | 1 | TRUE | wye
40 | MV_407_0_load_175 | 84 | 0.074755 | 0.036205 | 0 | 0 |  | 1 | TRUE | wye
41 | MV_407_0_load_39 | 87 | 0.090334 | 0.043751 | 0 | 0 |  | 1 | TRUE | wye
42 | MV_407_0_load_36 | 89 | 0.15746 | 0.076259 | 0 | 0 |  | 1 | TRUE | wye
43 | MV_407_0_load_43 | 92 | 0.13653 | 0.066125 | 0 | 0 |  | 1 | TRUE | wye
44 | MV_407_0_load_133 | 93 | 0.16801 | 0.081372 | 0 | 0 |  | 1 | TRUE | wye
45 | MV_407_0_load_179 | 94 | 0.093861 | 0.045459 | 0 | 0 |  | 1 | TRUE | wye
46 | MV_407_0_load_48 | 95 | 0.21068 | 0.10204 | 0 | 0 |  | 1 | TRUE | wye
47 | MV_407_0_load_87 | 99 | 0.17389 | 0.08422 | 0 | 0 |  | 1 | TRUE | wye
48 | MV_407_0_load_63 | 102 | 0.3699 | 0.17915 | 0 | 0 |  | 1 | TRUE | wye
49 | MV_407_0_load_183 | 103 | 0.072307 | 0.03502 | 0 | 0 |  | 1 | TRUE | wye
50 | MV_407_0_load_136 | 104 | 0.089503 | 0.043348 | 0 | 0 |  | 1 | TRUE | wye
51 | MV_407_0_load_144 | 105 | 0.11563 | 0.056 | 0 | 0 |  | 1 | TRUE | wye
52 | MV_407_0_load_103 | 106 | 0.34645 | 0.16779 | 0 | 0 |  | 1 | TRUE | wye
53 | MV_407_0_load_53 | 107 | 0.1654 | 0.080109 | 0 | 0 |  | 1 | TRUE | wye
54 | MV_407_0_load_186 | 109 | 0.3624 | 0.17552 | 0 | 0 |  | 1 | TRUE | wye
55 | MV_407_0_load_55 | 112 | 0.25478 | 0.12339 | 0 | 0 |  | 1 | TRUE | wye
56 | MV_407_0_load_181 | 117 | 0.20485 | 0.099214 | 0 | 0 |  | 1 | TRUE | wye
57 | MV_407_0_load_85 | 118 | 0.15363 | 0.074404 | 0 | 0 |  | 1 | TRUE | wye
58 | MV_407_0_load_195 | 120 | 0.15909 | 0.077051 | 0 | 0 |  | 1 | TRUE | wye
59 | MV_407_0_load_117 | 122 | 0.14081 | 0.0682 | 0 | 0 |  | 1 | TRUE | wye
60 | MV_407_0_load_115 | 123 | 0.068327 | 0.033092 | 0 | 0 |  | 1 | TRUE | wye
61 | MV_407_0_load_114 | 125 | 0.17658 | 0.085522 | 0 | 0 |  | 1 | TRUE | wye
62 | MV_407_0_load_161 | 127 | 0.19375 | 0.093839 | 0 | 0 |  | 1 | TRUE | wye
63 | MV_407_0_load_170 | 130 | 0.2904 | 0.14065 | 0 | 0 |  | 1 | TRUE | wye
64 | MV_407_0_load_135 | 132 | 0.076953 | 0.03727 | 0 | 0 |  | 1 | TRUE | wye
65 | MV_407_0_load_104 | 135 | 0.13314 | 0.064485 | 0 | 0 |  | 1 | TRUE | wye
66 | MV_407_0_load_65 | 137 | 0.4105 | 0.19881 | 0 | 0 |  | 1 | TRUE | wye
67 | MV_407_0_load_194 | 139 | 0.18449 | 0.089352 | 0 | 0 |  | 1 | TRUE | wye
68 | MV_407_0_load_88 | 144 | 0.35145 | 0.17022 | 0 | 0 |  | 1 | TRUE | wye
69 | MV_407_0_load_153 | 146 | 0.21123 | 0.1023 | 0 | 0 |  | 1 | TRUE | wye
70 | MV_407_0_load_118 | 147 | 0.2434 | 0.11788 | 0 | 0 |  | 1 | TRUE | wye
71 | MV_407_0_load_157 | 148 | 0.085681 | 0.041497 | 0 | 0 |  | 1 | TRUE | wye
72 | MV_407_0_load_156 | 149 | 0.10607 | 0.05137 | 0 | 0 |  | 1 | TRUE | wye
73 | MV_407_0_load_154 | 150 | 0.21279 | 0.10306 | 0 | 0 |  | 1 | TRUE | wye
74 | MV_407_0_load_70 | 151 | 0.099436 | 0.048159 | 0 | 0 |  | 1 | TRUE | wye
75 | MV_407_0_load_188 | 156 | 0.10422 | 0.050478 | 0 | 0 |  | 1 | TRUE | wye
76 | MV_407_0_load_91 | 160 | 0.36467 | 0.17662 | 0 | 0 |  | 1 | TRUE | wye
77 | MV_407_0_load_86 | 162 | 0.11712 | 0.056722 | 0 | 0 |  | 1 | TRUE | wye
78 | MV_407_0_load_113 | 163 | 0.33275 | 0.16116 | 0 | 0 |  | 1 | TRUE | wye
79 | MV_407_0_load_182 | 164 | 0.31821 | 0.15412 | 0 | 0 |  | 1 | TRUE | wye
80 | MV_407_0_load_140 | 167 | 0.070004 | 0.033905 | 0 | 0 |  | 1 | TRUE | wye
81 | MV_407_0_load_193 | 168 | 0.36135 | 0.17501 | 0 | 0 |  | 1 | TRUE | wye
82 | MV_407_0_load_84 | 169 | 0.35804 | 0.17341 | 0 | 0 |  | 1 | TRUE | wye
83 | MV_407_0_load_92 | 170 | 0.3915 | 0.18961 | 0 | 0 |  | 1 | TRUE | wye
84 | MV_407_0_load_166 | 171 | 0.30877 | 0.14955 | 0 | 0 |  | 1 | TRUE | wye
85 | MV_407_0_load_145 | 176 | 0.093334 | 0.045204 | 0 | 0 |  | 1 | TRUE | wye
86 | MV_407_0_load_167 | 177 | 0.24035 | 0.11641 | 0 | 0 |  | 1 | TRUE | wye
87 | MV_407_0_load_176 | 179 | 0.1019 | 0.049353 | 0 | 0 |  | 1 | TRUE | wye
88 | MV_407_0_load_147 | 180 | 0.12674 | 0.061381 | 0 | 0 |  | 1 | TRUE | wye
89 | MV_407_0_load_158 | 181 | 0.072403 | 0.035066 | 0 | 0 |  | 1 | TRUE | wye
90 | MV_407_0_load_190 | 183 | 0.080975 | 0.039218 | 0 | 0 |  | 1 | TRUE | wye
91 | MV_407_0_load_134 | 184 | 0.069513 | 0.033667 | 0 | 0 |  | 1 | TRUE | wye
92 | MV_407_0_load_148 | 185 | 0.12097 | 0.05859 | 0 | 0 |  | 1 | TRUE | wye
93 | MV_407_0_load_152 | 188 | 0.09267 | 0.044882 | 0 | 0 |  | 1 | TRUE | wye

## ext_grid
| name | bus | vm_pu | va_degree | slack_weight | in_service
0 |  | 147 | 1 | 0 | 1 | TRUE

## line
| name | std_type | from_bus | to_bus | length_km | r_ohm_per_km | x_ohm_per_km | c_nf_per_km | g_us_per_km | max_i_ka | df | parallel | type | in_service
0 | MV_407_0_line_0 |  | 0 | 1 | 0.67484 | 0.5939 | 0.372 | 9.5 | 0 | 0.21 | 1 | 1 | ol | TRUE
1 | MV_407_0_line_1 |  | 0 | 2 | 0.48926 | 0.5939 | 0.372 | 9.5 | 0 | 0.21 | 1 | 1 | ol | TRUE
2 | MV_407_0_line_2 |  | 2 | 3 | 0.0179 | 0.445 | 0.132 | 190 | 0 | 0.22 | 1 | 1 | cs | TRUE
3 | MV_407_0_line_3 |  | 3 | 4 | 1.0737 | 0.5939 | 0.372 | 9.5 | 0 | 0.21 | 1 | 1 | ol | TRUE
4 | MV_407_0_line_4 |  | 4 | 94 | 1.7746 | 0.5939 | 0.372 | 9.5 | 0 | 0.21 | 1 | 1 | ol | TRUE
5 | MV_407_0_line_5 |  | 4 | 7 | 0.10398 | 0.445 | 0.132 | 190 | 0 | 0.22 | 1 | 1 | cs | TRUE
6 | MV_407_0_line_6 |  | 5 | 6 | 0.2918 | 0.445 | 0.132 | 190 | 0 | 0.22 | 1 | 1 | cs | TRUE
7 | MV_407_0_line_7 |  | 5 | 7 | 0.13233 | 0.5939 | 0.372 | 9.5 | 0 | 0.21 | 1 | 1 | ol | TRUE
8 | MV_407_0_line_8 |  | 6 | 95 | 0.2584 | 0.445 | 0.132 | 190 | 0 | 0.22 | 1 | 1 | cs | TRUE
9 | MV_407_0_line_9 |  | 8 | 9 | 0.84638 | 0.0595 | 0.16 | 22 | 0 | 1.29 | 1 | 1 | ol | TRUE
10 | MV_407_0_line_10 |  | 8 | 10 | 0.063308 | 0.5939 | 0.372 | 9.5 | 0 | 0.21 | 1 | 1 | ol | TRUE
11 | MV_407_0_line_11 |  | 8 | 11 | 1.2132 | 0.0595 | 0.16 | 22 | 0 | 1.29 | 1 | 1 | ol | TRUE
12 | MV_407_0_line_12 |  | 9 | 12 | 1.176 | 0.0595 | 0.16 | 22 | 0 | 1.29 | 1 | 1 | ol | TRUE
13 | MV_407_0_line_13 |  | 10 | 13 | 0.87713 | 0.5939 | 0.372 | 9.5 | 0 | 0.21 | 1 | 1 | ol | TRUE
14 | MV_407_0_line_14 |  | 11 | 16 | 0.038236 | 0.0515 | 0.029 | 1000 | 0 | 1.276 | 1 | 1 | cs | TRUE
15 | MV_407_0_line_15 |  | 12 | 80 | 0.099277 | 0.1188 | 0.172 | 20.6 | 0 | 0.82 | 1 | 1 | ol | TRUE
16 | MV_407_0_line_16 |  | 13 | 14 | 0.071067 | 0.445 | 0.132 | 190 | 0 | 0.22 | 1 | 1 | cs | TRUE
17 | MV_407_0_line_17 |  | 13 | 15 | 0.090245 | 0.5939 | 0.372 | 9.5 | 0 | 0.21 | 1 | 1 | ol | TRUE
18 | MV_407_0_line_18 |  | 14 | 31 | 0.061357 | 0.445 | 0.132 | 190 | 0 | 0.22 | 1 | 1 | cs | TRUE
19 | MV_407_0_line_19 |  | 16 | 47 | 0.069821 | 0.5939 | 0.372 | 9.5 | 0 | 0.21 | 1 | 1 | ol | TRUE
20 | MV_407_0_line_20 |  | 16 | 35 | 1.0355 | 0.0515 | 0.029 | 1000 | 0 | 1.276 | 1 | 1 | cs | TRUE
21 | MV_407_0_line_21 |  | 17 | 18 | 0.17564 | 0.445 | 0.132 | 190 | 0 | 0.22 | 1 | 1 | cs | TRUE
22 | MV_407_0_line_22 |  | 17 | 19 | 0.070591 | 0.5939 | 0.372 | 9.5 | 0 | 0.21 | 1 | 1 | ol | TRUE
23 | MV_407_0_line_23 |  | 18 | 20 | 0.055531 | 0.445 | 0.132 | 190 | 0 | 0.22 | 1 | 1 | cs | TRUE
24 | MV_407_0_line_24 |  | 20 | 21 | 0.09187 | 0.5939 | 0.372 | 9.5 | 0 | 0.21 | 1 | 1 | ol | TRUE
25 | MV_407_0_line_25 |  | 21 | 22 | 0.31128 | 0.445 | 0.132 | 190 | 0 | 0.22 | 1 | 1 | cs | TRUE
26 | MV_407_0_line_26 |  | 22 | 40 | 0.017603 | 0.445 | 0.132 | 190 | 0 | 0.22 | 1 | 1 | cs | TRUE
27 | MV_407_0_line_27 |  | 22 | 37 | 0.34317 | 0.445 | 0.132 | 190 | 0 | 0.22 | 1 | 1 | cs | TRUE
28 | MV_407_0_line_28 |  | 22 | 39 | 0.33878 | 0.445 | 0.132 | 190 | 0 | 0.22 | 1 | 1 | cs | TRUE
29 | MV_407_0_line_29 |  | 23 | 24 | 0.18201 | 0.5939 | 0.372 | 9.5 | 0 | 0.21 | 1 | 1 | ol | TRUE
30 | MV_407_0_line_30 |  | 23 | 25 | 0.48504 | 0.0595 | 0.16 | 22 | 0 | 1.29 | 1 | 1 | ol | TRUE
31 | MV_407_0_line_31 |  | 23 | 26 | 0.006065 | 0.0515 | 0.029 | 1000 | 0 | 1.276 | 1 | 1 | cs | TRUE
32 | MV_407_0_line_32 |  | 23 | 27 | 0.29909 | 0.5939 | 0.372 | 9.5 | 0 | 0.21 | 1 | 1 | ol | TRUE
33 | MV_407_0_line_33 |  | 23 | 28 | 0.42841 | 0.0595 | 0.16 | 22 | 0 | 1.29 | 1 | 1 | ol | TRUE
34 | MV_407_0_line_34 |  | 24 | 142 | 0.020566 | 0.445 | 0.132 | 190 | 0 | 0.22 | 1 | 1 | cs | TRUE
35 | MV_407_0_line_35 |  | 25 | 147 | 0.003767 | 0.0515 | 0.029 | 1000 | 0 | 1.276 | 1 | 1 | cs | TRUE
36 | MV_407_0_line_36 |  | 26 | 136 | 0.31667 | 0.0515 | 0.029 | 1000 | 0 | 1.276 | 1 | 1 | cs | TRUE
37 | MV_407_0_line_37 |  | 27 | 170 | 0.010164 | 0.445 | 0.132 | 190 | 0 | 0.22 | 1 | 1 | cs | TRUE
38 | MV_407_0_line_38 |  | 28 | 171 | 0.031203 | 0.445 | 0.132 | 190 | 0 | 0.22 | 1 | 1 | cs | TRUE
39 | MV_407_0_line_39 |  | 28 | 39 | 0.58045 | 0.0515 | 0.029 | 1000 | 0 | 1.276 | 1 | 1 | cs | TRUE
40 | MV_407_0_line_40 |  | 29 | 30 | 0.080863 | 0.5939 | 0.372 | 9.5 | 0 | 0.21 | 1 | 1 | ol | TRUE
41 | MV_407_0_line_41 |  | 30 | 113 | 0.58987 | 0.445 | 0.132 | 190 | 0 | 0.22 | 1 | 1 | cs | TRUE
42 | MV_407_0_line_42 |  | 31 | 32 | 0.034481 | 0.445 | 0.132 | 190 | 0 | 0.22 | 1 | 1 | cs | TRUE
43 | MV_407_0_line_43 |  | 32 | 33 | 0.84658 | 0.445 | 0.132 | 190 | 0 | 0.22 | 1 | 1 | cs | TRUE
44 | MV_407_0_line_44 |  | 33 | 92 | 0.032628 | 0.445 | 0.132 | 190 | 0 | 0.22 | 1 | 1 | cs | TRUE
45 | MV_407_0_line_45 |  | 33 | 90 | 0.17459 | 0.445 | 0.132 | 190 | 0 | 0.22 | 1 | 1 | cs | TRUE
46 | MV_407_0_line_46 |  | 34 | 35 | 0.19606 | 0.0515 | 0.029 | 1000 | 0 | 1.276 | 1 | 1 | cs | TRUE
47 | MV_407_0_line_47 |  | 34 | 36 | 0.61504 | 0.0595 | 0.16 | 22 | 0 | 1.29 | 1 | 1 | ol | TRUE
48 | MV_407_0_line_48 |  | 36 | 39 | 0.046928 | 0.0515 | 0.029 | 1000 | 0 | 1.276 | 1 | 1 | cs | TRUE
49 | MV_407_0_line_49 |  | 37 | 38 | 0.022621 | 0.5939 | 0.372 | 9.5 | 0 | 0.21 | 1 | 1 | ol | TRUE
50 | MV_407_0_line_50 |  | 40 | 45 | 0.021589 | 0.445 | 0.132 | 190 | 0 | 0.22 | 1 | 1 | cs | TRUE
51 | MV_407_0_line_51 |  | 41 | 42 | 0.019622 | 0.445 | 0.132 | 190 | 0 | 0.22 | 1 | 1 | cs | TRUE
52 | MV_407_0_line_52 |  | 42 | 43 | 0.03717 | 0.445 | 0.132 | 190 | 0 | 0.22 | 1 | 1 | cs | TRUE
53 | MV_407_0_line_53 |  | 43 | 44 | 0.03529 | 0.445 | 0.132 | 190 | 0 | 0.22 | 1 | 1 | cs | TRUE
54 | MV_407_0_line_54 |  | 43 | 45 | 0.006596 | 0.445 | 0.132 | 190 | 0 | 0.22 | 1 | 1 | cs | TRUE
55 | MV_407_0_line_55 |  | 44 | 46 | 0.026884 | 0.5939 | 0.372 | 9.5 | 0 | 0.21 | 1 | 1 | ol | TRUE
56 | MV_407_0_line_56 |  | 47 | 53 | 0.019811 | 0.445 | 0.132 | 190 | 0 | 0.22 | 1 | 1 | cs | TRUE
57 | MV_407_0_line_57 |  | 48 | 49 | 0.03619 | 0.445 | 0.132 | 190 | 0 | 0.22 | 1 | 1 | cs | TRUE
58 | MV_407_0_line_58 |  | 48 | 50 | 0.77345 | 0.445 | 0.132 | 190 | 0 | 0.22 | 1 | 1 | cs | TRUE
59 | MV_407_0_line_59 |  | 50 | 52 | 0.15606 | 0.445 | 0.132 | 190 | 0 | 0.22 | 1 | 1 | cs | TRUE
60 | MV_407_0_line_60 |  | 50 | 104 | 0.067835 | 0.445 | 0.132 | 190 | 0 | 0.22 | 1 | 1 | cs | TRUE
61 | MV_407_0_line_61 |  | 51 | 52 | 0.10405 | 0.5939 | 0.372 | 9.5 | 0 | 0.21 | 1 | 1 | ol | TRUE
62 | MV_407_0_line_62 |  | 52 | 96 | 1.1627 | 0.5939 | 0.372 | 9.5 | 0 | 0.21 | 1 | 1 | ol | TRUE
63 | MV_407_0_line_63 |  | 54 | 55 | 0.12262 | 0.445 | 0.132 | 190 | 0 | 0.22 | 1 | 1 | cs | TRUE
64 | MV_407_0_line_64 |  | 55 | 56 | 0.036884 | 0.445 | 0.132 | 190 | 0 | 0.22 | 1 | 1 | cs | TRUE
65 | MV_407_0_line_65 |  | 55 | 57 | 0.049108 | 0.445 | 0.132 | 190 | 0 | 0.22 | 1 | 1 | cs | TRUE
66 | MV_407_0_line_66 |  | 55 | 58 | 0.63935 | 0.445 | 0.132 | 190 | 0 | 0.22 | 1 | 1 | cs | TRUE
67 | MV_407_0_line_67 |  | 56 | 59 | 0.02033 | 0.445 | 0.132 | 190 | 0 | 0.22 | 1 | 1 | cs | TRUE
68 | MV_407_0_line_68 |  | 57 | 60 | 0.14643 | 0.5939 | 0.372 | 9.5 | 0 | 0.21 | 1 | 1 | ol | TRUE
69 | MV_407_0_line_69 |  | 58 | 61 | 0.17724 | 0.5939 | 0.372 | 9.5 | 0 | 0.21 | 1 | 1 | ol | TRUE
70 | MV_407_0_line_70 |  | 60 | 68 | 0.12648 | 0.445 | 0.132 | 190 | 0 | 0.22 | 1 | 1 | cs | TRUE
71 | MV_407_0_line_71 |  | 60 | 66 | 0.013475 | 0.445 | 0.132 | 190 | 0 | 0.22 | 1 | 1 | cs | TRUE
72 | MV_407_0_line_72 |  | 61 | 69 | 0.99236 | 0.306 | 0.35 | 10 | 0 | 0.35 | 1 | 1 | ol | TRUE
73 | MV_407_0_line_73 |  | 62 | 63 | 0.25803 | 0.5939 | 0.372 | 9.5 | 0 | 0.21 | 1 | 1 | ol | TRUE
74 | MV_407_0_line_74 |  | 62 | 64 | 0.065387 | 0.5939 | 0.372 | 9.5 | 0 | 0.21 | 1 | 1 | ol | TRUE
75 | MV_407_0_line_75 |  | 63 | 72 | 0.074576 | 0.5939 | 0.372 | 9.5 | 0 | 0.21 | 1 | 1 | ol | TRUE
76 | MV_407_0_line_76 |  | 64 | 68 | 0.031955 | 0.445 | 0.132 | 190 | 0 | 0.22 | 1 | 1 | cs | TRUE
77 | MV_407_0_line_77 |  | 65 | 66 | 0.03431 | 0.445 | 0.132 | 190 | 0 | 0.22 | 1 | 1 | cs | TRUE
78 | MV_407_0_line_78 |  | 65 | 67 | 0.070065 | 0.445 | 0.132 | 190 | 0 | 0.22 | 1 | 1 | cs | TRUE
79 | MV_407_0_line_79 |  | 67 | 73 | 0.06154 | 0.5939 | 0.372 | 9.5 | 0 | 0.21 | 1 | 1 | ol | TRUE
80 | MV_407_0_line_80 |  | 69 | 79 | 0.050933 | 0.161 | 0.117 | 273 | 0 | 0.362 | 1 | 1 | cs | TRUE
81 | MV_407_0_line_81 |  | 70 | 71 | 0.073486 | 0.445 | 0.132 | 190 | 0 | 0.22 | 1 | 1 | cs | TRUE
82 | MV_407_0_line_82 |  | 70 | 72 | 0.098949 | 0.445 | 0.132 | 190 | 0 | 0.22 | 1 | 1 | cs | TRUE
83 | MV_407_0_line_83 |  | 73 | 74 | 0.005246 | 0.445 | 0.132 | 190 | 0 | 0.22 | 1 | 1 | cs | TRUE
84 | MV_407_0_line_84 |  | 74 | 75 | 0.37514 | 0.445 | 0.132 | 190 | 0 | 0.22 | 1 | 1 | cs | TRUE
85 | MV_407_0_line_85 |  | 75 | 76 | 0.064845 | 0.445 | 0.132 | 190 | 0 | 0.22 | 1 | 1 | cs | TRUE
86 | MV_407_0_line_86 |  | 75 | 77 | 0.21628 | 0.445 | 0.132 | 190 | 0 | 0.22 | 1 | 1 | cs | TRUE
87 | MV_407_0_line_87 |  | 77 | 78 | 0.016557 | 0.445 | 0.132 | 190 | 0 | 0.22 | 1 | 1 | cs | TRUE
88 | MV_407_0_line_88 |  | 79 | 80 | 0.5318 | 0.161 | 0.117 | 273 | 0 | 0.362 | 1 | 1 | cs | TRUE
89 | MV_407_0_line_89 |  | 81 | 82 | 0.18242 | 0.5939 | 0.372 | 9.5 | 0 | 0.21 | 1 | 1 | ol | TRUE
90 | MV_407_0_line_90 |  | 82 | 83 | 0.023553 | 0.445 | 0.132 | 190 | 0 | 0.22 | 1 | 1 | cs | TRUE
91 | MV_407_0_line_91 |  | 83 | 86 | 0.52862 | 0.445 | 0.132 | 190 | 0 | 0.22 | 1 | 1 | cs | TRUE
92 | MV_407_0_line_92 |  | 84 | 85 | 0.022477 | 0.445 | 0.132 | 190 | 0 | 0.22 | 1 | 1 | cs | TRUE
93 | MV_407_0_line_93 |  | 85 | 175 | 0.43529 | 0.445 | 0.132 | 190 | 0 | 0.22 | 1 | 1 | cs | TRUE
94 | MV_407_0_line_94 |  | 85 | 178 | 0.57623 | 0.445 | 0.132 | 190 | 0 | 0.22 | 1 | 1 | cs | TRUE
95 | MV_407_0_line_95 |  | 86 | 87 | 0.020236 | 0.445 | 0.132 | 190 | 0 | 0.22 | 1 | 1 | cs | TRUE
96 | MV_407_0_line_96 |  | 87 | 88 | 0.023705 | 0.445 | 0.132 | 190 | 0 | 0.22 | 1 | 1 | cs | TRUE
97 | MV_407_0_line_97 |  | 88 | 89 | 0.046124 | 0.445 | 0.132 | 190 | 0 | 0.22 | 1 | 1 | cs | TRUE
98 | MV_407_0_line_98 |  | 89 | 90 | 0.082823 | 0.445 | 0.132 | 190 | 0 | 0.22 | 1 | 1 | cs | TRUE
99 | MV_407_0_line_99 |  | 90 | 91 | 0.21507 | 0.445 | 0.132 | 190 | 0 | 0.22 | 1 | 1 | cs | TRUE
100 | MV_407_0_line_100 |  | 91 | 93 | 0.10532 | 0.445 | 0.132 | 190 | 0 | 0.22 | 1 | 1 | cs | TRUE
101 | MV_407_0_line_101 |  | 95 | 96 | 0.16687 | 0.5939 | 0.372 | 9.5 | 0 | 0.21 | 1 | 1 | ol | TRUE
102 | MV_407_0_line_102 |  | 96 | 97 | 0.70723 | 0.445 | 0.132 | 190 | 0 | 0.22 | 1 | 1 | cs | TRUE
103 | MV_407_0_line_103 |  | 97 | 98 | 0.36987 | 0.445 | 0.132 | 190 | 0 | 0.22 | 1 | 1 | cs | TRUE
104 | MV_407_0_line_104 |  | 97 | 99 | 0.029227 | 0.445 | 0.132 | 190 | 0 | 0.22 | 1 | 1 | cs | TRUE
105 | MV_407_0_line_105 |  | 98 | 100 | 0.84789 | 0.445 | 0.132 | 190 | 0 | 0.22 | 1 | 1 | cs | TRUE
106 | MV_407_0_line_106 |  | 98 | 101 | 0.50184 | 0.445 | 0.132 | 190 | 0 | 0.22 | 1 | 1 | cs | TRUE
107 | MV_407_0_line_107 |  | 98 | 102 | 0.02676 | 0.5939 | 0.372 | 9.5 | 0 | 0.21 | 1 | 1 | ol | TRUE
108 | MV_407_0_line_108 |  | 100 | 105 | 0.014736 | 0.445 | 0.132 | 190 | 0 | 0.22 | 1 | 1 | cs | TRUE
109 | MV_407_0_line_109 |  | 100 | 106 | 0.29916 | 0.5939 | 0.372 | 9.5 | 0 | 0.21 | 1 | 1 | ol | TRUE
110 | MV_407_0_line_110 |  | 101 | 103 | 0.014313 | 0.445 | 0.132 | 190 | 0 | 0.22 | 1 | 1 | cs | TRUE
111 | MV_407_0_line_111 |  | 105 | 136 | 0.011348 | 0.445 | 0.132 | 190 | 0 | 0.22 | 1 | 1 | cs | TRUE
112 | MV_407_0_line_112 |  | 107 | 108 | 0.9731 | 0.5939 | 0.372 | 9.5 | 0 | 0.21 | 1 | 1 | ol | TRUE
113 | MV_407_0_line_113 |  | 108 | 109 | 0.008727 | 0.445 | 0.132 | 190 | 0 | 0.22 | 1 | 1 | cs | TRUE
114 | MV_407_0_line_114 |  | 108 | 110 | 0.50164 | 0.445 | 0.132 | 190 | 0 | 0.22 | 1 | 1 | cs | TRUE
115 | MV_407_0_line_115 |  | 108 | 111 | 1.2918 | 0.445 | 0.132 | 190 | 0 | 0.22 | 1 | 1 | cs | TRUE
116 | MV_407_0_line_116 |  | 110 | 132 | 0.014946 | 0.445 | 0.132 | 190 | 0 | 0.22 | 1 | 1 | cs | TRUE
117 | MV_407_0_line_117 |  | 110 | 121 | 0.3422 | 0.445 | 0.132 | 190 | 0 | 0.22 | 1 | 1 | cs | TRUE
118 | MV_407_0_line_118 |  | 111 | 183 | 0.064262 | 0.5939 | 0.372 | 9.5 | 0 | 0.21 | 1 | 1 | ol | TRUE
119 | MV_407_0_line_119 |  | 112 | 113 | 0.058212 | 0.445 | 0.132 | 190 | 0 | 0.22 | 1 | 1 | cs | TRUE
120 | MV_407_0_line_120 |  | 113 | 114 | 0.39157 | 0.161 | 0.117 | 273 | 0 | 0.362 | 1 | 1 | cs | TRUE
121 | MV_407_0_line_121 |  | 113 | 115 | 0.50649 | 0.161 | 0.117 | 273 | 0 | 0.362 | 1 | 1 | cs | TRUE
122 | MV_407_0_line_122 |  | 114 | 116 | 0.34875 | 0.161 | 0.117 | 273 | 0 | 0.362 | 1 | 1 | cs | TRUE
123 | MV_407_0_line_123 |  | 114 | 117 | 0.039617 | 0.5939 | 0.372 | 9.5 | 0 | 0.21 | 1 | 1 | ol | TRUE
124 | MV_407_0_line_124 |  | 115 | 119 | 0.81795 | 0.161 | 0.117 | 273 | 0 | 0.362 | 1 | 1 | cs | TRUE
125 | MV_407_0_line_125 |  | 115 | 120 | 0.042888 | 0.5939 | 0.372 | 9.5 | 0 | 0.21 | 1 | 1 | ol | TRUE
126 | MV_407_0_line_126 |  | 116 | 118 | 0.004853 | 0.161 | 0.117 | 273 | 0 | 0.362 | 1 | 1 | cs | TRUE
127 | MV_407_0_line_127 |  | 117 | 128 | 0.017723 | 0.445 | 0.132 | 190 | 0 | 0.22 | 1 | 1 | cs | TRUE
128 | MV_407_0_line_128 |  | 118 | 129 | 0.013668 | 0.161 | 0.117 | 273 | 0 | 0.362 | 1 | 1 | cs | TRUE
129 | MV_407_0_line_129 |  | 119 | 121 | 0.9146 | 0.161 | 0.117 | 273 | 0 | 0.362 | 1 | 1 | cs | TRUE
130 | MV_407_0_line_130 |  | 119 | 122 | 0.068112 | 0.5939 | 0.372 | 9.5 | 0 | 0.21 | 1 | 1 | ol | TRUE
131 | MV_407_0_line_131 |  | 121 | 123 | 0.033987 | 0.445 | 0.132 | 190 | 0 | 0.22 | 1 | 1 | cs | TRUE
132 | MV_407_0_line_132 |  | 121 | 124 | 0.48844 | 0.161 | 0.117 | 273 | 0 | 0.362 | 1 | 1 | cs | TRUE
133 | MV_407_0_line_133 |  | 121 | 125 | 0.044611 | 0.5939 | 0.372 | 9.5 | 0 | 0.21 | 1 | 1 | ol | TRUE
134 | MV_407_0_line_134 |  | 123 | 133 | 0.051232 | 0.445 | 0.132 | 190 | 0 | 0.22 | 1 | 1 | cs | TRUE
135 | MV_407_0_line_135 |  | 124 | 130 | 0.055196 | 0.445 | 0.132 | 190 | 0 | 0.22 | 1 | 1 | cs | TRUE
136 | MV_407_0_line_136 |  | 124 | 131 | 0.46125 | 0.161 | 0.117 | 273 | 0 | 0.362 | 1 | 1 | cs | TRUE
137 | MV_407_0_line_137 |  | 126 | 127 | 0.068617 | 0.445 | 0.132 | 190 | 0 | 0.22 | 1 | 1 | cs | TRUE
138 | MV_407_0_line_138 |  | 126 | 128 | 0.13249 | 0.445 | 0.132 | 190 | 0 | 0.22 | 1 | 1 | cs | TRUE
139 | MV_407_0_line_139 |  | 129 | 165 | 0.53522 | 0.161 | 0.117 | 273 | 0 | 0.362 | 1 | 1 | cs | TRUE
140 | MV_407_0_line_140 |  | 130 | 182 | 0.024711 | 0.445 | 0.132 | 190 | 0 | 0.22 | 1 | 1 | cs | TRUE
141 | MV_407_0_line_141 |  | 131 | 134 | 0.22914 | 0.161 | 0.117 | 273 | 0 | 0.362 | 1 | 1 | cs | TRUE
142 | MV_407_0_line_142 |  | 133 | 184 | 0.099597 | 0.445 | 0.132 | 190 | 0 | 0.22 | 1 | 1 | cs | TRUE
143 | MV_407_0_line_143 |  | 134 | 135 | 0.026543 | 0.161 | 0.117 | 273 | 0 | 0.362 | 1 | 1 | cs | TRUE
144 | MV_407_0_line_144 |  | 135 | 172 | 0.15984 | 0.306 | 0.35 | 10 | 0 | 0.35 | 1 | 1 | ol | TRUE
145 | MV_407_0_line_145 |  | 136 | 157 | 0.39758 | 0.0515 | 0.029 | 1000 | 0 | 1.276 | 1 | 1 | cs | TRUE
146 | MV_407_0_line_146 |  | 137 | 138 | 0.004398 | 0.445 | 0.132 | 190 | 0 | 0.22 | 1 | 1 | cs | TRUE
147 | MV_407_0_line_147 |  | 137 | 139 | 0.36687 | 0.5939 | 0.372 | 9.5 | 0 | 0.21 | 1 | 1 | ol | TRUE
148 | MV_407_0_line_148 |  | 138 | 140 | 0.72781 | 0.445 | 0.132 | 190 | 0 | 0.22 | 1 | 1 | cs | TRUE
149 | MV_407_0_line_149 |  | 139 | 141 | 0.060472 | 0.445 | 0.132 | 190 | 0 | 0.22 | 1 | 1 | cs | TRUE
150 | MV_407_0_line_150 |  | 140 | 145 | 0.29018 | 0.445 | 0.132 | 190 | 0 | 0.22 | 1 | 1 | cs | TRUE
151 | MV_407_0_line_151 |  | 140 | 146 | 0.068562 | 0.445 | 0.132 | 190 | 0 | 0.22 | 1 | 1 | cs | TRUE
152 | MV_407_0_line_152 |  | 141 | 155 | 0.19759 | 0.445 | 0.132 | 190 | 0 | 0.22 | 1 | 1 | cs | TRUE
153 | MV_407_0_line_153 |  | 141 | 153 | 0.081614 | 0.445 | 0.132 | 190 | 0 | 0.22 | 1 | 1 | cs | TRUE
154 | MV_407_0_line_154 |  | 142 | 143 | 0.22845 | 0.445 | 0.132 | 190 | 0 | 0.22 | 1 | 1 | cs | TRUE
155 | MV_407_0_line_155 |  | 143 | 144 | 0.042929 | 0.5939 | 0.372 | 9.5 | 0 | 0.21 | 1 | 1 | ol | TRUE
156 | MV_407_0_line_156 |  | 145 | 148 | 0.019278 | 0.445 | 0.132 | 190 | 0 | 0.22 | 1 | 1 | cs | TRUE
157 | MV_407_0_line_157 |  | 145 | 149 | 0.0028502 | 0.445 | 0.132 | 190 | 0 | 0.22 | 1 | 1 | cs | TRUE
158 | MV_407_0_line_158 |  | 146 | 150 | 0.033834 | 0.445 | 0.132 | 190 | 0 | 0.22 | 1 | 1 | cs | TRUE
159 | MV_407_0_line_159 |  | 151 | 152 | 0.034407 | 0.445 | 0.132 | 190 | 0 | 0.22 | 1 | 1 | cs | TRUE
160 | MV_407_0_line_160 |  | 151 | 153 | 0.058509 | 0.5939 | 0.372 | 9.5 | 0 | 0.21 | 1 | 1 | ol | TRUE
161 | MV_407_0_line_161 |  | 152 | 154 | 0.24836 | 0.445 | 0.132 | 190 | 0 | 0.22 | 1 | 1 | cs | TRUE
162 | MV_407_0_line_162 |  | 154 | 157 | 0.4059 | 0.0515 | 0.029 | 1000 | 0 | 1.276 | 1 | 1 | cs | TRUE
163 | MV_407_0_line_163 |  | 154 | 158 | 1.2423 | 0.445 | 0.132 | 190 | 0 | 0.22 | 1 | 1 | cs | TRUE
164 | MV_407_0_line_164 |  | 154 | 159 | 0.31417 | 0.161 | 0.117 | 273 | 0 | 0.362 | 1 | 1 | cs | TRUE
165 | MV_407_0_line_165 |  | 154 | 160 | 0.014616 | 0.445 | 0.132 | 190 | 0 | 0.22 | 1 | 1 | cs | TRUE
166 | MV_407_0_line_166 |  | 155 | 156 | 0.022333 | 0.445 | 0.132 | 190 | 0 | 0.22 | 1 | 1 | cs | TRUE
167 | MV_407_0_line_167 |  | 157 | 163 | 0.005551 | 0.445 | 0.132 | 190 | 0 | 0.22 | 1 | 1 | cs | TRUE
168 | MV_407_0_line_168 |  | 157 | 161 | 0.19926 | 0.445 | 0.132 | 190 | 0 | 0.22 | 1 | 1 | cs | TRUE
169 | MV_407_0_line_169 |  | 158 | 164 | 0.018587 | 0.5939 | 0.372 | 9.5 | 0 | 0.21 | 1 | 1 | ol | TRUE
170 | MV_407_0_line_170 |  | 159 | 168 | 0.056351 | 0.5939 | 0.372 | 9.5 | 0 | 0.21 | 1 | 1 | ol | TRUE
171 | MV_407_0_line_171 |  | 159 | 166 | 0.028308 | 0.161 | 0.117 | 273 | 0 | 0.362 | 1 | 1 | cs | TRUE
172 | MV_407_0_line_172 |  | 161 | 162 | 0.10158 | 0.445 | 0.132 | 190 | 0 | 0.22 | 1 | 1 | cs | TRUE
173 | MV_407_0_line_173 |  | 165 | 169 | 0.004682 | 0.445 | 0.132 | 190 | 0 | 0.22 | 1 | 1 | cs | TRUE
174 | MV_407_0_line_174 |  | 165 | 166 | 0.038523 | 0.161 | 0.117 | 273 | 0 | 0.362 | 1 | 1 | cs | TRUE
175 | MV_407_0_line_175 |  | 166 | 167 | 0.0073459 | 0.445 | 0.132 | 190 | 0 | 0.22 | 1 | 1 | cs | TRUE
176 | MV_407_0_line_176 |  | 172 | 173 | 0.10283 | 0.445 | 0.132 | 190 | 0 | 0.22 | 1 | 1 | cs | TRUE
177 | MV_407_0_line_177 |  | 172 | 174 | 0.11804 | 0.445 | 0.132 | 190 | 0 | 0.22 | 1 | 1 | cs | TRUE
178 | MV_407_0_line_178 |  | 173 | 175 | 0.33515 | 0.445 | 0.132 | 190 | 0 | 0.22 | 1 | 1 | cs | TRUE
179 | MV_407_0_line_179 |  | 173 | 176 | 0.046791 | 0.445 | 0.132 | 190 | 0 | 0.22 | 1 | 1 | cs | TRUE
180 | MV_407_0_line_180 |  | 174 | 180 | 0.17942 | 0.445 | 0.132 | 190 | 0 | 0.22 | 1 | 1 | cs | TRUE
181 | MV_407_0_line_181 |  | 174 | 181 | 0.22514 | 0.5939 | 0.372 | 9.5 | 0 | 0.21 | 1 | 1 | ol | TRUE
182 | MV_407_0_line_182 |  | 175 | 177 | 0.004712 | 0.445 | 0.132 | 190 | 0 | 0.22 | 1 | 1 | cs | TRUE
183 | MV_407_0_line_183 |  | 178 | 179 | 0.096911 | 0.5939 | 0.372 | 9.5 | 0 | 0.21 | 1 | 1 | ol | TRUE
184 | MV_407_0_line_184 |  | 182 | 186 | 0.13291 | 0.445 | 0.132 | 190 | 0 | 0.22 | 1 | 1 | cs | TRUE
185 | MV_407_0_line_185 |  | 185 | 186 | 0.060351 | 0.445 | 0.132 | 190 | 0 | 0.22 | 1 | 1 | cs | TRUE
186 | MV_407_0_line_186 |  | 186 | 187 | 0.067211 | 0.445 | 0.132 | 190 | 0 | 0.22 | 1 | 1 | cs | TRUE
187 | MV_407_0_line_187 |  | 187 | 188 | 0.071688 | 0.445 | 0.132 | 190 | 0 | 0.22 | 1 | 1 | cs | TRUE

## trafo
| name | std_type | hv_bus | lv_bus | sn_mva | vn_hv_kv | vn_lv_kv | vk_percent | vkr_percent | pfe_kw | i0_percent | shift_degree | tap_side | tap_neutral | tap_min | tap_max | tap_step_percent | tap_step_degree | tap_pos | tap_phase_shifter | parallel | df | in_service
0 | MV_407_0_trafo_118 | 25 MVA 110/20 kV | 189 | 147 | 25 | 110 | 20 | 12 | 0.41 | 14 | 0.07 | 150 | hv | 0 | -9 | 9 | 1.5 | 0 | 0 | FALSE | 1 | 1 | TRUE

## bus_geodata
| x | y | coords
0 | 2742052.9465 | 1265014.7352
1 | 2742648.4146 | 1264697.2056
2 | 2741575.9291 | 1265123.4997
3 | 2741558.3418 | 1265127.0932
4 | 2740796.0601 | 1265883.2937
5 | 2740960.9551 | 1266052.7441
6 | 2741043.8483 | 1266296.3814
7 | 2740868.6674 | 1265957.9073
8 | 2740787.7727 | 1269390.6784
9 | 2741302.0313 | 1270062.9091
10 | 2740745.6259 | 1269343.4388
11 | 2741927.6794 | 1268975.2849
12 | 2741501.0184 | 1271221.9786
13 | 2740041.9263 | 1269867.0432
14 | 2739976.0052 | 1269894.052
15 | 2739979.8941 | 1269801.4975
16 | 2741939.2994 | 1268938.8502
17 | 2740583.1594 | 1268563.9929
18 | 2740625.0805 | 1268448.1099
19 | 2740517.6735 | 1268590.35
20 | 2740680.5679 | 1268443.2926
21 | 2740672.3047 | 1268351.7949
22 | 2740921.3656 | 1268303.8265
23 | 2740199.9537 | 1267905.2762
24 | 2740091.0471 | 1268051.114
25 | 2740117.1781 | 1268383.2032
26 | 2740196.9158 | 1267900.0212
27 | 2740340.4188 | 1268169.3245
28 | 2740569.75 | 1268121.584
29 | 2739272.5282 | 1268230.6863
30 | 2739264.6228 | 1268150.2104
31 | 2739915.1488 | 1269898.3994
32 | 2739880.6727 | 1269898.2536
33 | 2739347.8165 | 1270106.2205
34 | 2741628.6367 | 1268424.7764
35 | 2741764.0371 | 1268285.8312
36 | 2741055.0676 | 1268202.7536
37 | 2740839.4068 | 1268431.8428
38 | 2740837.5503 | 1268409.2986
39 | 2741008.341 | 1268207.0951
40 | 2740936.1226 | 1268313.4224
41 | 2740952.5178 | 1268276.9051
42 | 2740941.566 | 1268293.1867
43 | 2740960.1123 | 1268319.3437
44 | 2740989.3341 | 1268339.2604
45 | 2740954.3211 | 1268322.5309
46 | 2741003.516 | 1268316.4208
47 | 2742009.0877 | 1268940.9737
48 | 2742724.0227 | 1266979.2932
49 | 2742745.5209 | 1267008.4522
50 | 2742299.4987 | 1267000.2112
51 | 2742196.076 | 1267157.5103
52 | 2742178.8146 | 1267054.9052
53 | 2742022.7701 | 1268931.9943
54 | 2741330.8431 | 1272822.2438
55 | 2741397.8672 | 1272924.5734
56 | 2741365.3432 | 1272939.4584
57 | 2741401.0771 | 1272972.9154
58 | 2741617.6256 | 1272418.1111
59 | 2741347.548 | 1272948.8837
60 | 2741358.4256 | 1273112.9953
61 | 2741748.9968 | 1272299.133
62 | 2741495.4436 | 1273054.7968
63 | 2741633.866 | 1273272.556
64 | 2741435.9426 | 1273081.9094
65 | 2741311.9105 | 1273123.8261
66 | 2741345.4574 | 1273116.6557
67 | 2741269.2284 | 1273126.9856
68 | 2741405.9395 | 1273093.1465
69 | 2741613.537 | 1271316.0607
70 | 2741510.1995 | 1273392.4665
71 | 2741451.6509 | 1273437.0971
72 | 2741580.2361 | 1273324.3773
73 | 2741208.6052 | 1273137.5683
74 | 2741206.7667 | 1273132.6528
75 | 2740892.7557 | 1273310.7961
76 | 2740921.3189 | 1273368.8692
77 | 2741033.2616 | 1273432.9284
78 | 2741019.3966 | 1273442.0397
79 | 2741648.8019 | 1271279.3114
80 | 2741484.5594 | 1271319.8818
81 | 2738761.4486 | 1270694.6066
82 | 2738816.2034 | 1270520.6
83 | 2738826.3903 | 1270499.3518
84 | 2737861.1015 | 1269217.8494
85 | 2737839.1866 | 1269212.6775
86 | 2739095.6083 | 1270301.1681
87 | 2739112.0302 | 1270289.3445
88 | 2739131.2674 | 1270275.4938
89 | 2739168.7039 | 1270248.5502
90 | 2739233.7543 | 1270197.454
91 | 2739429.9543 | 1270210.45
92 | 2739373.2944 | 1270085.8378
93 | 2739533.6954 | 1270193.3475
94 | 2739838.0214 | 1264389.4856
95 | 2741057.0061 | 1266549.6428
96 | 2741066.4859 | 1266716.2431
97 | 2740701.7574 | 1267263.0732
98 | 2740874.1155 | 1267483.3392
99 | 2740676.791 | 1267278.2827
100 | 2740274.3116 | 1267737.7546
101 | 2740977.9524 | 1267485.7843
102 | 2740879.265 | 1267509.5988
103 | 2740992.0605 | 1267483.1404
104 | 2742292.9428 | 1266934.0995
105 | 2740259.7437 | 1267739.972
106 | 2740549.442 | 1267855.2399
107 | 2737800.8615 | 1266780.1363
108 | 2738304.3308 | 1267612.8689
109 | 2738300.6363 | 1267620.779
110 | 2738092.9952 | 1267867.5184
111 | 2737227.8433 | 1267763.1422
112 | 2738978.5779 | 1267775.3221
113 | 2739009.7674 | 1267726.1189
114 | 2739228.0871 | 1267720.4527
115 | 2738720.4323 | 1267648.011
116 | 2739444.9836 | 1267658.7063
117 | 2739216.7832 | 1267682.4828
118 | 2739446.2464 | 1267654.0205
119 | 2738392.5806 | 1267984.5625
120 | 2738724.2255 | 1267690.7304
121 | 2738140.8839 | 1267950.0399
122 | 2738367.3164 | 1267921.3094
123 | 2738106.8971 | 1267950.0655
124 | 2738065.5235 | 1268352.4807
125 | 2738142.3112 | 1267905.4523
126 | 2739188.8901 | 1267539.3864
127 | 2739193.5099 | 1267471.1955
128 | 2739211.6938 | 1267665.5019
129 | 2739459.4922 | 1267657.5476
130 | 2738082.2544 | 1268404.9449
131 | 2737781.1103 | 1268446.3557
132 | 2738089.1715 | 1267856.5904
133 | 2738055.6647 | 1267950.1041
134 | 2737810.2222 | 1268630.0574
135 | 2737784.2217 | 1268624.3455
136 | 2740248.5244 | 1267741.6797
137 | 2739667.6272 | 1268354.666
138 | 2739667.749 | 1268359.062
139 | 2739645.425 | 1267988.4722
140 | 2739588.2957 | 1268995.8969
141 | 2739633.414 | 1267930.8655
142 | 2740071.3889 | 1268057.343
143 | 2740117.3548 | 1268219.9919
144 | 2740075.1518 | 1268227.8546
145 | 2739417.3796 | 1269121.6735
146 | 2739520.9069 | 1268983.2673
147 | 2740117.7221 | 1268386.9308
148 | 2739413.6129 | 1269140.5809
149 | 2739414.5921 | 1269121.0791
150 | 2739487.652 | 1268977.0349
151 | 2739739.2189 | 1267882.2634
152 | 2739772.7404 | 1267874.126
153 | 2739681.1811 | 1267889.6763
154 | 2739962.1454 | 1267815.8407
155 | 2739527.9707 | 1267958.1906
156 | 2739536.7928 | 1267978.7189
157 | 2740236.5115 | 1267668.5231
158 | 2739933.2181 | 1267169.6804
159 | 2739802.3881 | 1267718.5753
160 | 2739959.4254 | 1267830.2014
161 | 2740307.821 | 1267562.5676
162 | 2740328.0935 | 1267483.2206
163 | 2740236.4927 | 1267662.9728
164 | 2739941.4462 | 1267186.347
165 | 2739764.3332 | 1267737.8051
166 | 2739789.3553 | 1267719.4234
167 | 2739782.127 | 1267718.2764
168 | 2739797.0972 | 1267662.4732
169 | 2739762.6036 | 1267742.1574
170 | 2740344.5425 | 1268178.6204
171 | 2740591.0038 | 1268144.4899
172 | 2737624.4055 | 1268621.8409
173 | 2737590.6425 | 1268687.5072
174 | 2737506.6479 | 1268629.9739
175 | 2737658.3473 | 1268988.2653
176 | 2737544.045 | 1268683.9111
177 | 2737663.0548 | 1268987.8524
178 | 2737461.6756 | 1269249.4403
179 | 2737411.7931 | 1269332.5274
180 | 2737331.732 | 1268665.1331
181 | 2737512.8937 | 1268404.9169
182 | 2738090.6347 | 1268427.7962
183 | 2737166.5082 | 1267782.3146
184 | 2737986.2021 | 1267996.8915
185 | 2738235.1955 | 1268477.284
186 | 2738222.1211 | 1268418.8173
187 | 2738289.3341 | 1268423.7502
188 | 2738360.1429 | 1268433.3171
189 | 2740117.7221 | 1268386.9308

## line_std_types
| c_nf_per_km | r_ohm_per_km | x_ohm_per_km | max_i_ka | type | q_mm2 | alpha | voltage_rating
NAYY 4x50 SE | 210 | 0.642 | 0.083 | 0.142 | cs | 50 | 0.00403 | LV
NAYY 4x120 SE | 264 | 0.225 | 0.08 | 0.242 | cs | 120 | 0.00403 | LV
NAYY 4x150 SE | 261 | 0.208 | 0.08 | 0.27 | cs | 150 | 0.00403 | LV
NA2XS2Y 1x95 RM/25 12/20 kV | 216 | 0.313 | 0.132 | 0.252 | cs | 95 | 0.00403 | MV
NA2XS2Y 1x185 RM/25 12/20 kV | 273 | 0.161 | 0.117 | 0.362 | cs | 185 | 0.00403 | MV
NA2XS2Y 1x240 RM/25 12/20 kV | 304 | 0.122 | 0.112 | 0.421 | cs | 240 | 0.00403 | MV
NA2XS2Y 1x95 RM/25 6/10 kV | 315 | 0.313 | 0.123 | 0.249 | cs | 95 | 0.00403 | MV
NA2XS2Y 1x185 RM/25 6/10 kV | 406 | 0.161 | 0.11 | 0.358 | cs | 185 | 0.00403 | MV
NA2XS2Y 1x240 RM/25 6/10 kV | 456 | 0.122 | 0.105 | 0.416 | cs | 240 | 0.00403 | MV
NA2XS2Y 1x150 RM/25 12/20 kV | 250 | 0.206 | 0.116 | 0.319 | cs | 150 | 0.00403 | MV
NA2XS2Y 1x120 RM/25 12/20 kV | 230 | 0.253 | 0.119 | 0.283 | cs | 120 | 0.00403 | MV
NA2XS2Y 1x70 RM/25 12/20 kV | 190 | 0.443 | 0.132 | 0.22 | cs | 70 | 0.00403 | MV
NA2XS2Y 1x150 RM/25 6/10 kV | 360 | 0.206 | 0.11 | 0.315 | cs | 150 | 0.00403 | MV
NA2XS2Y 1x120 RM/25 6/10 kV | 340 | 0.253 | 0.113 | 0.28 | cs | 120 | 0.00403 | MV
NA2XS2Y 1x70 RM/25 6/10 kV | 280 | 0.443 | 0.123 | 0.217 | cs | 70 | 0.00403 | MV
N2XS(FL)2Y 1x120 RM/35 64/110 kV | 112 | 0.153 | 0.166 | 0.366 | cs | 120 | 0.00393 | HV
N2XS(FL)2Y 1x185 RM/35 64/110 kV | 125 | 0.099 | 0.156 | 0.457 | cs | 185 | 0.00393 | HV
N2XS(FL)2Y 1x240 RM/35 64/110 kV | 135 | 0.075 | 0.149 | 0.526 | cs | 240 | 0.00393 | HV
N2XS(FL)2Y 1x300 RM/35 64/110 kV | 144 | 0.06 | 0.144 | 0.588 | cs | 300 | 0.00393 | HV
15-AL1/3-ST1A 0.4 | 11 | 1.8769 | 0.35 | 0.105 | ol | 16 | 0.00403 | LV
24-AL1/4-ST1A 0.4 | 11.25 | 1.2012 | 0.335 | 0.14 | ol | 24 | 0.00403 | LV
48-AL1/8-ST1A 0.4 | 12.2 | 0.5939 | 0.3 | 0.21 | ol | 48 | 0.00403 | LV
94-AL1/15-ST1A 0.4 | 13.2 | 0.306 | 0.29 | 0.35 | ol | 94 | 0.00403 | LV
34-AL1/6-ST1A 10.0 | 9.7 | 0.8342 | 0.36 | 0.17 | ol | 34 | 0.00403 | MV
48-AL1/8-ST1A 10.0 | 10.1 | 0.5939 | 0.35 | 0.21 | ol | 48 | 0.00403 | MV
70-AL1/11-ST1A 10.0 | 10.4 | 0.4132 | 0.339 | 0.29 | ol | 70 | 0.00403 | MV
94-AL1/15-ST1A 10.0 | 10.75 | 0.306 | 0.33 | 0.35 | ol | 94 | 0.00403 | MV
122-AL1/20-ST1A 10.0 | 11.1 | 0.2376 | 0.323 | 0.41 | ol | 122 | 0.00403 | MV
149-AL1/24-ST1A 10.0 | 11.25 | 0.194 | 0.315 | 0.47 | ol | 149 | 0.00403 | MV
34-AL1/6-ST1A 20.0 | 9.15 | 0.8342 | 0.382 | 0.17 | ol | 34 | 0.00403 | MV
48-AL1/8-ST1A 20.0 | 9.5 | 0.5939 | 0.372 | 0.21 | ol | 48 | 0.00403 | MV
70-AL1/11-ST1A 20.0 | 9.7 | 0.4132 | 0.36 | 0.29 | ol | 70 | 0.00403 | MV
94-AL1/15-ST1A 20.0 | 10 | 0.306 | 0.35 | 0.35 | ol | 94 | 0.00403 | MV
122-AL1/20-ST1A 20.0 | 10.3 | 0.2376 | 0.344 | 0.41 | ol | 122 | 0.00403 | MV
149-AL1/24-ST1A 20.0 | 10.5 | 0.194 | 0.337 | 0.47 | ol | 149 | 0.00403 | MV
184-AL1/30-ST1A 20.0 | 10.75 | 0.1571 | 0.33 | 0.535 | ol | 184 | 0.00403 | MV
243-AL1/39-ST1A 20.0 | 11 | 0.1188 | 0.32 | 0.645 | ol | 243 | 0.00403 | MV
48-AL1/8-ST1A 110.0 | 8 | 0.5939 | 0.46 | 0.21 | ol | 48 | 0.00403 | HV
70-AL1/11-ST1A 110.0 | 8.4 | 0.4132 | 0.45 | 0.29 | ol | 70 | 0.00403 | HV
94-AL1/15-ST1A 110.0 | 8.65 | 0.306 | 0.44 | 0.35 | ol | 94 | 0.00403 | HV
122-AL1/20-ST1A 110.0 | 8.5 | 0.2376 | 0.43 | 0.41 | ol | 122 | 0.00403 | HV
149-AL1/24-ST1A 110.0 | 8.75 | 0.194 | 0.41 | 0.47 | ol | 149 | 0.00403 | HV
184-AL1/30-ST1A 110.0 | 8.8 | 0.1571 | 0.4 | 0.535 | ol | 184 | 0.00403 | HV
243-AL1/39-ST1A 110.0 | 9 | 0.1188 | 0.39 | 0.645 | ol | 243 | 0.00403 | HV
305-AL1/39-ST1A 110.0 | 9.2 | 0.0949 | 0.38 | 0.74 | ol | 305 | 0.00403 | HV
490-AL1/64-ST1A 110.0 | 9.75 | 0.059 | 0.37 | 0.96 | ol | 490 | 0.00403 | HV
679-AL1/86-ST1A 110.0 | 9.95 | 0.042 | 0.36 | 1.15 | ol | 679 | 0.00403 | HV
490-AL1/64-ST1A 220.0 | 10 | 0.059 | 0.285 | 0.96 | ol | 490 | 0.00403 | HV
679-AL1/86-ST1A 220.0 | 11.7 | 0.042 | 0.275 | 1.15 | ol | 679 | 0.00403 | HV
490-AL1/64-ST1A 380.0 | 11 | 0.059 | 0.253 | 0.96 | ol | 490 | 0.00403 | HV
679-AL1/86-ST1A 380.0 | 14.6 | 0.042 | 0.25 | 1.15 | ol | 679 | 0.00403 | HV

## trafo_std_types
| i0_percent | pfe_kw | vkr_percent | sn_mva | vn_lv_kv | vn_hv_kv | vk_percent | shift_degree | vector_group | tap_side | tap_neutral | tap_min | tap_max | tap_step_degree | tap_step_percent | tap_phase_shifter
160 MVA 380/110 kV | 0.06 | 60 | 0.25 | 160 | 110 | 380 | 12.2 | 0 | Yy0 | hv | 0 | -9 | 9 | 0 | 1.5 | FALSE
100 MVA 220/110 kV | 0.06 | 55 | 0.26 | 100 | 110 | 220 | 12 | 0 | Yy0 | hv | 0 | -9 | 9 | 0 | 1.5 | FALSE
63 MVA 110/20 kV | 0.04 | 22 | 0.32 | 63 | 20 | 110 | 18 | 150 | YNd5 | hv | 0 | -9 | 9 | 0 | 1.5 | FALSE
40 MVA 110/20 kV | 0.05 | 18 | 0.34 | 40 | 20 | 110 | 16.2 | 150 | YNd5 | hv | 0 | -9 | 9 | 0 | 1.5 | FALSE
25 MVA 110/20 kV | 0.07 | 14 | 0.41 | 25 | 20 | 110 | 12 | 150 | YNd5 | hv | 0 | -9 | 9 | 0 | 1.5 | FALSE
63 MVA 110/10 kV | 0.04 | 22 | 0.32 | 63 | 10 | 110 | 18 | 150 | YNd5 | hv | 0 | -9 | 9 | 0 | 1.5 | FALSE
40 MVA 110/10 kV | 0.05 | 18 | 0.34 | 40 | 10 | 110 | 16.2 | 150 | YNd5 | hv | 0 | -9 | 9 | 0 | 1.5 | FALSE
25 MVA 110/10 kV | 0.07 | 14 | 0.41 | 25 | 10 | 110 | 12 | 150 | YNd5 | hv | 0 | -9 | 9 | 0 | 1.5 | FALSE
0.25 MVA 20/0.4 kV | 0.32 | 0.8 | 1.44 | 0.25 | 0.4 | 20 | 6 | 150 | Yzn5 | hv | 0 | -2 | 2 | 0 | 2.5 | FALSE
0.4 MVA 20/0.4 kV | 0.3375 | 1.35 | 1.425 | 0.4 | 0.4 | 20 | 6 | 150 | Dyn5 | hv | 0 | -2 | 2 | 0 | 2.5 | FALSE
0.63 MVA 20/0.4 kV | 0.2619 | 1.65 | 1.206 | 0.63 | 0.4 | 20 | 6 | 150 | Dyn5 | hv | 0 | -2 | 2 | 0 | 2.5 | FALSE
0.25 MVA 10/0.4 kV | 0.24 | 0.6 | 1.2 | 0.25 | 0.4 | 10 | 4 | 150 | Dyn5 | hv | 0 | -2 | 2 | 0 | 2.5 | FALSE
0.4 MVA 10/0.4 kV | 0.2375 | 0.95 | 1.325 | 0.4 | 0.4 | 10 | 4 | 150 | Dyn5 | hv | 0 | -2 | 2 | 0 | 2.5 | FALSE
0.63 MVA 10/0.4 kV | 0.1873 | 1.18 | 1.0794 | 0.63 | 0.4 | 10 | 4 | 150 | Dyn5 | hv | 0 | -2 | 2 | 0 | 2.5 | FALSE

## trafo3w_std_types
| sn_hv_mva | sn_mv_mva | sn_lv_mva | vn_hv_kv | vn_mv_kv | vn_lv_kv | vk_hv_percent | vk_mv_percent | vk_lv_percent | vkr_hv_percent | vkr_mv_percent | vkr_lv_percent | pfe_kw | i0_percent | shift_mv_degree | shift_lv_degree | vector_group | tap_side | tap_neutral | tap_min | tap_max | tap_step_percent
63/25/38 MVA 110/20/10 kV | 63 | 25 | 38 | 110 | 20 | 10 | 10.4 | 10.4 | 10.4 | 0.28 | 0.32 | 0.35 | 35 | 0.89 | 0 | 0 | YN0yn0yn0 | hv | 0 | -10 | 10 | 1.2
63/25/38 MVA 110/10/10 kV | 63 | 25 | 38 | 110 | 10 | 10 | 10.4 | 10.4 | 10.4 | 0.28 | 0.32 | 0.35 | 35 | 0.89 | 0 | 0 | YN0yn0yn0 | hv | 0 | -10 | 10 | 1.2

## fuse_std_types
| fuse_type | i_rated_a | t_avg | t_min | t_total | x_avg | x_min | x_total
HV 100A | HV 100A | 100 | 0 | [10.0, 3.64, 0.854, 0.281, 0.1, 0.0531, 0.022, 0.01] | [10.0, 4.267, 1.21, 0.403, 0.1, 0.058, 0.022, 0.01] | 0 | [300.0, 350.0, 450.0, 550.0, 700.0, 850.0, 1200.0, 1752.0] | [600.0, 700.0, 900.0, 1150.0, 1665.0, 2000.0, 3000.0, 4313.0]
HV 10A | HV 10A | 10 | 0 | [10.0, 1675.0, 0.344, 0.156, 0.1, 0.0417, 0.0171, 0.01] | [10.0, 1.3, 0.3, 0.155, 0.1, 0.0555, 0.023, 0.01] | 0 | [30.0, 32.0, 35.0, 37.0, 39.0, 50.0, 70.0, 88.0] | [60.0, 70.0, 80.0, 87.0, 94.0, 110.0, 150.0, 216.0]
HV 125A | HV 125A | 125 | 0 | [10.0, 1.82, 0.344, 0.1, 0.0467, 0.0269, 0.01] | [10.0, 2.478, 0.426, 0.1, 0.0427, 0.0211, 0.01] | 0 | [375.0, 500.0, 700.0, 925.0, 1200.0, 1500.0, 2341.0] | [750.0, 1000.0, 1500.0, 2200.0, 3000.0, 4000.0, 5765.0]
HV 160A | HV 160A | 160 | 0 | [10.0, 4.15, 1.03, 0.198, 0.1, 0.051, 0.0172, 0.01] | [10.0, 2.3, 0.734, 0.274, 0.1, 0.046, 0.0177, 0.01] | 0 | [480.0, 550.0, 700.0, 1000.0, 1260.0, 1600.0, 2500.0, 3227.0] | [960.0, 1300.0, 1700.0, 2200.0, 2996.0, 4000.0, 6000.0, 7946.0]
HV 16A | HV 16A | 16 | 0 | [10.0, 0.352, 0.164, 0.1, 0.0649, 0.0342, 0.01] | [10.0, 2.34, 0.722, 0.181, 0.1, 0.055, 0.0296, 0.01] | 0 | [48.0, 60.0, 65.0, 71.0, 80.0, 100.0, 162.0] | [96.0, 110.0, 125.0, 150.0, 168.0, 200.0, 250.0, 398.0]
HV 200A | HV 200A | 200 | 0 | [10.0, 4.267, 1.21, 0.403, 0.1, 0.058, 0.022, 0.01] | [10.0, 3.73, 1.654, 0.328, 0.1, 0.0531, 0.019, 0.01] | 0 | [600.0, 700.0, 900.0, 1150.0, 1665.0, 2000.0, 3000.0, 4313.0] | [1200.0, 1500.0, 1800.0, 2700.0, 3960.0, 5000.0, 7500.0, 10620.0]
HV 20A | HV 20A | 20 | 0 | [10.0, 1.3, 0.3, 0.155, 0.1, 0.0555, 0.023, 0.01] | [10.0, 1.3, 0.161, 0.1, 0.0611, 0.0399, 0.0141, 0.01] | 0 | [60.0, 70.0, 80.0, 87.0, 94.0, 110.0, 150.0, 216.0] | [120.0, 150.0, 200.0, 223.0, 260.0, 300.0, 450.0, 532.0]
HV 25A | HV 25A | 25 | 0 | [10.0, 2.512, 0.833, 0.299, 0.1, 0.0372, 0.0223, 0.01] | [10.0, 3.125, 0.597, 0.198, 0.1, 0.0378, 0.022, 0.01] | 0 | [75.0, 82.0, 90.0, 100.0, 124.0, 170.0, 200.0, 289.0] | [150.0, 170.0, 210.0, 250.0, 294.0, 400.0, 500.0, 711.0]
HV 31.5A | HV 31.5A | 31.5 | 0 | [10.0, 2.34, 0.722, 0.181, 0.1, 0.055, 0.0296, 0.01] | [10.0, 2.84, 0.368, 0.164, 0.1, 0.0621, 0.0378, 0.0195, 0.01] | 0 | [95.0, 110.0, 125.0, 150.0, 165.0, 200.0, 250.0, 390.0] | [189.0, 220.0, 300.0, 350.0, 393.0, 450.0, 530.0, 700.0, 960.0]
HV 40A | HV 40A | 40 | 0 | [10.0, 1.3, 0.161, 0.1, 0.0611, 0.0399, 0.0141, 0.01] | [10.0, 2.05, 0.369, 0.198, 0.1, 0.051, 0.0298, 0.01] | 0 | [120.0, 150.0, 200.0, 223.0, 260.0, 300.0, 450.0, 532.0] | [240.0, 300.0, 400.0, 450.0, 530.0, 650.0, 800.0, 1311.0]
HV 50A | HV 50A | 50 | 0 | [10.0, 3.215, 0.597, 0.198, 0.1, 0.0378, 0.022, 0.01] | [10.0, 3.64, 0.854, 0.281, 0.1, 0.0531, 0.022, 0.01] | 0 | [150.0, 170.0, 210.0, 250.0, 294.0, 400.0, 500.0, 711.0] | [300.0, 350.0, 450.0, 550.0, 700.0, 850.0, 1200.0, 1752.0]
HV 6.3A | HV 6.3A | 6.3 | 0 | [10.0, 1.39, 0.344, 0.168, 0.1, 0.056, 0.0263, 0.01] | [10.0, 1.711, 0.516, 0.198, 0.1, 0.0634, 0.0303, 0.01] | 0 | [19.0, 19.5, 20.4, 20.8, 22.0, 25.0, 32.0, 48.0] | [38.0, 40.0, 43.0, 48.0, 53.0, 60.0, 75.0, 118.0]
HV 63A | HV 63A | 63 | 0 | [10.0, 2.84, 0.368, 0.164, 0.1, 0.0621, 0.0378, 0.0195, 0.01] | [10.0, 1.82, 0.344, 0.1, 0.0467, 0.0269, 0.01] | 0 | [189.0, 220.0, 300.0, 350.0, 393.0, 450.0, 530.0, 700.0, 961.0] | [378.0, 500.0, 700.0, 934.0, 1200.0, 1500.0, 2366.0]
HV 80A | HV 80A | 80 | 0 | [10.0, 2.05, 0.369, 0.198, 0.1, 0.051, 0.0298, 0.01] | [10.0, 4.15, 1.03, 0.198, 0.1, 0.051, 0.0172, 0.01] | 0 | [240.0, 300.0, 400.0, 450.0, 530.0, 650.0, 800.0, 1311.0] | [480.0, 550.0, 700.0, 1000.0, 1260.0, 1600.0, 2500.0, 3227.0]
Siemens NH-1-100 | Siemens NH-1-100 | 100 | [5400.0, 2000.0, 400.0, 20.0, 1.0, 0.2, 0.012, 0.004] | 0 | 0 | [150.0, 190.0, 250.0, 430.0, 900.0, 1250.0, 2700.0, 3600.0] | 0 | 0
Siemens NH-1-125 | Siemens NH-1-125 | 125 | [4800.0, 120.0, 7.0, 0.1, 0.004] | 0 | 0 | [180.0, 400.0, 740.0, 2000.0, 4250.0] | 0 | 0
Siemens NH-1-16 | Siemens NH-1-16 | 16 | [4000.0, 400.0, 2.0, 0.1, 0.04, 0.01] | 0 | 0 | [26.0, 35.0, 75.0, 150.0, 200.0, 300.0] | 0 | 0
Siemens NH-1-160 | Siemens NH-1-160 | 160 | [4800.0, 120.0, 7.0, 0.1, 0.004] | 0 | 0 | [210.0, 500.0, 900.0, 2300.0, 5000.0] | 0 | 0
Siemens NH-1-25 | Siemens NH-1-25 | 25 | [4000.0, 1000.0, 10.0, 0.2, 0.02, 0.01] | 0 | 0 | [40.0, 50.0, 100.0, 210.0, 400.0, 500.0] | 0 | 0
Siemens NH-1-50 | Siemens NH-1-50 | 50 | [4000.0, 40.0, 4.0, 1.0, 0.02, 0.01] | 0 | 0 | [86.0, 200.0, 300.0, 400.0, 1000.0, 1280.0] | 0 | 0
Siemens NH-1-63 | Siemens NH-1-63 | 63 | [4000.0, 100.0, 10.0, 2.0, 0.04, 0.01] | 0 | 0 | [100.0, 200.0, 300.0, 400.0, 1000.0, 1500.0] | 0 | 0
Siemens NH-1-80 | Siemens NH-1-80 | 80 | [4800.0, 120.0, 7.0, 0.1, 0.01] | 0 | 0 | [150.58, 250.0, 450.0, 1150.0, 2470.0] | 0 | 0
Siemens NH-2-1000 | Siemens NH-2-1000 | 1000 | [4800.0, 120.0, 7.0, 0.1, 0.004] | 0 | 0 | [1900.0, 3500.0, 8400.0, 24000.0, 52000.0] | 0 | 0
Siemens NH-2-200 | Siemens NH-2-200 | 200 | [4800.0, 120.0, 7.0, 0.1, 0.004] | 0 | 0 | [280.0, 650.0, 1200.0, 3000.0, 7000.0] | 0 | 0
Siemens NH-2-224 | Siemens NH-2-224 | 224 | [4800.0, 120.0, 7.0, 0.2, 0.04, 0.004] | 0 | 0 | [400.0, 750.0, 1453.0, 3025.0, 4315.0, 7600.0] | 0 | 0
Siemens NH-2-250 | Siemens NH-2-250 | 250 | [4800.0, 120.0, 7.0, 0.1, 0.004] | 0 | 0 | [450.0, 800.0, 1650.0, 4000.0, 8500.0] | 0 | 0
Siemens NH-2-315 | Siemens NH-2-315 | 315 | [4800.0, 120.0, 7.0, 0.1, 0.004] | 0 | 0 | [550.0, 920.0, 1900.0, 5000.0, 11000.0] | 0 | 0
Siemens NH-2-355 | Siemens NH-2-355 | 355 | [4800.0, 120.0, 6.0, 0.1, 0.004] | 0 | 0 | [650.0, 1116.27, 2350.0, 5840.0, 12790.0] | 0 | 0
Siemens NH-2-400 | Siemens NH-2-400 | 400 | [4800.0, 120.0, 7.0, 0.1, 0.004] | 0 | 0 | [720.0, 1350.0, 2800.0, 6500.0, 15000.0] | 0 | 0
Siemens NH-2-425 | Siemens NH-2-425 | 425 | [4800.0, 120.0, 7.0, 0.1, 0.004] | 0 | 0 | [850.0, 1500.0, 3050.0, 7500.0, 16500.0] | 0 | 0
Siemens NH-2-630 | Siemens NH-2-630 | 630 | [4800.0, 120.0, 7.0, 0.1, 0.004] | 0 | 0 | [1200.0, 2000.0, 4800.0, 12000.0, 26000.0] | 0 | 0

## res_bus
| vm_pu | va_degree | p_mw | q_mvar
0 | 0.9891 | -0.14337 | 0.26807 | 0.12983
1 | 0.98885 | -0.14501 | 0.19335 | 0.093646
2 | 0.98955 | -0.14054 | 0.14242 | 0.068977
3 | 0.98956 | -0.14067 | 0 | 0
4 | 0.99083 | -0.13245 | 0 | 0
5 | 0.99116 | -0.13166 | 0 | 0
6 | 0.99152 | -0.13484 | 0 | 0
7 | 0.99092 | -0.1333 | 0.25626 | 0.12411
8 | 0.99269 | -0.36011 | 0.17419 | 0.084366
9 | 0.99208 | -0.39608 | 0.10297 | 0.049872
10 | 0.99257 | -0.36122 | 0 | 0
11 | 0.99406 | -0.28006 | 0.38294 | 0.18547
12 | 0.99126 | -0.44378 | 0.39884 | 0.19317
13 | 0.99084 | -0.37648 | 0 | 0
14 | 0.99076 | -0.37599 | 0 | 0
15 | 0.99081 | -0.3767 | 0.1922 | 0.093088
16 | 0.99409 | -0.27994 | 0 | 0
17 | 0.99441 | -0.21474 | 0 | 0
18 | 0.99449 | -0.21548 | 0 | 0
19 | 0.99436 | -0.21505 | 0.35867 | 0.17371
20 | 0.99451 | -0.2157 | 0.16992 | 0.082297
21 | 0.99461 | -0.21507 | 0 | 0
22 | 0.99482 | -0.21687 | 0 | 0
23 | 0.99725 | -0.16542 | 0.32498 | 0.15739
24 | 0.99703 | -0.1669 | 0.2708 | 0.13115
25 | 0.99999 | -6.5251e-05 | 0 | 0
26 | 0.99724 | -0.16549 | 0 | 0
27 | 0.99702 | -0.16686 | 0 | 0
28 | 0.99632 | -0.2212 | 0 | 0
29 | 0.99256 | -0.21856 | 0.1537 | 0.07444
30 | 0.99258 | -0.2184 | 0 | 0
31 | 0.9907 | -0.37557 | 0.12419 | 0.06015
32 | 0.99067 | -0.37538 | 0 | 0
33 | 0.9899 | -0.37012 | 0 | 0
34 | 0.99488 | -0.27517 | 0.14036 | 0.067982
35 | 0.99476 | -0.27602 | 0 | 0
36 | 0.9957 | -0.22511 | 0.11484 | 0.055619
37 | 0.99476 | -0.21641 | 0 | 0
38 | 0.99475 | -0.21644 | 0.13327 | 0.064543
39 | 0.99573 | -0.22489 | 0 | 0
40 | 0.99478 | -0.21656 | 0.10916 | 0.052867
41 | 0.99472 | -0.21598 | 0.20118 | 0.097434
42 | 0.99473 | -0.21602 | 0 | 0
43 | 0.99474 | -0.21611 | 0 | 0
44 | 0.99468 | -0.21563 | 0.19382 | 0.093871
45 | 0.99475 | -0.21622 | 0 | 0
46 | 0.99463 | -0.21594 | 0.94558 | 0.45796
47 | 0.99405 | -0.28014 | 0 | 0
48 | 0.99123 | -0.14113 | 0 | 0
49 | 0.99122 | -0.14106 | 0.16277 | 0.078833
50 | 0.99139 | -0.14217 | 0 | 0
51 | 0.99142 | -0.14255 | 0.10022 | 0.048538
52 | 0.99144 | -0.14242 | 0 | 0
53 | 0.99405 | -0.28008 | 0.22667 | 0.10978
54 | 0.98748 | -0.49126 | 0.13922 | 0.067429
55 | 0.9875 | -0.49146 | 0 | 0
56 | 0.98749 | -0.49135 | 0.15032 | 0.072804
57 | 0.98744 | -0.49098 | 0.16653 | 0.080653
58 | 0.98856 | -0.5 | 0 | 0
59 | 0.98749 | -0.49134 | 0.07736 | 0.037467
60 | 0.98722 | -0.49272 | 0 | 0
61 | 0.98901 | -0.49641 | 0.10204 | 0.049419
62 | 0.98712 | -0.49226 | 0 | 0
63 | 0.98702 | -0.49301 | 0.12746 | 0.061733
64 | 0.98715 | -0.49207 | 0.16383 | 0.079346
65 | 0.9872 | -0.49257 | 0 | 0
66 | 0.98722 | -0.49267 | 0.077218 | 0.037398
67 | 0.98718 | -0.49237 | 0 | 0
68 | 0.98716 | -0.4922 | 0 | 0
69 | 0.99064 | -0.4531 | 0.28359 | 0.13735
70 | 0.987 | -0.49303 | 0 | 0
71 | 0.98699 | -0.49297 | 0.077309 | 0.037442
72 | 0.98701 | -0.49311 | 0 | 0
73 | 0.98714 | -0.4927 | 0.16409 | 0.079471
74 | 0.98714 | -0.4927 | 0 | 0
75 | 0.98706 | -0.49224 | 0 | 0
76 | 0.98705 | -0.49218 | 0.084617 | 0.040982
77 | 0.98704 | -0.49209 | 0 | 0
78 | 0.98704 | -0.49207 | 0.074097 | 0.035887
79 | 0.99069 | -0.45255 | 0 | 0
80 | 0.99118 | -0.4467 | 0 | 0
81 | 0.98954 | -0.36802 | 0.10244 | 0.049613
82 | 0.98958 | -0.36779 | 0.064087 | 0.031039
83 | 0.98958 | -0.36784 | 0 | 0
84 | 0.98864 | -0.27134 | 0.074755 | 0.036205
85 | 0.98864 | -0.27136 | 0 | 0
86 | 0.9897 | -0.36867 | 0 | 0
87 | 0.9897 | -0.3687 | 0.090334 | 0.043751
88 | 0.98971 | -0.36875 | 0 | 0
89 | 0.98972 | -0.36885 | 0.15746 | 0.076259
90 | 0.98977 | -0.36918 | 0 | 0
91 | 0.98972 | -0.36881 | 0 | 0
92 | 0.98989 | -0.37007 | 0.13653 | 0.066125
93 | 0.9897 | -0.3686 | 0.16801 | 0.081372
94 | 0.9905 | -0.13466 | 0.093861 | 0.045459
95 | 0.99184 | -0.13755 | 0.21068 | 0.10204
96 | 0.99221 | -0.13486 | 0 | 0
97 | 0.99358 | -0.14541 | 0 | 0
98 | 0.99437 | -0.15137 | 0 | 0
99 | 0.99357 | -0.14534 | 0.17389 | 0.08422
100 | 0.99667 | -0.16806 | 0 | 0
101 | 0.99433 | -0.15113 | 0 | 0
102 | 0.99435 | -0.15149 | 0.3699 | 0.17915
103 | 0.99433 | -0.15112 | 0.072307 | 0.03502
104 | 0.99138 | -0.1421 | 0.089503 | 0.043348
105 | 0.99671 | -0.1684 | 0.11563 | 0.056
106 | 0.99647 | -0.16933 | 0.34645 | 0.16779
107 | 0.98879 | -0.25821 | 0.1654 | 0.080109
108 | 0.9891 | -0.25617 | 0 | 0
109 | 0.9891 | -0.25613 | 0.3624 | 0.17552
110 | 0.98949 | -0.25868 | 0 | 0
111 | 0.98897 | -0.25617 | 0 | 0
112 | 0.99268 | -0.21906 | 0.25478 | 0.12339
113 | 0.9927 | -0.21924 | 0 | 0
114 | 0.99333 | -0.21019 | 0 | 0
115 | 0.99199 | -0.22941 | 0 | 0
116 | 0.99396 | -0.20122 | 0 | 0
117 | 0.9933 | -0.2104 | 0.20485 | 0.099214
118 | 0.99397 | -0.20109 | 0.15363 | 0.074404
119 | 0.99092 | -0.24471 | 0 | 0
120 | 0.99198 | -0.2295 | 0.15909 | 0.077051
121 | 0.98978 | -0.26049 | 0 | 0
122 | 0.9909 | -0.24483 | 0.14081 | 0.0682
123 | 0.98978 | -0.26044 | 0.068327 | 0.033092
124 | 0.98943 | -0.26522 | 0 | 0
125 | 0.98977 | -0.26058 | 0.17658 | 0.085522
126 | 0.99326 | -0.21008 | 0 | 0
127 | 0.99324 | -0.20993 | 0.19375 | 0.093839
128 | 0.99329 | -0.21037 | 0 | 0
129 | 0.994 | -0.20072 | 0 | 0
130 | 0.9894 | -0.26491 | 0.2904 | 0.14065
131 | 0.98923 | -0.26809 | 0 | 0
132 | 0.98949 | -0.25867 | 0.076953 | 0.03727
133 | 0.98977 | -0.26041 | 0 | 0
134 | 0.98913 | -0.26945 | 0 | 0
135 | 0.98911 | -0.2696 | 0.13314 | 0.064485
136 | 0.99675 | -0.16868 | 0 | 0
137 | 0.99428 | -0.17497 | 0.4105 | 0.19881
138 | 0.99427 | -0.17494 | 0 | 0
139 | 0.995 | -0.1695 | 0.18449 | 0.089352
140 | 0.9937 | -0.17038 | 0 | 0
141 | 0.99509 | -0.17028 | 0 | 0
142 | 0.99702 | -0.16682 | 0 | 0
143 | 0.99692 | -0.16589 | 0 | 0
144 | 0.99689 | -0.16607 | 0.35145 | 0.17022
145 | 0.99363 | -0.16978 | 0 | 0
146 | 0.99367 | -0.17003 | 0.21123 | 0.1023
147 | 1 | 0 | -17.6734 | -7.6063
148 | 0.99363 | -0.16976 | 0.085681 | 0.041497
149 | 0.99363 | -0.16977 | 0.10607 | 0.05137
150 | 0.99366 | -0.16995 | 0.21279 | 0.10306
151 | 0.99538 | -0.17027 | 0.099436 | 0.048159
152 | 0.99544 | -0.17078 | 0 | 0
153 | 0.99523 | -0.17139 | 0 | 0
154 | 0.99589 | -0.17439 | 0 | 0
155 | 0.99507 | -0.17007 | 0 | 0
156 | 0.99506 | -0.17004 | 0.10422 | 0.050478
157 | 0.99631 | -0.17164 | 0 | 0
158 | 0.99539 | -0.17079 | 0 | 0
159 | 0.99515 | -0.18435 | 0 | 0
160 | 0.99588 | -0.17432 | 0.36467 | 0.17662
161 | 0.99628 | -0.17142 | 0 | 0
162 | 0.99626 | -0.17129 | 0.11712 | 0.056722
163 | 0.99631 | -0.17162 | 0.33275 | 0.16116
164 | 0.99537 | -0.17086 | 0.31821 | 0.15412
165 | 0.99501 | -0.18631 | 0 | 0
166 | 0.99509 | -0.18519 | 0 | 0
167 | 0.99509 | -0.18518 | 0.070004 | 0.033905
168 | 0.99512 | -0.1846 | 0.36135 | 0.17501
169 | 0.99501 | -0.18629 | 0.35804 | 0.17341
170 | 0.99701 | -0.16681 | 0.3915 | 0.18961
171 | 0.99631 | -0.22108 | 0.30877 | 0.14955
172 | 0.98898 | -0.27326 | 0 | 0
173 | 0.98892 | -0.27285 | 0 | 0
174 | 0.98895 | -0.27302 | 0 | 0
175 | 0.98874 | -0.27176 | 0 | 0
176 | 0.98891 | -0.2728 | 0.093334 | 0.045204
177 | 0.98874 | -0.27174 | 0.24035 | 0.11641
178 | 0.98857 | -0.2709 | 0 | 0
179 | 0.98855 | -0.27102 | 0.1019 | 0.049353
180 | 0.98892 | -0.27277 | 0.12674 | 0.061381
181 | 0.98892 | -0.27322 | 0.072403 | 0.035066
182 | 0.98939 | -0.26486 | 0 | 0
183 | 0.98896 | -0.25623 | 0.080975 | 0.039218
184 | 0.98976 | -0.26033 | 0.069513 | 0.033667
185 | 0.98935 | -0.26448 | 0.12097 | 0.05859
186 | 0.98936 | -0.26457 | 0 | 0
187 | 0.98935 | -0.2645 | 0 | 0
188 | 0.98934 | -0.26442 | 0.09267 | 0.044882
189 | 0.99997 | 149.9981 | 0 | 0

## res_line
| p_from_mw | q_from_mvar | p_to_mw | q_to_mvar | pl_mw | ql_mvar | i_from_ka | i_to_ka | i_ka | vm_from_pu | va_from_degree | vm_to_pu | va_to_degree | loading_percent
0 | 0.1934 | 0.092887 | -0.19335 | -0.093646 | 4.722e-05 | -0.00075839 | 0.0062618 | 0.0062718 | 0.0062718 | 0.9891 | -0.14337 | 0.98885 | -0.14501 | 2.9866
1 | -0.46148 | -0.22272 | 0.46167 | 0.22227 | 0.00019487 | -0.00044962 | 0.014955 | 0.014948 | 0.014955 | 0.9891 | -0.14337 | 0.98955 | -0.14054 | 7.1214
2 | -0.60409 | -0.29125 | 0.6041 | 0.29083 | 9.144e-06 | -0.00041579 | 0.019564 | 0.019559 | 0.019564 | 0.98955 | -0.14054 | 0.98956 | -0.14067 | 8.8928
3 | -0.6041 | -0.29083 | 0.60483 | 0.29003 | 0.00073125 | -0.00079878 | 0.019559 | 0.019543 | 0.019559 | 0.98956 | -0.14067 | 0.99083 | -0.13245 | 9.3137
4 | 0.09389 | 0.043398 | -0.093861 | -0.045459 | 2.896e-05 | -0.002061 | 0.0030136 | 0.0030395 | 0.0030395 | 0.99083 | -0.13245 | 0.9905 | -0.13466 | 1.4474
5 | -0.69872 | -0.33343 | 0.69879 | 0.33102 | 7.0534e-05 | -0.0024167 | 0.022556 | 0.022526 | 0.022556 | 0.99083 | -0.13245 | 0.99092 | -0.1333 | 10.2528
6 | -0.95528 | -0.45511 | 0.95565 | 0.44838 | 0.00036897 | -0.0067375 | 0.030818 | 0.030733 | 0.030818 | 0.99116 | -0.13166 | 0.99152 | -0.13484 | 14.0084
7 | 0.95528 | 0.45511 | -0.95505 | -0.45513 | 0.00022394 | -1.4886e-05 | 0.030818 | 0.03082 | 0.03082 | 0.99116 | -0.13166 | 0.99092 | -0.1333 | 14.6764
8 | -0.95565 | -0.44838 | 0.95597 | 0.44241 | 0.00032504 | -0.0059709 | 0.030733 | 0.030659 | 0.030733 | 0.99152 | -0.13484 | 0.99184 | -0.13755 | 13.9697
9 | 2.1963 | 0.99479 | -2.1956 | -0.99509 | 0.00074301 | -0.00030641 | 0.070115 | 0.070142 | 0.070142 | 0.99269 | -0.36011 | 0.99208 | -0.39608 | 5.4374
10 | 1.038 | 0.44835 | -1.0378 | -0.44834 | 0.00012194 | 1.9116e-06 | 0.032879 | 0.03288 | 0.03288 | 0.99269 | -0.36011 | 0.99257 | -0.36122 | 15.6572
11 | -3.4085 | -1.5275 | 3.411 | 1.5311 | 0.002554 | 0.003558 | 0.10862 | 0.10858 | 0.10862 | 0.99269 | -0.36011 | 0.99406 | -0.28006 | 8.4199
12 | 2.0926 | 0.94522 | -2.0917 | -0.9459 | 0.00093765 | -0.00067587 | 0.066814 | 0.066853 | 0.066853 | 0.99208 | -0.39608 | 0.99126 | -0.44378 | 5.1824
13 | 1.0378 | 0.44834 | -1.0361 | -0.44831 | 0.0016901 | 2.8823e-05 | 0.03288 | 0.032892 | 0.032892 | 0.99257 | -0.36122 | 0.99084 | -0.37648 | 15.6628
14 | -3.794 | -1.7165 | 3.794 | 1.7118 | 8.6348e-05 | -0.0046995 | 0.12093 | 0.12087 | 0.12093 | 0.99406 | -0.28006 | 0.99409 | -0.27994 | 9.4771
15 | 1.6928 | 0.75273 | -1.6927 | -0.75283 | 0.000103 | -0.00010338 | 0.053952 | 0.053955 | 0.053955 | 0.99126 | -0.44378 | 0.99118 | -0.4467 | 6.5799
16 | 0.84394 | 0.35533 | -0.84387 | -0.35697 | 6.7571e-05 | -0.0016457 | 0.026678 | 0.026697 | 0.026697 | 0.99084 | -0.37648 | 0.99076 | -0.37599 | 12.135
17 | 0.19221 | 0.092986 | -0.1922 | -0.093088 | 6.2236e-06 | -0.00010187 | 0.0062208 | 0.0062221 | 0.0062221 | 0.99084 | -0.37648 | 0.99081 | -0.3767 | 2.9629
18 | 0.84387 | 0.35697 | -0.84381 | -0.35839 | 5.8416e-05 | -0.0014206 | 0.026697 | 0.026713 | 0.026713 | 0.99076 | -0.37599 | 0.9907 | -0.37557 | 12.1424
19 | 0.22667 | 0.10923 | -0.22667 | -0.10931 | 6.6427e-06 | -7.8206e-05 | 0.0073069 | 0.007308 | 0.007308 | 0.99409 | -0.27994 | 0.99405 | -0.28014 | 3.48
20 | -4.0207 | -1.8211 | 4.0233 | 1.6938 | 0.0025974 | -0.12721 | 0.12818 | 0.12668 | 0.12818 | 0.99409 | -0.27994 | 0.99476 | -0.27602 | 10.0452
21 | -0.35868 | -0.17364 | 0.35872 | 0.1695 | 3.1238e-05 | -0.0041378 | 0.011569 | 0.011517 | 0.011569 | 0.99441 | -0.21474 | 0.99449 | -0.21548 | 5.2584
22 | 0.35868 | 0.17364 | -0.35867 | -0.17371 | 1.6834e-05 | -7.2784e-05 | 0.011569 | 0.01157 | 0.01157 | 0.99441 | -0.21474 | 0.99436 | -0.21505 | 5.5093
23 | -0.35872 | -0.1695 | 0.35873 | 0.16819 | 9.8186e-06 | -0.0013084 | 0.011517 | 0.0115 | 0.011517 | 0.99449 | -0.21548 | 0.99451 | -0.2157 | 5.2348
24 | -0.52865 | -0.25049 | 0.5287 | 0.25041 | 4.7192e-05 | -7.8925e-05 | 0.01698 | 0.016979 | 0.01698 | 0.99451 | -0.2157 | 0.99461 | -0.21507 | 8.0859
25 | -0.5287 | -0.25041 | 0.52881 | 0.24309 | 0.00011916 | -0.0073185 | 0.016979 | 0.016889 | 0.016979 | 0.99461 | -0.21507 | 0.99482 | -0.21687 | 7.7177
26 | 1.45 | 0.69893 | -1.4499 | -0.69933 | 5.1273e-05 | -0.00040071 | 0.046708 | 0.046713 | 0.046713 | 0.99482 | -0.21687 | 0.99478 | -0.21656 | 21.2333
27 | 0.13327 | 0.056411 | -0.13327 | -0.064517 | 8.2623e-06 | -0.0081058 | 0.0041995 | 0.0042967 | 0.0042967 | 0.99482 | -0.21687 | 0.99476 | -0.21641 | 1.953
28 | -2.1121 | -0.99843 | 2.1141 | 0.99104 | 0.0020754 | -0.0073967 | 0.06779 | 0.067691 | 0.06779 | 0.99482 | -0.21687 | 0.99573 | -0.22489 | 30.8138
29 | 0.62243 | 0.29529 | -0.6223 | -0.29543 | 0.00012899 | -0.00013525 | 0.019943 | 0.019945 | 0.019945 | 0.99725 | -0.16542 | 0.99703 | -0.1669 | 9.4977
30 | -17.6325 | -7.5258 | 17.6592 | 7.5962 | 0.026664 | 0.070365 | 0.55496 | 0.55495 | 0.55496 | 0.99725 | -0.16542 | 0.99999 | -6.5251e-05 | 43.0202
31 | 9.5825 | 4.0156 | -9.5825 | -4.0163 | 8.4763e-05 | -0.00071022 | 0.30076 | 0.30077 | 0.30077 | 0.99725 | -0.16542 | 0.99724 | -0.16549 | 23.5711
32 | 0.39159 | 0.18907 | -0.3915 | -0.18937 | 8.4463e-05 | -0.0003021 | 0.012588 | 0.012592 | 0.012592 | 0.99725 | -0.16542 | 0.99702 | -0.16686 | 5.9962
33 | 6.711 | 2.8685 | -6.7076 | -2.8605 | 0.0034134 | 0.0080022 | 0.21127 | 0.21128 | 0.21128 | 0.99725 | -0.16542 | 0.99632 | -0.2212 | 16.3783
34 | 0.35151 | 0.16427 | -0.3515 | -0.16476 | 3.4668e-06 | -0.00048709 | 0.011234 | 0.01124 | 0.01124 | 0.99703 | -0.1669 | 0.99702 | -0.16682 | 5.1091
35 | -17.6592 | -7.5962 | 17.6594 | 7.5958 | 0.00017923 | -0.00037244 | 0.55495 | 0.55494 | 0.55495 | 0.99999 | -6.5251e-05 | 1 | 0 | 43.491
36 | 9.5825 | 4.0163 | -9.578 | -4.0533 | 0.0044323 | -0.037059 | 0.30077 | 0.30121 | 0.30121 | 0.99724 | -0.16549 | 0.99675 | -0.16868 | 23.6059
37 | 0.3915 | 0.18937 | -0.3915 | -0.18961 | 2.152e-06 | -0.00024059 | 0.012592 | 0.012595 | 0.012595 | 0.99702 | -0.16686 | 0.99701 | -0.16681 | 5.725
38 | 0.30878 | 0.14881 | -0.30877 | -0.14955 | 4.1124e-06 | -0.00073831 | 0.0099312 | 0.0099406 | 0.0099406 | 0.99632 | -0.2212 | 0.99631 | -0.22108 | 4.5184
39 | 6.3988 | 2.7117 | -6.3951 | -2.782 | 0.003651 | -0.070307 | 0.20136 | 0.20219 | 0.20219 | 0.99632 | -0.2212 | 0.99573 | -0.22489 | 15.8454
40 | -0.1537 | -0.07444 | 0.1537 | 0.074347 | 3.5534e-06 | -9.288e-05 | 0.0049669 | 0.0049656 | 0.0049669 | 0.99256 | -0.21856 | 0.99258 | -0.2184 | 2.3652
41 | -0.1537 | -0.074347 | 0.15372 | 0.060475 | 1.8762e-05 | -0.013872 | 0.0049656 | 0.0048037 | 0.0049656 | 0.99258 | -0.2184 | 0.9927 | -0.21924 | 2.2571
42 | 0.71961 | 0.29824 | -0.71959 | -0.29905 | 2.3725e-05 | -0.00080097 | 0.022698 | 0.022707 | 0.022707 | 0.9907 | -0.37557 | 0.99067 | -0.37538 | 10.3214
43 | 0.71959 | 0.29905 | -0.719 | -0.31869 | 0.00058852 | -0.019647 | 0.022707 | 0.022935 | 0.022935 | 0.99067 | -0.37538 | 0.9899 | -0.37012 | 10.425
44 | 0.13653 | 0.065362 | -0.13653 | -0.066125 | 8.5062e-07 | -0.00076311 | 0.0044143 | 0.0044239 | 0.0044239 | 0.9899 | -0.37012 | 0.98989 | -0.37007 | 2.0109
45 | 0.58247 | 0.25333 | -0.58239 | -0.25739 | 8.0178e-05 | -0.0040605 | 0.018523 | 0.018571 | 0.018571 | 0.9899 | -0.37012 | 0.98977 | -0.36918 | 8.4413
46 | 4.0238 | 1.6697 | -4.0233 | -1.6938 | 0.00048507 | -0.02411 | 0.12641 | 0.12668 | 0.12668 | 0.99488 | -0.27517 | 0.99476 | -0.27602 | 9.928
47 | -4.1642 | -1.7377 | 4.1661 | 1.7411 | 0.0018816 | 0.0033755 | 0.13093 | 0.13091 | 0.13093 | 0.99488 | -0.27517 | 0.9957 | -0.22511 | 10.1493
48 | -4.2809 | -1.7967 | 4.281 | 1.7909 | 0.00013129 | -0.0057727 | 0.1346 | 0.13454 | 0.1346 | 0.9957 | -0.22511 | 0.99573 | -0.22489 | 10.5487
49 | 0.13327 | 0.064517 | -0.13327 | -0.064543 | 7.4412e-07 | -2.6256e-05 | 0.0042967 | 0.004297 | 0.004297 | 0.99476 | -0.21641 | 0.99475 | -0.21644 | 2.0462
50 | 1.3408 | 0.64646 | -1.3407 | -0.64696 | 5.378e-05 | -0.00049412 | 0.043194 | 0.0432 | 0.0432 | 0.99478 | -0.21656 | 0.99475 | -0.21622 | 19.6364
51 | -0.20118 | -0.097434 | 0.20118 | 0.096971 | 1.1013e-06 | -0.00046324 | 0.006487 | 0.0064811 | 0.006487 | 0.99472 | -0.21598 | 0.99473 | -0.21602 | 2.9486
52 | -0.20118 | -0.096971 | 0.20118 | 0.096094 | 2.0808e-06 | -0.00087753 | 0.0064811 | 0.0064701 | 0.0064811 | 0.99473 | -0.21602 | 0.99474 | -0.21611 | 2.946
53 | 1.1395 | 0.55102 | -1.1394 | -0.55183 | 6.3584e-05 | -0.00081483 | 0.036732 | 0.036743 | 0.036743 | 0.99474 | -0.21611 | 0.99468 | -0.21563 | 16.7012
54 | -1.3407 | -0.64711 | 1.3407 | 0.64696 | 1.6434e-05 | -0.00015096 | 0.043202 | 0.0432 | 0.043202 | 0.99474 | -0.21611 | 0.99475 | -0.21622 | 19.6373
55 | 0.94562 | 0.45796 | -0.94558 | -0.45796 | 4.4538e-05 | -3.8557e-06 | 0.030493 | 0.030493 | 0.030493 | 0.99468 | -0.21563 | 0.99463 | -0.21594 | 14.5205
56 | 0.22667 | 0.10931 | -0.22667 | -0.10978 | 1.4136e-06 | -0.00046697 | 0.007308 | 0.0073139 | 0.0073139 | 0.99405 | -0.28014 | 0.99405 | -0.28008 | 3.3245
57 | 0.16277 | 0.077984 | -0.16277 | -0.078833 | 1.3376e-06 | -0.00084859 | 0.0052563 | 0.0052671 | 0.0052671 | 0.99123 | -0.14113 | 0.99122 | -0.14106 | 2.3941
58 | -0.16277 | -0.077984 | 0.1628 | 0.059845 | 2.7362e-05 | -0.018139 | 0.0052563 | 0.0050505 | 0.0052563 | 0.99123 | -0.14113 | 0.99139 | -0.14217 | 2.3892
59 | -0.2523 | -0.1016 | 0.25231 | 0.097943 | 1.3003e-05 | -0.0036586 | 0.0079199 | 0.0078807 | 0.0079199 | 0.99139 | -0.14217 | 0.99144 | -0.14242 | 3.5999
60 | 0.089503 | 0.041757 | -0.089503 | -0.043348 | 7.5413e-07 | -0.0015916 | 0.0028759 | 0.0028958 | 0.0028958 | 0.99139 | -0.14217 | 0.99138 | -0.1421 | 1.3163
61 | -0.10022 | -0.048538 | 0.10022 | 0.048417 | 1.9479e-06 | -0.00012087 | 0.0032423 | 0.0032408 | 0.0032423 | 0.99142 | -0.14255 | 0.99144 | -0.14242 | 1.544
62 | -0.35253 | -0.14636 | 0.35279 | 0.14515 | 0.00025555 | -0.0012054 | 0.011114 | 0.011099 | 0.011114 | 0.99144 | -0.14242 | 0.99221 | -0.13486 | 5.2924
63 | -0.13922 | -0.067429 | 0.13923 | 0.064575 | 3.3209e-06 | -0.0028538 | 0.0045222 | 0.0044865 | 0.0045222 | 0.98748 | -0.49126 | 0.9875 | -0.49146 | 2.0556
64 | 0.22769 | 0.10894 | -0.22768 | -0.1098 | 2.6847e-06 | -0.00085796 | 0.0073786 | 0.0073894 | 0.0073894 | 0.9875 | -0.49146 | 0.98749 | -0.49135 | 3.3588
65 | 0.93547 | 0.42501 | -0.93541 | -0.42614 | 5.9175e-05 | -0.0011258 | 0.030036 | 0.03005 | 0.03005 | 0.9875 | -0.49146 | 0.98744 | -0.49098 | 13.6592
66 | -1.3024 | -0.59853 | 1.3039 | 0.58407 | 0.001492 | -0.014459 | 0.0419 | 0.04172 | 0.0419 | 0.9875 | -0.49146 | 0.98856 | -0.5 | 19.0456
67 | 0.077361 | 0.036994 | -0.07736 | -0.037467 | 1.7096e-07 | -0.00047328 | 0.0025068 | 0.0025128 | 0.0025128 | 0.98749 | -0.49135 | 0.98749 | -0.49134 | 1.1422
68 | 0.76888 | 0.34548 | -0.76872 | -0.34555 | 0.00015845 | -7.1163e-05 | 0.024643 | 0.024645 | 0.024645 | 0.98744 | -0.49098 | 0.98722 | -0.49272 | 11.7356
69 | -1.3039 | -0.58407 | 1.3044 | 0.5842 | 0.00054963 | 0.0001374 | 0.04172 | 0.041718 | 0.04172 | 0.98856 | -0.5 | 0.98901 | -0.49641 | 19.8669
70 | 0.36866 | 0.17039 | -0.36863 | -0.17332 | 2.3886e-05 | -0.0029359 | 0.011876 | 0.011912 | 0.011912 | 0.98722 | -0.49272 | 0.98716 | -0.4922 | 5.4145
71 | 0.40006 | 0.17517 | -0.40006 | -0.17548 | 2.9346e-06 | -0.00031269 | 0.01277 | 0.012774 | 0.012774 | 0.98722 | -0.49272 | 0.98722 | -0.49267 | 5.8064
72 | -1.4065 | -0.63362 | 1.4083 | 0.63451 | 0.0018463 | 0.00088994 | 0.045026 | 0.045011 | 0.045026 | 0.98901 | -0.49641 | 0.99064 | -0.4531 | 12.8645
73 | 0.20479 | 0.094791 | -0.20477 | -0.095079 | 2.0034e-05 | -0.00028758 | 0.0065994 | 0.0066031 | 0.0066031 | 0.98712 | -0.49226 | 0.98702 | -0.49301 | 3.1443
74 | -0.20479 | -0.094791 | 0.2048 | 0.094718 | 5.0731e-06 | -7.2886e-05 | 0.0065994 | 0.0065985 | 0.0065994 | 0.98712 | -0.49226 | 0.98715 | -0.49207 | 3.1426
75 | 0.077311 | 0.033346 | -0.07731 | -0.033432 | 8.0605e-07 | -8.6228e-05 | 0.0024625 | 0.0024635 | 0.0024635 | 0.98702 | -0.49301 | 0.98701 | -0.49311 | 1.1731
76 | -0.36863 | -0.17406 | 0.36863 | 0.17332 | 6.058e-06 | -0.00074169 | 0.011921 | 0.011912 | 0.011921 | 0.98715 | -0.49207 | 0.98716 | -0.4922 | 5.4188
77 | -0.32284 | -0.13888 | 0.32284 | 0.13808 | 4.8331e-06 | -0.00079694 | 0.010277 | 0.010268 | 0.010277 | 0.9872 | -0.49257 | 0.98722 | -0.49267 | 4.6712
78 | 0.32284 | 0.13888 | -0.32283 | -0.14051 | 9.8968e-06 | -0.0016274 | 0.010277 | 0.010296 | 0.010296 | 0.9872 | -0.49257 | 0.98718 | -0.49237 | 4.6799
79 | 0.32283 | 0.14051 | -0.32282 | -0.14057 | 1.1623e-05 | -6.4311e-05 | 0.010296 | 0.010297 | 0.010297 | 0.98718 | -0.49237 | 0.98714 | -0.4927 | 4.9031
80 | -1.6919 | -0.77186 | 1.692 | 0.7702 | 7.2213e-05 | -0.0016624 | 0.05419 | 0.054169 | 0.05419 | 0.99064 | -0.4531 | 0.99069 | -0.45255 | 14.9697
81 | 0.07731 | 0.035733 | -0.077309 | -0.037442 | 6.1392e-07 | -0.001709 | 0.002491 | 0.0025124 | 0.0025124 | 0.987 | -0.49303 | 0.98699 | -0.49297 | 1.142
82 | -0.07731 | -0.035733 | 0.07731 | 0.033432 | 8.1052e-07 | -0.0023013 | 0.002491 | 0.0024635 | 0.002491 | 0.987 | -0.49303 | 0.98701 | -0.49311 | 1.1323
83 | 0.15873 | 0.0611 | -0.15873 | -0.061222 | 1.733e-07 | -0.000122 | 0.0049739 | 0.0049751 | 0.0049751 | 0.98714 | -0.4927 | 0.98714 | -0.4927 | 2.2614
84 | 0.15873 | 0.061222 | -0.15872 | -0.069945 | 1.2633e-05 | -0.0087234 | 0.0049751 | 0.0050726 | 0.0050726 | 0.98714 | -0.4927 | 0.98706 | -0.49224 | 2.3057
85 | 0.084618 | 0.039474 | -0.084617 | -0.040982 | 6.4999e-07 | -0.0015082 | 0.0027308 | 0.0027497 | 0.0027497 | 0.98706 | -0.49224 | 0.98705 | -0.49218 | 1.2499
86 | 0.074099 | 0.030471 | -0.074097 | -0.035502 | 1.6247e-06 | -0.0050306 | 0.0023432 | 0.002403 | 0.002403 | 0.98706 | -0.49224 | 0.98704 | -0.49209 | 1.0923
87 | 0.074097 | 0.035502 | -0.074097 | -0.035887 | 1.2789e-07 | -0.0003851 | 0.002403 | 0.0024079 | 0.0024079 | 0.98704 | -0.49209 | 0.98704 | -0.49207 | 1.0945
88 | -1.692 | -0.7702 | 1.6927 | 0.75283 | 0.00075072 | -0.017369 | 0.054169 | 0.053955 | 0.054169 | 0.99069 | -0.45255 | 0.99118 | -0.4467 | 14.9639
89 | -0.10244 | -0.049613 | 0.10244 | 0.049402 | 3.5804e-06 | -0.00021101 | 0.0033204 | 0.0033177 | 0.0033204 | 0.98954 | -0.36802 | 0.98958 | -0.36779 | 1.5812
90 | -0.16653 | -0.080441 | 0.16653 | 0.07989 | 9.1399e-07 | -0.00055043 | 0.005395 | 0.005388 | 0.005395 | 0.98958 | -0.36779 | 0.98958 | -0.36784 | 2.4523
91 | -0.16653 | -0.07989 | 0.16655 | 0.067535 | 1.9917e-05 | -0.012355 | 0.005388 | 0.0052421 | 0.005388 | 0.98958 | -0.36784 | 0.9897 | -0.36867 | 2.4491
92 | -0.074755 | -0.036205 | 0.074755 | 0.035681 | 1.7602e-07 | -0.00052449 | 0.0024253 | 0.0024187 | 0.0024253 | 0.98864 | -0.27134 | 0.98864 | -0.27136 | 1.1024
93 | -0.17667 | -0.071479 | 0.17668 | 0.061324 | 1.7648e-05 | -0.010154 | 0.0055647 | 0.0054604 | 0.0055647 | 0.98864 | -0.27136 | 0.98874 | -0.27176 | 2.5294
94 | 0.10191 | 0.035798 | -0.1019 | -0.049242 | 7.9977e-06 | -0.013444 | 0.003154 | 0.0033049 | 0.0033049 | 0.98864 | -0.27136 | 0.98857 | -0.2709 | 1.5022
95 | -0.16655 | -0.067535 | 0.16655 | 0.067062 | 7.4161e-07 | -0.00047302 | 0.0052421 | 0.005237 | 0.0052421 | 0.9897 | -0.36867 | 0.9897 | -0.3687 | 2.3828
96 | -0.25688 | -0.11081 | 0.25689 | 0.11026 | 2.1056e-06 | -0.00055376 | 0.0081602 | 0.0081538 | 0.0081602 | 0.9897 | -0.3687 | 0.98971 | -0.36875 | 3.7092
97 | -0.25689 | -0.11026 | 0.25689 | 0.10918 | 4.0876e-06 | -0.0010775 | 0.0081538 | 0.0081415 | 0.0081538 | 0.98971 | -0.36875 | 0.98972 | -0.36885 | 3.7063
98 | -0.41435 | -0.18544 | 0.41437 | 0.18351 | 1.935e-05 | -0.0019314 | 0.013241 | 0.013218 | 0.013241 | 0.98972 | -0.36885 | 0.98977 | -0.36918 | 6.0184
99 | 0.16802 | 0.073882 | -0.16802 | -0.07891 | 8.3209e-06 | -0.0050278 | 0.0053534 | 0.0054142 | 0.0054142 | 0.98977 | -0.36918 | 0.98972 | -0.36881 | 2.461
100 | 0.16802 | 0.07891 | -0.16801 | -0.081372 | 4.1451e-06 | -0.002462 | 0.0054142 | 0.0054451 | 0.0054451 | 0.98972 | -0.36881 | 0.9897 | -0.3686 | 2.475
101 | -1.1667 | -0.54444 | 1.1671 | 0.54451 | 0.00041742 | 6.5414e-05 | 0.037471 | 0.037469 | 0.037471 | 0.99184 | -0.13755 | 0.99221 | -0.13486 | 17.8433
102 | -1.5199 | -0.68966 | 1.5221 | 0.67367 | 0.0022171 | -0.015989 | 0.048558 | 0.04836 | 0.048558 | 0.99221 | -0.13486 | 0.99358 | -0.14541 | 22.072
103 | -1.696 | -0.7572 | 1.6974 | 0.74891 | 0.0014351 | -0.0082992 | 0.053963 | 0.05386 | 0.053963 | 0.99358 | -0.14541 | 0.99437 | -0.15137 | 24.5286
104 | 0.17389 | 0.083531 | -0.17389 | -0.08422 | 1.2277e-06 | -0.00068852 | 0.005605 | 0.0056137 | 0.0056137 | 0.99358 | -0.14541 | 0.99357 | -0.14534 | 2.5517
105 | -2.1396 | -0.95087 | 2.1448 | 0.93235 | 0.0052118 | -0.018517 | 0.067973 | 0.067739 | 0.067973 | 0.99437 | -0.15137 | 0.99667 | -0.16806 | 30.8967
106 | 0.072311 | 0.022836 | -0.072307 | -0.034682 | 3.4194e-06 | -0.011846 | 0.0022014 | 0.0023282 | 0.0023282 | 0.99437 | -0.15137 | 0.99433 | -0.15113 | 1.0583
107 | 0.36991 | 0.17912 | -0.3699 | -0.17915 | 6.7877e-06 | -2.7335e-05 | 0.011932 | 0.011932 | 0.011932 | 0.99437 | -0.15137 | 0.99435 | -0.15149 | 5.6819
108 | -2.4913 | -1.0998 | 2.4915 | 1.0995 | 0.00012239 | -0.0003132 | 0.078878 | 0.078874 | 0.078878 | 0.99667 | -0.16806 | 0.99671 | -0.1684 | 35.8537
109 | 0.34651 | 0.16748 | -0.34645 | -0.16779 | 6.626e-05 | -0.00031319 | 0.011147 | 0.011152 | 0.011152 | 0.99667 | -0.16806 | 0.99647 | -0.16933 | 5.3103
110 | 0.072307 | 0.034682 | -0.072307 | -0.03502 | 1.0376e-07 | -0.00033784 | 0.0023282 | 0.0023325 | 0.0023325 | 0.99433 | -0.15113 | 0.99433 | -0.15112 | 1.0602
111 | -2.6071 | -1.1555 | 2.6072 | 1.1553 | 0.00010334 | -0.00023854 | 0.082593 | 0.082589 | 0.082593 | 0.99671 | -0.1684 | 0.99675 | -0.16868 | 37.5421
112 | -0.1654 | -0.080109 | 0.16545 | 0.079004 | 4.9779e-05 | -0.001105 | 0.0053655 | 0.0053512 | 0.0053655 | 0.98879 | -0.25821 | 0.9891 | -0.25617 | 2.555
113 | 0.3624 | 0.17531 | -0.3624 | -0.17552 | 1.6087e-06 | -0.00020337 | 0.011749 | 0.011752 | 0.011752 | 0.9891 | -0.25617 | 0.9891 | -0.25613 | 5.3419
114 | -0.60884 | -0.26329 | 0.60909 | 0.25165 | 0.00024926 | -0.011648 | 0.01936 | 0.019227 | 0.01936 | 0.9891 | -0.25617 | 0.98949 | -0.25868 | 8.7999
115 | 0.080987 | 0.008976 | -0.080976 | -0.039144 | 1.0485e-05 | -0.030168 | 0.0023781 | 0.0026253 | 0.0026253 | 0.9891 | -0.25617 | 0.98897 | -0.25617 | 1.1933
116 | 0.076953 | 0.036921 | -0.076953 | -0.03727 | 1.2394e-07 | -0.00034936 | 0.0024901 | 0.0024945 | 0.0024945 | 0.98949 | -0.25868 | 0.98949 | -0.25867 | 1.1339
117 | -0.68604 | -0.28857 | 0.68626 | 0.28063 | 0.00021449 | -0.0079384 | 0.021713 | 0.021624 | 0.021713 | 0.98949 | -0.25868 | 0.98978 | -0.26049 | 9.8697
118 | 0.080976 | 0.039144 | -0.080975 | -0.039218 | 7.8942e-07 | -7.4538e-05 | 0.0026253 | 0.0026263 | 0.0026263 | 0.98897 | -0.25617 | 0.98896 | -0.25623 | 1.2506
119 | -0.25478 | -0.12339 | 0.25478 | 0.12203 | 5.2555e-06 | -0.0013681 | 0.0082323 | 0.008215 | 0.0082323 | 0.99268 | -0.21906 | 0.9927 | -0.21924 | 3.7419
120 | -3.0632 | -1.2451 | 3.065 | 1.2331 | 0.001746 | -0.011977 | 0.096156 | 0.096012 | 0.096156 | 0.9927 | -0.21924 | 0.99333 | -0.21019 | 26.5625
121 | 2.6547 | 1.0626 | -2.6531 | -1.0785 | 0.0016954 | -0.015879 | 0.083154 | 0.08334 | 0.08334 | 0.9927 | -0.21924 | 0.99199 | -0.22941 | 23.0222
122 | -3.4636 | -1.421 | 3.4656 | 1.4106 | 0.0019916 | -0.010366 | 0.1088 | 0.10867 | 0.1088 | 0.99333 | -0.21019 | 0.99396 | -0.20122 | 30.0552
123 | 0.39863 | 0.18786 | -0.39861 | -0.1879 | 1.1577e-05 | -3.9413e-05 | 0.012807 | 0.012807 | 0.012807 | 0.99333 | -0.21019 | 0.9933 | -0.2104 | 6.0987
124 | 2.494 | 1.0015 | -2.4915 | -1.0273 | 0.0024258 | -0.02582 | 0.078209 | 0.078511 | 0.078511 | 0.99199 | -0.22941 | 0.99092 | -0.24471 | 21.6882
125 | 0.15909 | 0.077002 | -0.15909 | -0.077051 | 2.0217e-06 | -4.9116e-05 | 0.0051434 | 0.0051441 | 0.0051441 | 0.99199 | -0.22941 | 0.99198 | -0.2295 | 2.4496
126 | -3.4656 | -1.4106 | 3.4656 | 1.4105 | 2.768e-05 | -0.00014437 | 0.10867 | 0.10867 | 0.10867 | 0.99396 | -0.20122 | 0.99397 | -0.20109 | 30.0193
127 | 0.19376 | 0.088687 | -0.19376 | -0.089104 | 9.082e-07 | -0.00041723 | 0.0061931 | 0.0061981 | 0.0061981 | 0.9933 | -0.2104 | 0.99329 | -0.21037 | 2.8173
128 | -3.6193 | -1.4849 | 3.6194 | 1.4845 | 8.5214e-05 | -0.00040135 | 0.11362 | 0.11361 | 0.11362 | 0.99397 | -0.20109 | 0.994 | -0.20072 | 31.3855
129 | 2.3507 | 0.95919 | -2.3483 | -0.9882 | 0.0024278 | -0.02901 | 0.073963 | 0.074306 | 0.074306 | 0.99092 | -0.24471 | 0.98978 | -0.26049 | 20.5266
130 | 0.14082 | 0.068121 | -0.14081 | -0.0682 | 2.5207e-06 | -7.8262e-05 | 0.0045571 | 0.0045581 | 0.0045581 | 0.99092 | -0.24471 | 0.9909 | -0.24483 | 2.1705
131 | 0.13784 | 0.062437 | -0.13784 | -0.063231 | 8.857e-07 | -0.00079471 | 0.0044134 | 0.004423 | 0.004423 | 0.98978 | -0.26049 | 0.98978 | -0.26044 | 2.0105
132 | 1.3476 | 0.55966 | -1.3472 | -0.57576 | 0.00042915 | -0.016098 | 0.042558 | 0.042744 | 0.042744 | 0.98978 | -0.26049 | 0.98943 | -0.26522 | 11.8078
133 | 0.17658 | 0.085471 | -0.17658 | -0.085522 | 2.6024e-06 | -5.0543e-05 | 0.0057217 | 0.0057224 | 0.0057224 | 0.98978 | -0.26049 | 0.98977 | -0.26058 | 2.7249
134 | 0.069514 | 0.030139 | -0.069514 | -0.031337 | 3.361e-07 | -0.0011982 | 0.0022098 | 0.0022239 | 0.0022239 | 0.98978 | -0.26044 | 0.98977 | -0.26041 | 1.0109
135 | 0.50408 | 0.2345 | -0.50406 | -0.23578 | 1.9406e-05 | -0.0012844 | 0.01622 | 0.016236 | 0.016236 | 0.98943 | -0.26522 | 0.9894 | -0.26491 | 7.3801
136 | 0.8431 | 0.34126 | -0.84294 | -0.35664 | 0.0001579 | -0.015373 | 0.026537 | 0.02671 | 0.02671 | 0.98943 | -0.26522 | 0.98923 | -0.26809 | 7.3783
137 | 0.19376 | 0.092223 | -0.19375 | -0.093839 | 3.5745e-06 | -0.0016152 | 0.0062366 | 0.0062569 | 0.0062569 | 0.99326 | -0.21008 | 0.99324 | -0.20993 | 2.844
138 | -0.19376 | -0.092223 | 0.19376 | 0.089104 | 6.837e-06 | -0.003119 | 0.0062366 | 0.0061981 | 0.0062366 | 0.99326 | -0.21008 | 0.99329 | -0.21037 | 2.8348
139 | -3.6194 | -1.4845 | 3.6227 | 1.4688 | 0.0033308 | -0.01574 | 0.11361 | 0.11341 | 0.11361 | 0.994 | -0.20072 | 0.99501 | -0.18631 | 31.3841
140 | 0.21366 | 0.095135 | -0.21365 | -0.095712 | 1.5377e-06 | -0.0005771 | 0.0068238 | 0.0068307 | 0.0068307 | 0.9894 | -0.26491 | 0.98939 | -0.26486 | 3.1049
141 | 0.84294 | 0.35664 | -0.84286 | -0.36427 | 7.9216e-05 | -0.0076343 | 0.02671 | 0.026798 | 0.026798 | 0.98923 | -0.26809 | 0.98913 | -0.26945 | 7.4027
142 | 0.069514 | 0.031337 | -0.069513 | -0.033667 | 6.6601e-07 | -0.0023294 | 0.0022239 | 0.0022527 | 0.0022527 | 0.98977 | -0.26041 | 0.98976 | -0.26033 | 1.0239
143 | 0.84286 | 0.36427 | -0.84285 | -0.36516 | 9.21e-06 | -0.00088419 | 0.026798 | 0.026808 | 0.026808 | 0.98913 | -0.26945 | 0.98911 | -0.2696 | 7.4056
144 | 0.70971 | 0.30067 | -0.70963 | -0.30078 | 7.4257e-05 | -0.00011155 | 0.022495 | 0.022497 | 0.022497 | 0.98911 | -0.2696 | 0.98898 | -0.27326 | 6.4278
145 | 6.9708 | 2.8981 | -6.9679 | -2.946 | 0.0029438 | -0.047958 | 0.21864 | 0.21919 | 0.21919 | 0.99675 | -0.16868 | 0.99631 | -0.17164 | 17.1782
146 | 0.61618 | 0.2713 | -0.61617 | -0.2714 | 2.2436e-06 | -0.00010314 | 0.019547 | 0.019548 | 0.019548 | 0.99428 | -0.17497 | 0.99427 | -0.17494 | 8.8856
147 | -1.0267 | -0.47012 | 1.0274 | 0.47012 | 0.00070245 | 6.7073e-06 | 0.032785 | 0.032779 | 0.032785 | 0.99428 | -0.17497 | 0.995 | -0.1695 | 15.6117
148 | 0.61617 | 0.2714 | -0.6158 | -0.28846 | 0.00037518 | -0.017058 | 0.019548 | 0.019755 | 0.019755 | 0.99427 | -0.17494 | 0.9937 | -0.17038 | 8.9794
149 | -1.2119 | -0.55947 | 1.212 | 0.55808 | 0.00012101 | -0.0013937 | 0.038725 | 0.038708 | 0.038725 | 0.995 | -0.1695 | 0.99509 | -0.17028 | 17.6025
150 | 0.19176 | 0.085509 | -0.19175 | -0.092346 | 1.4608e-05 | -0.0068367 | 0.0060995 | 0.0061831 | 0.0061831 | 0.9937 | -0.17038 | 0.99363 | -0.16978 | 2.8105
151 | 0.42404 | 0.20295 | -0.42402 | -0.20456 | 1.7096e-05 | -0.0016113 | 0.013657 | 0.013677 | 0.013677 | 0.9937 | -0.17038 | 0.99367 | -0.17003 | 6.2168
152 | 0.10423 | 0.045279 | -0.10422 | -0.04995 | 2.9148e-06 | -0.0046705 | 0.0032966 | 0.0033529 | 0.0033529 | 0.99509 | -0.17028 | 0.99507 | -0.17007 | 1.524
153 | -1.3162 | -0.60336 | 1.3164 | 0.60149 | 0.00019213 | -0.0018728 | 0.042004 | 0.041981 | 0.042004 | 0.99509 | -0.17028 | 0.99523 | -0.17139 | 19.0927
154 | 0.3515 | 0.16476 | -0.35146 | -0.17017 | 3.876e-05 | -0.00541 | 0.01124 | 0.011307 | 0.011307 | 0.99702 | -0.16682 | 0.99692 | -0.16589 | 5.1397
155 | 0.35146 | 0.17017 | -0.35145 | -0.17022 | 9.7801e-06 | -4.4806e-05 | 0.011307 | 0.011308 | 0.011308 | 0.99692 | -0.16589 | 0.99689 | -0.16607 | 5.3848
156 | 0.085681 | 0.041043 | -0.085681 | -0.041497 | 1.9647e-07 | -0.00045438 | 0.0027601 | 0.0027658 | 0.0027658 | 0.99363 | -0.16978 | 0.99363 | -0.16976 | 1.2572
157 | 0.10607 | 0.051303 | -0.10607 | -0.05137 | 4.4582e-08 | -6.7175e-05 | 0.003423 | 0.0034239 | 0.0034239 | 0.99363 | -0.16978 | 0.99363 | -0.16977 | 1.5563
158 | 0.21279 | 0.10226 | -0.21279 | -0.10306 | 2.128e-06 | -0.00079698 | 0.0068588 | 0.0068689 | 0.0068689 | 0.99367 | -0.17003 | 0.99366 | -0.16995 | 3.1222
159 | -1.416 | -0.64969 | 1.4161 | 0.64891 | 9.3754e-05 | -0.00078617 | 0.045183 | 0.045173 | 0.045183 | 0.99538 | -0.17027 | 0.99544 | -0.17078 | 20.5378
160 | 1.3166 | 0.60153 | -1.3164 | -0.60149 | 0.00018372 | 4.588e-05 | 0.04198 | 0.041981 | 0.041981 | 0.99538 | -0.17027 | 0.99523 | -0.17139 | 19.9908
161 | -1.4161 | -0.64891 | 1.4168 | 0.64323 | 0.00067554 | -0.0056782 | 0.045173 | 0.045103 | 0.045173 | 0.99544 | -0.17078 | 0.99589 | -0.17439 | 20.5334
162 | -6.5154 | -2.7845 | 6.518 | 2.7354 | 0.002638 | -0.049124 | 0.20538 | 0.20481 | 0.20538 | 0.99589 | -0.17439 | 0.99631 | -0.17164 | 16.096
163 | 0.31838 | 0.12474 | -0.31821 | -0.1541 | 0.00016835 | -0.029353 | 0.0099119 | 0.010254 | 0.010254 | 0.99589 | -0.17439 | 0.99539 | -0.17079 | 4.6608
164 | 4.4155 | 1.8403 | -4.4126 | -1.8488 | 0.0029202 | -0.0085596 | 0.13866 | 0.13878 | 0.13878 | 0.99589 | -0.17439 | 0.99515 | -0.18435 | 38.3377
165 | 0.36467 | 0.17627 | -0.36467 | -0.17662 | 2.6907e-06 | -0.00034531 | 0.011741 | 0.011745 | 0.011745 | 0.99589 | -0.17439 | 0.99588 | -0.17432 | 5.3387
166 | 0.10422 | 0.04995 | -0.10422 | -0.050478 | 3.3583e-07 | -0.00052788 | 0.0033529 | 0.0033595 | 0.0033595 | 0.99507 | -0.17007 | 0.99506 | -0.17004 | 1.5271
167 | 0.33275 | 0.16103 | -0.33275 | -0.16116 | 8.5031e-07 | -0.00013131 | 0.010711 | 0.010713 | 0.010713 | 0.99631 | -0.17164 | 0.99631 | -0.17162 | 4.8694
168 | 0.11712 | 0.049594 | -0.11712 | -0.054315 | 3.6662e-06 | -0.0047213 | 0.0036852 | 0.0037407 | 0.0037407 | 0.99631 | -0.17164 | 0.99628 | -0.17142 | 1.7003
169 | 0.31821 | 0.1541 | -0.31821 | -0.15412 | 3.4819e-06 | -1.9804e-05 | 0.010254 | 0.010254 | 0.010254 | 0.99539 | -0.17079 | 0.99537 | -0.17086 | 4.8828
170 | 0.36137 | 0.17495 | -0.36135 | -0.17501 | 1.3619e-05 | -5.8089e-05 | 0.011646 | 0.011647 | 0.011647 | 0.99515 | -0.18435 | 0.99512 | -0.1846 | 5.5463
171 | 4.0512 | 1.6739 | -4.051 | -1.6747 | 0.00022108 | -0.00080103 | 0.12715 | 0.12717 | 0.12717 | 0.99515 | -0.18435 | 0.99509 | -0.18519 | 35.1286
172 | 0.11712 | 0.054315 | -0.11712 | -0.056722 | 1.9127e-06 | -0.0024068 | 0.0037407 | 0.0037706 | 0.0037706 | 0.99628 | -0.17142 | 0.99626 | -0.17129 | 1.7139
173 | 0.35804 | 0.1733 | -0.35804 | -0.17341 | 8.3257e-07 | -0.00011043 | 0.01154 | 0.011542 | 0.011542 | 0.99501 | -0.18631 | 0.99501 | -0.18629 | 5.2463
174 | -3.9807 | -1.6421 | 3.981 | 1.641 | 0.00029037 | -0.0010975 | 0.12493 | 0.12491 | 0.12493 | 0.99501 | -0.18631 | 0.99509 | -0.18519 | 34.5109
175 | 0.070004 | 0.033731 | -0.070004 | -0.033905 | 4.9871e-08 | -0.00017366 | 0.0022543 | 0.0022565 | 0.0022565 | 0.99509 | -0.18519 | 0.99509 | -0.18518 | 1.0257
176 | 0.51048 | 0.21154 | -0.51044 | -0.21393 | 3.5771e-05 | -0.0023906 | 0.016129 | 0.016156 | 0.016156 | 0.98898 | -0.27326 | 0.98892 | -0.27285 | 7.3437
177 | 0.19915 | 0.089243 | -0.19914 | -0.091997 | 6.4278e-06 | -0.0027547 | 0.00637 | 0.0064033 | 0.0064033 | 0.98898 | -0.27326 | 0.98895 | -0.27302 | 2.9106
178 | 0.41711 | 0.16982 | -0.41703 | -0.17762 | 7.7839e-05 | -0.0078013 | 0.013146 | 0.013234 | 0.013234 | 0.98892 | -0.27285 | 0.98874 | -0.27176 | 6.0155
179 | 0.093334 | 0.044111 | -0.093334 | -0.045204 | 5.6984e-07 | -0.0010924 | 0.0030135 | 0.0030273 | 0.0030273 | 0.98892 | -0.27285 | 0.98891 | -0.2728 | 1.376
180 | 0.12674 | 0.057193 | -0.12674 | -0.061381 | 3.9956e-06 | -0.0041883 | 0.0040588 | 0.0041106 | 0.0041106 | 0.98895 | -0.27302 | 0.98892 | -0.27277 | 1.8684
181 | 0.072405 | 0.034805 | -0.072403 | -0.035066 | 2.209e-06 | -0.00026148 | 0.002345 | 0.0023483 | 0.0023483 | 0.98895 | -0.27302 | 0.98892 | -0.27322 | 1.1183
182 | 0.24035 | 0.1163 | -0.24035 | -0.11641 | 3.8235e-07 | -0.00010987 | 0.0077955 | 0.0077969 | 0.0077969 | 0.98874 | -0.27176 | 0.98874 | -0.27174 | 3.5441
183 | 0.1019 | 0.049242 | -0.1019 | -0.049353 | 1.8868e-06 | -0.00011188 | 0.0033049 | 0.0033064 | 0.0033064 | 0.98857 | -0.2709 | 0.98855 | -0.27102 | 1.5745
184 | 0.21365 | 0.095712 | -0.21365 | -0.098816 | 8.3243e-06 | -0.0031039 | 0.0068307 | 0.0068683 | 0.0068683 | 0.98939 | -0.26486 | 0.98936 | -0.26457 | 3.1219
185 | -0.12097 | -0.05859 | 0.12097 | 0.057179 | 1.2337e-06 | -0.0014101 | 0.003922 | 0.0039042 | 0.003922 | 0.98935 | -0.26448 | 0.98936 | -0.26457 | 1.7827
186 | 0.092672 | 0.041637 | -0.092671 | -0.043207 | 7.9351e-07 | -0.0015705 | 0.0029644 | 0.0029834 | 0.0029834 | 0.98936 | -0.26457 | 0.98935 | -0.2645 | 1.3561
187 | 0.092671 | 0.043207 | -0.09267 | -0.044882 | 8.5781e-07 | -0.0016751 | 0.0029834 | 0.0030044 | 0.0030044 | 0.98935 | -0.2645 | 0.98934 | -0.26442 | 1.3656

## res_trafo
| p_hv_mw | q_hv_mvar | p_lv_mw | q_lv_mvar | pl_mw | ql_mvar | i_hv_ka | i_lv_ka | vm_hv_pu | va_hv_degree | vm_lv_pu | va_lv_degree | loading_percent
0 | 2.6518e-14 | 1.7507e-14 | 0.013999 | 0.0105 | 0.013999 | 0.0105 | 1.6678e-16 | 0.00050517 | 0.99997 | 149.9981 | 1 | 0 | 0.069998

## res_ext_grid
| p_mw | q_mvar
0 | 17.9168 | 7.7242

## res_load
| p_mw | q_mvar
0 | 0.26807 | 0.12983
1 | 0.19335 | 0.093646
2 | 0.14242 | 0.068977
3 | 0.25626 | 0.12411
4 | 0.17419 | 0.084366
5 | 0.10297 | 0.049872
6 | 0.38294 | 0.18547
7 | 0.39884 | 0.19317
8 | 0.1922 | 0.093088
9 | 0.35867 | 0.17371
10 | 0.16992 | 0.082297
11 | 0.32498 | 0.15739
12 | 0.2708 | 0.13115
13 | 0.1537 | 0.07444
14 | 0.12419 | 0.06015
15 | 0.14036 | 0.067982
16 | 0.11484 | 0.055619
17 | 0.13327 | 0.064543
18 | 0.10916 | 0.052867
19 | 0.20118 | 0.097434
20 | 0.19382 | 0.093871
21 | 0.94558 | 0.45796
22 | 0.16277 | 0.078833
23 | 0.10022 | 0.048538
24 | 0.22667 | 0.10978
25 | 0.13922 | 0.067429
26 | 0.15032 | 0.072804
27 | 0.16653 | 0.080653
28 | 0.07736 | 0.037467
29 | 0.10204 | 0.049419
30 | 0.12746 | 0.061733
31 | 0.16383 | 0.079346
32 | 0.077218 | 0.037398
33 | 0.28359 | 0.13735
34 | 0.077309 | 0.037442
35 | 0.16409 | 0.079471
36 | 0.084617 | 0.040982
37 | 0.074097 | 0.035887
38 | 0.10244 | 0.049613
39 | 0.064087 | 0.031039
40 | 0.074755 | 0.036205
41 | 0.090334 | 0.043751
42 | 0.15746 | 0.076259
43 | 0.13653 | 0.066125
44 | 0.16801 | 0.081372
45 | 0.093861 | 0.045459
46 | 0.21068 | 0.10204
47 | 0.17389 | 0.08422
48 | 0.3699 | 0.17915
49 | 0.072307 | 0.03502
50 | 0.089503 | 0.043348
51 | 0.11563 | 0.056
52 | 0.34645 | 0.16779
53 | 0.1654 | 0.080109
54 | 0.3624 | 0.17552
55 | 0.25478 | 0.12339
56 | 0.20485 | 0.099214
57 | 0.15363 | 0.074404
58 | 0.15909 | 0.077051
59 | 0.14081 | 0.0682
60 | 0.068327 | 0.033092
61 | 0.17658 | 0.085522
62 | 0.19375 | 0.093839
63 | 0.2904 | 0.14065
64 | 0.076953 | 0.03727
65 | 0.13314 | 0.064485
66 | 0.4105 | 0.19881
67 | 0.18449 | 0.089352
68 | 0.35145 | 0.17022
69 | 0.21123 | 0.1023
70 | 0.2434 | 0.11788
71 | 0.085681 | 0.041497
72 | 0.10607 | 0.05137
73 | 0.21279 | 0.10306
74 | 0.099436 | 0.048159
75 | 0.10422 | 0.050478
76 | 0.36467 | 0.17662
77 | 0.11712 | 0.056722
78 | 0.33275 | 0.16116
79 | 0.31821 | 0.15412
80 | 0.070004 | 0.033905
81 | 0.36135 | 0.17501
82 | 0.35804 | 0.17341
83 | 0.3915 | 0.18961
84 | 0.30877 | 0.14955
85 | 0.093334 | 0.045204
86 | 0.24035 | 0.11641
87 | 0.1019 | 0.049353
88 | 0.12674 | 0.061381
89 | 0.072403 | 0.035066
90 | 0.080975 | 0.039218
91 | 0.069513 | 0.033667
92 | 0.12097 | 0.05859
93 | 0.09267 | 0.044882

## dtypes
| element | column | dtype
0 | bus | name | object
1 | bus | vn_kv | float64
2 | bus | type | object
3 | bus | zone | object
4 | bus | in_service | bool
5 | load | name | object
6 | load | bus | uint32
7 | load | p_mw | float64
8 | load | q_mvar | float64
9 | load | const_z_percent | float64
10 | load | const_i_percent | float64
11 | load | sn_mva | float64
12 | load | scaling | float64
13 | load | in_service | bool
14 | load | type | object
15 | ext_grid | name | object
16 | ext_grid | bus | uint32
17 | ext_grid | vm_pu | float64
18 | ext_grid | va_degree | float64
19 | ext_grid | slack_weight | float64
20 | ext_grid | in_service | bool
21 | line | name | object
22 | line | std_type | object
23 | line | from_bus | uint32
24 | line | to_bus | uint32
25 | line | length_km | float64
26 | line | r_ohm_per_km | float64
27 | line | x_ohm_per_km | float64
28 | line | c_nf_per_km | float64
29 | line | g_us_per_km | float64
30 | line | max_i_ka | float64
31 | line | df | float64
32 | line | parallel | uint32
33 | line | type | object
34 | line | in_service | bool
35 | trafo | name | object
36 | trafo | std_type | object
37 | trafo | hv_bus | uint32
38 | trafo | lv_bus | uint32
39 | trafo | sn_mva | float64
40 | trafo | vn_hv_kv | float64
41 | trafo | vn_lv_kv | float64
42 | trafo | vk_percent | float64
43 | trafo | vkr_percent | float64
44 | trafo | pfe_kw | float64
45 | trafo | i0_percent | float64
46 | trafo | shift_degree | float64
47 | trafo | tap_side | object
48 | trafo | tap_neutral | int32
49 | trafo | tap_min | int32
50 | trafo | tap_max | int32
51 | trafo | tap_step_percent | float64
52 | trafo | tap_step_degree | float64
53 | trafo | tap_pos | int32
54 | trafo | tap_phase_shifter | bool
55 | trafo | parallel | uint32
56 | trafo | df | float64
57 | trafo | in_service | bool
58 | bus_geodata | x | float64
59 | bus_geodata | y | float64
60 | bus_geodata | coords | object
61 | res_bus | vm_pu | float64
62 | res_bus | va_degree | float64
63 | res_bus | p_mw | float64
64 | res_bus | q_mvar | float64
65 | res_line | p_from_mw | float64
66 | res_line | q_from_mvar | float64
67 | res_line | p_to_mw | float64
68 | res_line | q_to_mvar | float64
69 | res_line | pl_mw | float64
70 | res_line | ql_mvar | float64
71 | res_line | i_from_ka | float64
72 | res_line | i_to_ka | float64
73 | res_line | i_ka | float64
74 | res_line | vm_from_pu | float64
75 | res_line | va_from_degree | float64
76 | res_line | vm_to_pu | float64
77 | res_line | va_to_degree | float64
78 | res_line | loading_percent | float64
79 | res_trafo | p_hv_mw | float64
80 | res_trafo | q_hv_mvar | float64
81 | res_trafo | p_lv_mw | float64
82 | res_trafo | q_lv_mvar | float64
83 | res_trafo | pl_mw | float64
84 | res_trafo | ql_mvar | float64
85 | res_trafo | i_hv_ka | float64
86 | res_trafo | i_lv_ka | float64
87 | res_trafo | vm_hv_pu | float64
88 | res_trafo | va_hv_degree | float64
89 | res_trafo | vm_lv_pu | float64
90 | res_trafo | va_lv_degree | float64
91 | res_trafo | loading_percent | float64
92 | res_ext_grid | p_mw | float64
93 | res_ext_grid | q_mvar | float64
94 | res_load | p_mw | float64
95 | res_load | q_mvar | float64

## parameters
| version | format_version | converged | OPF_converged | name | f_hz | sn_mva
0 | 2.14.6 | 2.14.0 | TRUE | FALSE |  | 50 | 1