## bus
| name | vn_kv | type | zone | in_service
0 | bus_MV_414_0_node_0 | 20 | n |  | TRUE
1 | bus_MV_414_0_node_1 | 20 | n |  | TRUE
2 | bus_MV_414_0_node_2 | 20 | n |  | TRUE
3 | bus_MV_414_0_node_87 | 20 | n |  | TRUE
4 | bus_MV_414_0_node_10 | 20 | n |  | TRUE
5 | bus_MV_414_0_node_11 | 20 | n |  | TRUE
6 | bus_MV_414_0_node_6 | 20 | n |  | TRUE
7 | bus_MV_414_0_node_52 | 20 | n |  | TRUE
8 | bus_MV_414_0_node_53 | 20 | n |  | TRUE
9 | bus_MV_414_0_node_85 | 20 | n |  | TRUE
10 | bus_MV_414_0_node_86 | 20 | n |  | TRUE
11 | bus_MV_414_0_node_88 | 20 | n |  | TRUE
12 | bus_MV_414_0_node_89 | 20 | n |  | TRUE
13 | bus_MV_414_0_node_93 | 20 | n |  | TRUE
14 | bus_MV_414_0_node_3 | 20 | n |  | TRUE
15 | bus_MV_414_0_node_4 | 20 | n |  | TRUE
16 | bus_MV_414_0_node_9 | 20 | n |  | TRUE
17 | bus_MV_414_0_node_5 | 20 | n |  | TRUE
18 | bus_MV_414_0_node_7 | 20 | n |  | TRUE
19 | bus_MV_414_0_node_158 | 20 | n |  | TRUE
20 | bus_MV_414_0_node_8 | 20 | n |  | TRUE
21 | bus_MV_414_0_node_125 | 20 | n |  | TRUE
22 | bus_MV_414_0_node_124 | 20 | n |  | TRUE
23 | bus_MV_414_0_node_159 | 20 | n |  | TRUE
24 | bus_MV_414_0_node_12 | 20 | n |  | TRUE
25 | bus_MV_414_0_node_13 | 20 | n |  | TRUE
26 | bus_MV_414_0_node_14 | 20 | n |  | TRUE
27 | bus_MV_414_0_node_15 | 20 | n |  | TRUE
28 | bus_MV_414_0_node_73 | 20 | n |  | TRUE
29 | bus_MV_414_0_node_54 | 20 | n |  | TRUE
30 | bus_MV_414_0_node_16 | 20 | n |  | TRUE
31 | bus_MV_414_0_node_17 | 20 | n |  | TRUE
32 | bus_MV_414_0_node_18 | 20 | n |  | TRUE
33 | bus_MV_414_0_node_21 | 20 | n |  | TRUE
34 | bus_MV_414_0_node_66 | 20 | n |  | TRUE
35 | bus_MV_414_0_node_19 | 20 | n |  | TRUE
36 | bus_MV_414_0_node_24 | 20 | n |  | TRUE
37 | bus_MV_414_0_node_27 | 20 | n |  | TRUE
38 | bus_MV_414_0_node_20 | 20 | n |  | TRUE
39 | bus_MV_414_0_node_70 | 20 | n |  | TRUE
40 | bus_MV_414_0_node_71 | 20 | n |  | TRUE
41 | bus_MV_414_0_node_72 | 20 | n |  | TRUE
42 | bus_MV_414_0_node_142 | 20 | n |  | TRUE
43 | bus_MV_414_0_node_26 | 20 | n |  | TRUE
44 | bus_MV_414_0_node_25 | 20 | n |  | TRUE
45 | bus_MV_414_0_node_22 | 20 | n |  | TRUE
46 | bus_MV_414_0_node_47 | 20 | n |  | TRUE
47 | bus_MV_414_0_node_23 | 20 | n |  | TRUE
48 | bus_MV_414_0_node_46 | 20 | n |  | TRUE
49 | bus_MV_414_0_node_167 | 20 | n |  | TRUE
50 | bus_MV_414_0_node_33 | 20 | n |  | TRUE
51 | bus_MV_414_0_node_67 | 20 | n |  | TRUE
52 | bus_MV_414_0_node_83 | 20 | n |  | TRUE
53 | bus_MV_414_0_node_69 | 20 | n |  | TRUE
54 | bus_MV_414_0_node_75 | 20 | n |  | TRUE
55 | bus_MV_414_0_node_126 | 20 | n |  | TRUE
56 | bus_MV_414_0_node_50 | 20 | n |  | TRUE
57 | bus_MV_414_0_node_143 | 20 | n |  | TRUE
58 | bus_MV_414_0_node_34 | 20 | n |  | TRUE
59 | bus_MV_414_0_node_31 | 20 | n |  | TRUE
60 | bus_MV_414_0_node_35 | 20 | n |  | TRUE
61 | bus_MV_414_0_node_28 | 20 | n |  | TRUE
62 | bus_MV_414_0_node_29 | 20 | n |  | TRUE
63 | bus_MV_414_0_node_30 | 20 | n |  | TRUE
64 | bus_MV_414_0_node_36 | 20 | n |  | TRUE
65 | bus_MV_414_0_node_32 | 20 | n |  | TRUE
66 | bus_MV_414_0_node_40 | 20 | n |  | TRUE
67 | bus_MV_414_0_node_42 | 20 | n |  | TRUE
68 | bus_MV_414_0_node_156 | 20 | n |  | TRUE
69 | bus_MV_414_0_node_134 | 20 | n |  | TRUE
70 | bus_MV_414_0_node_133 | 20 | n |  | TRUE
71 | bus_MV_414_0_node_38 | 20 | n |  | TRUE
72 | bus_MV_414_0_node_128 | 20 | n |  | TRUE
73 | bus_MV_414_0_node_129 | 20 | n |  | TRUE
74 | bus_MV_414_0_node_127 | 20 | n |  | TRUE
75 | bus_MV_414_0_node_130 | 20 | n |  | TRUE
76 | bus_MV_414_0_node_132 | 20 | n |  | TRUE
77 | bus_MV_414_0_node_131 | 20 | n |  | TRUE
78 | bus_MV_414_0_node_56 | 20 | n |  | TRUE
79 | bus_MV_414_0_node_39 | 20 | n |  | TRUE
80 | bus_MV_414_0_node_161 | 20 | n |  | TRUE
81 | bus_MV_414_0_node_43 | 20 | n |  | TRUE
82 | bus_MV_414_0_node_45 | 20 | n |  | TRUE
83 | bus_MV_414_0_node_164 | 20 | n |  | TRUE
84 | bus_MV_414_0_node_44 | 20 | n |  | TRUE
85 | bus_MV_414_0_node_111 | 20 | n |  | TRUE
86 | bus_MV_414_0_node_115 | 20 | n |  | TRUE
87 | bus_MV_414_0_node_62 | 20 | n |  | TRUE
88 | bus_MV_414_0_node_61 | 20 | n |  | TRUE
89 | bus_MV_414_0_node_60 | 20 | n |  | TRUE
90 | bus_MV_414_0_node_112 | 20 | n |  | TRUE
91 | bus_MV_414_0_node_110 | 20 | n |  | TRUE
92 | bus_MV_414_0_node_51 | 20 | n |  | TRUE
93 | bus_MV_414_0_node_49 | 20 | n |  | TRUE
94 | bus_MV_414_0_node_48 | 20 | n |  | TRUE
95 | bus_MV_414_0_node_148 | 20 | n |  | TRUE
96 | bus_MV_414_0_node_55 | 20 | n |  | TRUE
97 | bus_MV_414_0_node_79 | 20 | n |  | TRUE
98 | bus_MV_414_0_node_80 | 20 | n |  | TRUE
99 | bus_MV_414_0_node_149 | 20 | n |  | TRUE
100 | bus_MV_414_0_node_151 | 20 | n |  | TRUE
101 | bus_MV_414_0_node_150 | 20 | n |  | TRUE
102 | bus_MV_414_0_node_94 | 20 | n |  | TRUE
103 | bus_MV_414_0_node_145 | 20 | n |  | TRUE
104 | bus_MV_414_0_node_146 | 20 | n |  | TRUE
105 | bus_MV_414_0_node_147 | 20 | n |  | TRUE
106 | bus_MV_414_0_node_153 | 20 | n |  | TRUE
107 | bus_MV_414_0_node_162 | 20 | n |  | TRUE
108 | bus_MV_414_0_node_144 | 20 | n |  | TRUE
109 | bus_MV_414_0_node_57 | 20 | n |  | TRUE
110 | bus_MV_414_0_node_59 | 20 | n |  | TRUE
111 | bus_MV_414_0_node_63 | 20 | n |  | TRUE
112 | bus_MV_414_0_node_64 | 20 | n |  | TRUE
113 | bus_MV_414_0_node_65 | 20 | n |  | TRUE
114 | bus_MV_414_0_node_68 | 20 | n |  | TRUE
115 | bus_MV_414_0_node_78 | 20 | n |  | TRUE
116 | bus_MV_414_0_node_96 | 20 | n |  | TRUE
117 | bus_MV_414_0_node_77 | 20 | n |  | TRUE
118 | bus_MV_414_0_node_157 | 20 | n |  | TRUE
119 | bus_MV_414_0_node_155 | 20 | n |  | TRUE
120 | bus_MV_414_0_node_76 | 20 | n |  | TRUE
121 | bus_MV_414_0_node_82 | 20 | n |  | TRUE
122 | bus_MV_414_0_node_154 | 20 | n |  | TRUE
123 | bus_MV_414_0_node_81 | 20 | n |  | TRUE
124 | bus_MV_414_0_node_84 | 20 | n |  | TRUE
125 | bus_MV_414_0_node_165 | 20 | n |  | TRUE
126 | bus_MV_414_0_node_95 | 20 | n |  | TRUE
127 | bus_MV_414_0_node_74 | 20 | n |  | TRUE
128 | bus_MV_414_0_node_90 | 20 | n |  | TRUE
129 | bus_MV_414_0_node_91 | 20 | n |  | TRUE
130 | bus_MV_414_0_node_92 | 20 | n |  | TRUE
131 | bus_MV_414_0_node_97 | 20 | n |  | TRUE
132 | bus_MV_414_0_node_99 | 20 | n |  | TRUE
133 | bus_MV_414_0_node_98 | 20 | n |  | TRUE
134 | bus_MV_414_0_node_103 | 20 | n |  | TRUE
135 | bus_MV_414_0_node_100 | 20 | n |  | TRUE
136 | bus_MV_414_0_node_116 | 20 | n |  | TRUE
137 | bus_MV_414_0_node_139 | 20 | n |  | TRUE
138 | bus_MV_414_0_node_107 | 20 | n |  | TRUE
139 | bus_MV_414_0_node_117 | 20 | n |  | TRUE
140 | bus_MV_414_0_node_101 | 20 | n |  | TRUE
141 | bus_MV_414_0_node_102 | 20 | n |  | TRUE
142 | bus_MV_414_0_node_136 | 20 | n |  | TRUE
143 | bus_MV_414_0_node_168 | 20 | n |  | TRUE
144 | bus_MV_414_0_node_141 | 20 | n |  | TRUE
145 | bus_MV_414_0_node_118 | 20 | n |  | TRUE
146 | bus_MV_414_0_node_119 | 20 | n |  | TRUE
147 | bus_MV_414_0_node_138 | 20 | n |  | TRUE
148 | bus_MV_414_0_node_104 | 20 | n |  | TRUE
149 | bus_MV_414_0_node_105 | 20 | n |  | TRUE
150 | bus_MV_414_0_node_106 | 20 | n |  | TRUE
151 | bus_MV_414_0_node_114 | 20 | n |  | TRUE
152 | bus_MV_414_0_node_113 | 20 | n |  | TRUE
153 | bus_MV_414_0_node_108 | 20 | n |  | TRUE
154 | bus_MV_414_0_node_135 | 20 | n |  | TRUE
155 | bus_MV_414_0_node_137 | 20 | n |  | TRUE
156 | bus_MV_414_0_node_152 | 20 | n |  | TRUE
157 | bus_MV_414_0_node_120 | 20 | n |  | TRUE
158 | bus_MV_414_0_node_121 | 20 | n |  | TRUE
159 | bus_MV_414_0_node_122 | 20 | n |  | TRUE
160 | bus_MV_414_0_node_123 | 20 | n |  | TRUE
161 | bus_MV_414_0_node_166 | 20 | n |  | TRUE
162 | bus_HV_414_0_node_49 | 110 | n |  | TRUE

## load
| name | bus | p_mw | q_mvar | const_z_percent | const_i_percent | sn_mva | scaling | in_service | type
0 | MV_414_0_load_0 | 0 | 0.32039 | 0.15517 | 0 | 0 |  | 1 | TRUE | wye
1 | MV_414_0_load_11 | 5 | 0.3834 | 0.18569 | 0 | 0 |  | 1 | TRUE | wye
2 | MV_414_0_load_52 | 7 | 0.14514 | 0.070297 | 0 | 0 |  | 1 | TRUE | wye
3 | MV_414_0_load_85 | 9 | 0.16104 | 0.077993 | 0 | 0 |  | 1 | TRUE | wye
4 | MV_414_0_load_88 | 11 | 0.061563 | 0.029816 | 0 | 0 |  | 1 | TRUE | wye
5 | MV_414_0_load_93 | 13 | 0.065094 | 0.031527 | 0 | 0 |  | 1 | TRUE | wye
6 | MV_414_0_load_3 | 14 | 0.33907 | 0.16422 | 0 | 0 |  | 1 | TRUE | wye
7 | MV_414_0_load_158 | 19 | 0.26225 | 0.12701 | 0 | 0 |  | 1 | TRUE | wye
8 | MV_414_0_load_8 | 20 | 0.3628 | 0.17571 | 0 | 0 |  | 1 | TRUE | wye
9 | MV_414_0_load_124 | 22 | 0.12327 | 0.0597 | 0 | 0 |  | 1 | TRUE | wye
10 | MV_414_0_load_159 | 23 | 0.17663 | 0.085546 | 0 | 0 |  | 1 | TRUE | wye
11 | MV_414_0_load_12 | 24 | 0.070597 | 0.034192 | 0 | 0 |  | 1 | TRUE | wye
12 | MV_414_0_load_15 | 27 | 0.16359 | 0.079231 | 0 | 0 |  | 1 | TRUE | wye
13 | MV_414_0_load_16 | 30 | 0.079283 | 0.038399 | 0 | 0 |  | 1 | TRUE | wye
14 | MV_414_0_load_66 | 34 | 0.11887 | 0.05757 | 0 | 0 |  | 1 | TRUE | wye
15 | MV_414_0_load_27 | 37 | 0.16313 | 0.079008 | 0 | 0 |  | 1 | TRUE | wye
16 | MV_414_0_load_142 | 42 | 0.15642 | 0.075759 | 0 | 0 |  | 1 | TRUE | wye
17 | MV_414_0_load_26 | 43 | 0.31704 | 0.15355 | 0 | 0 |  | 1 | TRUE | wye
18 | MV_414_0_load_25 | 44 | 0.16127 | 0.078109 | 0 | 0 |  | 1 | TRUE | wye
19 | MV_414_0_load_46 | 48 | 0.13187 | 0.06387 | 0 | 0 |  | 1 | TRUE | wye
20 | MV_414_0_load_167 | 49 | 0.16172 | 0.078327 | 0 | 0 |  | 1 | TRUE | wye
21 | MV_414_0_load_33 | 50 | 0.090884 | 0.044017 | 0 | 0 |  | 1 | TRUE | wye
22 | MV_414_0_load_69 | 53 | 0.16188 | 0.078402 | 0 | 0 |  | 1 | TRUE | wye
23 | MV_414_0_load_75 | 54 | 1.2096 | 0.58586 | 0 | 0 |  | 1 | TRUE | wye
24 | MV_414_0_load_126 | 55 | 0.0975 | 0.047221 | 0 | 0 |  | 1 | TRUE | wye
25 | MV_414_0_load_143 | 57 | 0.13802 | 0.066844 | 0 | 0 |  | 1 | TRUE | wye
26 | MV_414_0_load_35 | 60 | 0.16065 | 0.077805 | 0 | 0 |  | 1 | TRUE | wye
27 | MV_414_0_load_28 | 61 | 0.15104 | 0.073154 | 0 | 0 |  | 1 | TRUE | wye
28 | MV_414_0_load_36 | 64 | 0.13532 | 0.06554 | 0 | 0 |  | 1 | TRUE | wye
29 | MV_414_0_load_156 | 68 | 0.15116 | 0.073211 | 0 | 0 |  | 1 | TRUE | wye
30 | MV_414_0_load_134 | 69 | 0.087247 | 0.042256 | 0 | 0 |  | 1 | TRUE | wye
31 | MV_414_0_load_133 | 70 | 0.61944 | 0.30001 | 0 | 0 |  | 1 | TRUE | wye
32 | MV_414_0_load_128 | 72 | 2.3598 | 1.1429 | 0 | 0 |  | 1 | TRUE | wye
33 | MV_414_0_load_129 | 73 | 2.8655 | 1.3878 | 0 | 0 |  | 1 | TRUE | wye
34 | MV_414_0_load_127 | 74 | 0.091418 | 0.044276 | 0 | 0 |  | 1 | TRUE | wye
35 | MV_414_0_load_132 | 76 | 0.15223 | 0.073727 | 0 | 0 |  | 1 | TRUE | wye
36 | MV_414_0_load_131 | 77 | 0.068463 | 0.033158 | 0 | 0 |  | 1 | TRUE | wye
37 | MV_414_0_load_56 | 78 | 0.087007 | 0.042139 | 0 | 0 |  | 1 | TRUE | wye
38 | MV_414_0_load_39 | 79 | 0.14512 | 0.070283 | 0 | 0 |  | 1 | TRUE | wye
39 | MV_414_0_load_161 | 80 | 0.12568 | 0.060869 | 0 | 0 |  | 1 | TRUE | wye
40 | MV_414_0_load_45 | 82 | 0.13915 | 0.067392 | 0 | 0 |  | 1 | TRUE | wye
41 | MV_414_0_load_164 | 83 | 0.096903 | 0.046932 | 0 | 0 |  | 1 | TRUE | wye
42 | MV_414_0_load_115 | 86 | 0.089404 | 0.0433 | 0 | 0 |  | 1 | TRUE | wye
43 | MV_414_0_load_61 | 88 | 0.1434 | 0.069452 | 0 | 0 |  | 1 | TRUE | wye
44 | MV_414_0_load_60 | 89 | 0.66065 | 0.31997 | 0 | 0 |  | 1 | TRUE | wye
45 | MV_414_0_load_110 | 91 | 0.14732 | 0.071348 | 0 | 0 |  | 1 | TRUE | wye
46 | MV_414_0_load_48 | 94 | 0.10219 | 0.049492 | 0 | 0 |  | 1 | TRUE | wye
47 | MV_414_0_load_148 | 95 | 0.15285 | 0.074027 | 0 | 0 |  | 1 | TRUE | wye
48 | MV_414_0_load_149 | 99 | 0.14493 | 0.070194 | 0 | 0 |  | 1 | TRUE | wye
49 | MV_414_0_load_151 | 100 | 0.11219 | 0.054336 | 0 | 0 |  | 1 | TRUE | wye
50 | MV_414_0_load_94 | 102 | 0.1354 | 0.065575 | 0 | 0 |  | 1 | TRUE | wye
51 | MV_414_0_load_153 | 106 | 0.14359 | 0.069545 | 0 | 0 |  | 1 | TRUE | wye
52 | MV_414_0_load_162 | 107 | 0.1478 | 0.071581 | 0 | 0 |  | 1 | TRUE | wye
53 | MV_414_0_load_144 | 108 | 0.097316 | 0.047132 | 0 | 0 |  | 1 | TRUE | wye
54 | MV_414_0_load_57 | 109 | 0.11859 | 0.057433 | 0 | 0 |  | 1 | TRUE | wye
55 | MV_414_0_load_59 | 110 | 0.76288 | 0.36948 | 0 | 0 |  | 1 | TRUE | wye
56 | MV_414_0_load_63 | 111 | 0.13588 | 0.065811 | 0 | 0 |  | 1 | TRUE | wye
57 | MV_414_0_load_68 | 114 | 0.11323 | 0.054838 | 0 | 0 |  | 1 | TRUE | wye
58 | MV_414_0_load_96 | 116 | 0.075713 | 0.03667 | 0 | 0 |  | 1 | TRUE | wye
59 | MV_414_0_load_157 | 118 | 0.15046 | 0.072873 | 0 | 0 |  | 1 | TRUE | wye
60 | MV_414_0_load_76 | 120 | 0.14441 | 0.069943 | 0 | 0 |  | 1 | TRUE | wye
61 | MV_414_0_load_154 | 122 | 0.11106 | 0.053788 | 0 | 0 |  | 1 | TRUE | wye
62 | MV_414_0_load_84 | 124 | 0.093385 | 0.045228 | 0 | 0 |  | 1 | TRUE | wye
63 | MV_414_0_load_165 | 125 | 0.15365 | 0.074416 | 0 | 0 |  | 1 | TRUE | wye
64 | MV_414_0_load_95 | 126 | 0.14548 | 0.070458 | 0 | 0 |  | 1 | TRUE | wye
65 | MV_414_0_load_74 | 127 | 0.16117 | 0.078058 | 0 | 0 |  | 1 | TRUE | wye
66 | MV_414_0_load_90 | 128 | 0.098618 | 0.047763 | 0 | 0 |  | 1 | TRUE | wye
67 | MV_414_0_load_97 | 131 | 0.11147 | 0.053987 | 0 | 0 |  | 1 | TRUE | wye
68 | MV_414_0_load_116 | 136 | 0.054383 | 0.026339 | 0 | 0 |  | 1 | TRUE | wye
69 | MV_414_0_load_117 | 139 | 0.10188 | 0.049341 | 0 | 0 |  | 1 | TRUE | wye
70 | MV_414_0_load_136 | 142 | 0.079987 | 0.038739 | 0 | 0 |  | 1 | TRUE | wye
71 | MV_414_0_load_168 | 143 | 0.14548 | 0.070458 | 0 | 0 |  | 1 | TRUE | wye
72 | MV_414_0_load_141 | 144 | 0.2111 | 0.10224 | 0 | 0 |  | 1 | TRUE | wye
73 | MV_414_0_load_138 | 147 | 0.12636 | 0.061197 | 0 | 0 |  | 1 | TRUE | wye
74 | MV_414_0_load_104 | 148 | 0.11947 | 0.057864 | 0 | 0 |  | 1 | TRUE | wye
75 | MV_414_0_load_113 | 152 | 0.16087 | 0.077913 | 0 | 0 |  | 1 | TRUE | wye
76 | MV_414_0_load_108 | 153 | 0.067971 | 0.03292 | 0 | 0 |  | 1 | TRUE | wye
77 | MV_414_0_load_135 | 154 | 0.1403 | 0.067951 | 0 | 0 |  | 1 | TRUE | wye
78 | MV_414_0_load_137 | 155 | 0.20715 | 0.10033 | 0 | 0 |  | 1 | TRUE | wye
79 | MV_414_0_load_152 | 156 | 0.12657 | 0.0613 | 0 | 0 |  | 1 | TRUE | wye
80 | MV_414_0_load_120 | 157 | 0.1525 | 0.073859 | 0 | 0 |  | 1 | TRUE | wye
81 | MV_414_0_load_166 | 161 | 0.15699 | 0.076033 | 0 | 0 |  | 1 | TRUE | wye

## ext_grid
| name | bus | vm_pu | va_degree | slack_weight | in_service
0 |  | 93 | 1 | 0 | 1 | TRUE

## line
| name | std_type | from_bus | to_bus | length_km | r_ohm_per_km | x_ohm_per_km | c_nf_per_km | g_us_per_km | max_i_ka | df | parallel | type | in_service
0 | MV_414_0_line_0 |  | 0 | 1 | 0.027134 | 0.445 | 0.132 | 190 | 0 | 0.22 | 1 | 1 | cs | TRUE
1 | MV_414_0_line_1 |  | 1 | 2 | 0.55964 | 0.445 | 0.132 | 190 | 0 | 0.22 | 1 | 1 | cs | TRUE
2 | MV_414_0_line_2 |  | 1 | 3 | 1.9927 | 0.119 | 0.32 | 11 | 0 | 0.645 | 1 | 1 | ol | TRUE
3 | MV_414_0_line_3 |  | 2 | 5 | 0.088347 | 0.445 | 0.132 | 190 | 0 | 0.22 | 1 | 1 | cs | TRUE
4 | MV_414_0_line_4 |  | 3 | 11 | 0.095794 | 0.103 | 0.058 | 500 | 0 | 0.638 | 1 | 1 | cs | TRUE
5 | MV_414_0_line_5 |  | 3 | 10 | 0.27449 | 0.445 | 0.132 | 190 | 0 | 0.22 | 1 | 1 | cs | TRUE
6 | MV_414_0_line_6 |  | 4 | 5 | 0.080848 | 0.5939 | 0.372 | 9.5 | 0 | 0.21 | 1 | 1 | ol | TRUE
7 | MV_414_0_line_7 |  | 4 | 6 | 0.014409 | 0.445 | 0.132 | 190 | 0 | 0.22 | 1 | 1 | cs | TRUE
8 | MV_414_0_line_8 |  | 6 | 20 | 0.089865 | 0.5939 | 0.372 | 9.5 | 0 | 0.21 | 1 | 1 | ol | TRUE
9 | MV_414_0_line_9 |  | 6 | 17 | 0.3135 | 0.445 | 0.132 | 190 | 0 | 0.22 | 1 | 1 | cs | TRUE
10 | MV_414_0_line_10 |  | 7 | 8 | 0.042441 | 0.5939 | 0.372 | 9.5 | 0 | 0.21 | 1 | 1 | ol | TRUE
11 | MV_414_0_line_11 |  | 8 | 29 | 0.35742 | 0.445 | 0.132 | 190 | 0 | 0.22 | 1 | 1 | cs | TRUE
12 | MV_414_0_line_12 |  | 9 | 10 | 0.008575 | 0.445 | 0.132 | 190 | 0 | 0.22 | 1 | 1 | cs | TRUE
13 | MV_414_0_line_13 |  | 11 | 12 | 0.041641 | 0.103 | 0.058 | 500 | 0 | 0.638 | 1 | 1 | cs | TRUE
14 | MV_414_0_line_14 |  | 12 | 13 | 1.3303 | 0.1188 | 0.172 | 20.6 | 0 | 0.82 | 1 | 1 | ol | TRUE
15 | MV_414_0_line_15 |  | 13 | 102 | 0.02818 | 0.061 | 0.056 | 608 | 0 | 0.842 | 1 | 1 | cs | TRUE
16 | MV_414_0_line_16 |  | 13 | 130 | 0.079627 | 0.5939 | 0.372 | 9.5 | 0 | 0.21 | 1 | 1 | ol | TRUE
17 | MV_414_0_line_17 |  | 14 | 15 | 0.059091 | 0.445 | 0.132 | 190 | 0 | 0.22 | 1 | 1 | cs | TRUE
18 | MV_414_0_line_18 |  | 15 | 16 | 0.11053 | 0.5939 | 0.372 | 9.5 | 0 | 0.21 | 1 | 1 | ol | TRUE
19 | MV_414_0_line_19 |  | 16 | 20 | 0.025896 | 0.445 | 0.132 | 190 | 0 | 0.22 | 1 | 1 | cs | TRUE
20 | MV_414_0_line_20 |  | 17 | 18 | 0.41238 | 0.445 | 0.132 | 190 | 0 | 0.22 | 1 | 1 | cs | TRUE
21 | MV_414_0_line_21 |  | 17 | 19 | 0.078617 | 0.445 | 0.132 | 190 | 0 | 0.22 | 1 | 1 | cs | TRUE
22 | MV_414_0_line_22 |  | 18 | 21 | 0.22813 | 0.445 | 0.132 | 190 | 0 | 0.22 | 1 | 1 | cs | TRUE
23 | MV_414_0_line_23 |  | 18 | 22 | 0.019794 | 0.445 | 0.132 | 190 | 0 | 0.22 | 1 | 1 | cs | TRUE
24 | MV_414_0_line_24 |  | 21 | 23 | 0.051101 | 0.445 | 0.132 | 190 | 0 | 0.22 | 1 | 1 | cs | TRUE
25 | MV_414_0_line_25 |  | 24 | 25 | 0.094367 | 0.5939 | 0.372 | 9.5 | 0 | 0.21 | 1 | 1 | ol | TRUE
26 | MV_414_0_line_26 |  | 25 | 26 | 0.027588 | 0.445 | 0.132 | 190 | 0 | 0.22 | 1 | 1 | cs | TRUE
27 | MV_414_0_line_27 |  | 26 | 27 | 0.093716 | 0.445 | 0.132 | 190 | 0 | 0.22 | 1 | 1 | cs | TRUE
28 | MV_414_0_line_28 |  | 27 | 28 | 0.038862 | 0.445 | 0.132 | 190 | 0 | 0.22 | 1 | 1 | cs | TRUE
29 | MV_414_0_line_29 |  | 28 | 29 | 0.024757 | 0.445 | 0.132 | 190 | 0 | 0.22 | 1 | 1 | cs | TRUE
30 | MV_414_0_line_30 |  | 29 | 96 | 0.28185 | 0.061 | 0.056 | 608 | 0 | 0.842 | 1 | 1 | cs | TRUE
31 | MV_414_0_line_31 |  | 29 | 55 | 0.053321 | 0.061 | 0.056 | 608 | 0 | 0.842 | 1 | 1 | cs | TRUE
32 | MV_414_0_line_32 |  | 30 | 31 | 0.004851 | 0.445 | 0.132 | 190 | 0 | 0.22 | 1 | 1 | cs | TRUE
33 | MV_414_0_line_33 |  | 31 | 32 | 0.31779 | 0.445 | 0.132 | 190 | 0 | 0.22 | 1 | 1 | cs | TRUE
34 | MV_414_0_line_34 |  | 31 | 33 | 0.28415 | 0.445 | 0.132 | 190 | 0 | 0.22 | 1 | 1 | cs | TRUE
35 | MV_414_0_line_35 |  | 32 | 34 | 0.043521 | 0.445 | 0.132 | 190 | 0 | 0.22 | 1 | 1 | cs | TRUE
36 | MV_414_0_line_36 |  | 33 | 43 | 0.090027 | 0.445 | 0.132 | 190 | 0 | 0.22 | 1 | 1 | cs | TRUE
37 | MV_414_0_line_37 |  | 33 | 44 | 0.076838 | 0.5939 | 0.372 | 9.5 | 0 | 0.21 | 1 | 1 | ol | TRUE
38 | MV_414_0_line_38 |  | 33 | 35 | 0.28932 | 0.445 | 0.132 | 190 | 0 | 0.22 | 1 | 1 | cs | TRUE
39 | MV_414_0_line_39 |  | 34 | 51 | 0.067854 | 0.5939 | 0.372 | 9.5 | 0 | 0.21 | 1 | 1 | ol | TRUE
40 | MV_414_0_line_40 |  | 35 | 36 | 0.41437 | 0.445 | 0.132 | 190 | 0 | 0.22 | 1 | 1 | cs | TRUE
41 | MV_414_0_line_41 |  | 35 | 37 | 0.076605 | 0.5939 | 0.372 | 9.5 | 0 | 0.21 | 1 | 1 | ol | TRUE
42 | MV_414_0_line_42 |  | 36 | 50 | 0.045255 | 0.445 | 0.132 | 190 | 0 | 0.22 | 1 | 1 | cs | TRUE
43 | MV_414_0_line_43 |  | 36 | 47 | 0.18546 | 0.445 | 0.132 | 190 | 0 | 0.22 | 1 | 1 | cs | TRUE
44 | MV_414_0_line_44 |  | 38 | 39 | 0.26571 | 0.061 | 0.056 | 608 | 0 | 0.842 | 1 | 1 | cs | TRUE
45 | MV_414_0_line_45 |  | 38 | 40 | 0.077159 | 0.445 | 0.132 | 190 | 0 | 0.22 | 1 | 1 | cs | TRUE
46 | MV_414_0_line_46 |  | 38 | 41 | 0.085877 | 0.061 | 0.056 | 608 | 0 | 0.842 | 1 | 1 | cs | TRUE
47 | MV_414_0_line_47 |  | 38 | 42 | 0.0059976 | 0.5939 | 0.372 | 9.5 | 0 | 0.21 | 1 | 1 | ol | TRUE
48 | MV_414_0_line_48 |  | 39 | 52 | 0.96333 | 0.1188 | 0.172 | 20.6 | 0 | 0.82 | 1 | 1 | ol | TRUE
49 | MV_414_0_line_49 |  | 39 | 53 | 0.015337 | 0.445 | 0.132 | 190 | 0 | 0.22 | 1 | 1 | cs | TRUE
50 | MV_414_0_line_50 |  | 40 | 54 | 0.046377 | 0.445 | 0.132 | 190 | 0 | 0.22 | 1 | 1 | cs | TRUE
51 | MV_414_0_line_51 |  | 41 | 55 | 0.042607 | 0.061 | 0.056 | 608 | 0 | 0.842 | 1 | 1 | cs | TRUE
52 | MV_414_0_line_52 |  | 45 | 46 | 0.025831 | 0.445 | 0.132 | 190 | 0 | 0.22 | 1 | 1 | cs | TRUE
53 | MV_414_0_line_53 |  | 45 | 47 | 0.18956 | 0.445 | 0.132 | 190 | 0 | 0.22 | 1 | 1 | cs | TRUE
54 | MV_414_0_line_54 |  | 45 | 48 | 0.004808 | 0.445 | 0.132 | 190 | 0 | 0.22 | 1 | 1 | cs | TRUE
55 | MV_414_0_line_55 |  | 46 | 56 | 0.20841 | 0.1188 | 0.172 | 20.6 | 0 | 0.82 | 1 | 1 | ol | TRUE
56 | MV_414_0_line_56 |  | 46 | 57 | 0.065272 | 0.1188 | 0.172 | 20.6 | 0 | 0.82 | 1 | 1 | ol | TRUE
57 | MV_414_0_line_57 |  | 47 | 49 | 0.005473 | 0.445 | 0.132 | 190 | 0 | 0.22 | 1 | 1 | cs | TRUE
58 | MV_414_0_line_58 |  | 50 | 58 | 0.052185 | 0.5939 | 0.372 | 9.5 | 0 | 0.21 | 1 | 1 | ol | TRUE
59 | MV_414_0_line_59 |  | 50 | 59 | 0.026155 | 0.445 | 0.132 | 190 | 0 | 0.22 | 1 | 1 | cs | TRUE
60 | MV_414_0_line_60 |  | 51 | 113 | 0.15258 | 0.445 | 0.132 | 190 | 0 | 0.22 | 1 | 1 | cs | TRUE
61 | MV_414_0_line_61 |  | 52 | 126 | 0.066008 | 0.445 | 0.132 | 190 | 0 | 0.22 | 1 | 1 | cs | TRUE
62 | MV_414_0_line_62 |  | 52 | 117 | 0.76597 | 0.061 | 0.056 | 608 | 0 | 0.842 | 1 | 1 | cs | TRUE
63 | MV_414_0_line_63 |  | 54 | 127 | 0.019526 | 0.5939 | 0.372 | 9.5 | 0 | 0.21 | 1 | 1 | ol | TRUE
64 | MV_414_0_line_64 |  | 56 | 83 | 0.029099 | 0.1188 | 0.172 | 20.6 | 0 | 0.82 | 1 | 1 | ol | TRUE
65 | MV_414_0_line_65 |  | 57 | 92 | 0.058203 | 0.061 | 0.056 | 608 | 0 | 0.842 | 1 | 1 | cs | TRUE
66 | MV_414_0_line_66 |  | 58 | 60 | 0.03309 | 0.445 | 0.132 | 190 | 0 | 0.22 | 1 | 1 | cs | TRUE
67 | MV_414_0_line_67 |  | 59 | 62 | 0.12589 | 0.445 | 0.132 | 190 | 0 | 0.22 | 1 | 1 | cs | TRUE
68 | MV_414_0_line_68 |  | 61 | 62 | 0.038051 | 0.445 | 0.132 | 190 | 0 | 0.22 | 1 | 1 | cs | TRUE
69 | MV_414_0_line_69 |  | 61 | 63 | 0.038137 | 0.445 | 0.132 | 190 | 0 | 0.22 | 1 | 1 | cs | TRUE
70 | MV_414_0_line_70 |  | 61 | 64 | 0.28398 | 0.5939 | 0.372 | 9.5 | 0 | 0.21 | 1 | 1 | ol | TRUE
71 | MV_414_0_line_71 |  | 63 | 65 | 0.44716 | 0.445 | 0.132 | 190 | 0 | 0.22 | 1 | 1 | cs | TRUE
72 | MV_414_0_line_72 |  | 65 | 78 | 0.064998 | 0.445 | 0.132 | 190 | 0 | 0.22 | 1 | 1 | cs | TRUE
73 | MV_414_0_line_73 |  | 66 | 67 | 0.55452 | 0.445 | 0.132 | 190 | 0 | 0.22 | 1 | 1 | cs | TRUE
74 | MV_414_0_line_74 |  | 66 | 68 | 1.1448 | 0.5939 | 0.372 | 9.5 | 0 | 0.21 | 1 | 1 | ol | TRUE
75 | MV_414_0_line_75 |  | 67 | 69 | 0.054236 | 0.445 | 0.132 | 190 | 0 | 0.22 | 1 | 1 | cs | TRUE
76 | MV_414_0_line_76 |  | 67 | 70 | 0.0040974 | 0.061 | 0.056 | 608 | 0 | 0.842 | 1 | 1 | cs | TRUE
77 | MV_414_0_line_77 |  | 67 | 71 | 0.43077 | 0.061 | 0.056 | 608 | 0 | 0.842 | 1 | 1 | cs | TRUE
78 | MV_414_0_line_78 |  | 68 | 80 | 1.2932 | 0.5939 | 0.372 | 9.5 | 0 | 0.21 | 1 | 1 | ol | TRUE
79 | MV_414_0_line_79 |  | 70 | 76 | 0.011157 | 0.061 | 0.056 | 608 | 0 | 0.842 | 1 | 1 | cs | TRUE
80 | MV_414_0_line_80 |  | 71 | 81 | 0.37896 | 0.445 | 0.132 | 190 | 0 | 0.22 | 1 | 1 | cs | TRUE
81 | MV_414_0_line_81 |  | 71 | 82 | 0.012689 | 0.445 | 0.132 | 190 | 0 | 0.22 | 1 | 1 | cs | TRUE
82 | MV_414_0_line_82 |  | 71 | 83 | 0.23808 | 0.1188 | 0.172 | 20.6 | 0 | 0.82 | 1 | 1 | ol | TRUE
83 | MV_414_0_line_83 |  | 72 | 73 | 0.048841 | 0.445 | 0.132 | 190 | 0 | 0.22 | 1 | 1 | cs | TRUE
84 | MV_414_0_line_84 |  | 72 | 74 | 0.030561 | 0.445 | 0.132 | 190 | 0 | 0.22 | 1 | 1 | cs | TRUE
85 | MV_414_0_line_85 |  | 73 | 75 | 0.010237 | 0.161 | 0.117 | 273 | 0 | 0.362 | 1 | 1 | cs | TRUE
86 | MV_414_0_line_86 |  | 74 | 79 | 0.27956 | 0.5939 | 0.372 | 9.5 | 0 | 0.21 | 1 | 1 | ol | TRUE
87 | MV_414_0_line_87 |  | 75 | 76 | 0.019626 | 0.061 | 0.056 | 608 | 0 | 0.842 | 1 | 1 | cs | TRUE
88 | MV_414_0_line_88 |  | 75 | 77 | 0.034571 | 0.445 | 0.132 | 190 | 0 | 0.22 | 1 | 1 | cs | TRUE
89 | MV_414_0_line_89 |  | 81 | 87 | 0.12531 | 0.445 | 0.132 | 190 | 0 | 0.22 | 1 | 1 | cs | TRUE
90 | MV_414_0_line_90 |  | 81 | 88 | 0.071502 | 0.5939 | 0.372 | 9.5 | 0 | 0.21 | 1 | 1 | ol | TRUE
91 | MV_414_0_line_91 |  | 81 | 84 | 0.33529 | 0.445 | 0.132 | 190 | 0 | 0.22 | 1 | 1 | cs | TRUE
92 | MV_414_0_line_92 |  | 84 | 85 | 0.37736 | 0.445 | 0.132 | 190 | 0 | 0.22 | 1 | 1 | cs | TRUE
93 | MV_414_0_line_93 |  | 84 | 86 | 0.085004 | 0.445 | 0.132 | 190 | 0 | 0.22 | 1 | 1 | cs | TRUE
94 | MV_414_0_line_94 |  | 85 | 90 | 0.22542 | 0.445 | 0.132 | 190 | 0 | 0.22 | 1 | 1 | cs | TRUE
95 | MV_414_0_line_95 |  | 85 | 91 | 0.062368 | 0.5939 | 0.372 | 9.5 | 0 | 0.21 | 1 | 1 | ol | TRUE
96 | MV_414_0_line_96 |  | 87 | 89 | 0.089018 | 0.445 | 0.132 | 190 | 0 | 0.22 | 1 | 1 | cs | TRUE
97 | MV_414_0_line_97 |  | 89 | 110 | 0.022789 | 0.445 | 0.132 | 190 | 0 | 0.22 | 1 | 1 | cs | TRUE
98 | MV_414_0_line_98 |  | 90 | 155 | 0.19867 | 0.445 | 0.132 | 190 | 0 | 0.22 | 1 | 1 | cs | TRUE
99 | MV_414_0_line_99 |  | 90 | 151 | 0.4271 | 0.445 | 0.132 | 190 | 0 | 0.22 | 1 | 1 | cs | TRUE
100 | MV_414_0_line_100 |  | 92 | 93 | 0.24009 | 0.061 | 0.056 | 608 | 0 | 0.842 | 1 | 1 | cs | TRUE
101 | MV_414_0_line_101 |  | 93 | 95 | 0.14584 | 0.1188 | 0.172 | 20.6 | 0 | 0.82 | 1 | 1 | ol | TRUE
102 | MV_414_0_line_102 |  | 93 | 94 | 0.024826 | 0.445 | 0.132 | 190 | 0 | 0.22 | 1 | 1 | cs | TRUE
103 | MV_414_0_line_103 |  | 95 | 96 | 0.03663 | 0.061 | 0.056 | 608 | 0 | 0.842 | 1 | 1 | cs | TRUE
104 | MV_414_0_line_104 |  | 96 | 103 | 0.20335 | 0.445 | 0.132 | 190 | 0 | 0.22 | 1 | 1 | cs | TRUE
105 | MV_414_0_line_105 |  | 97 | 98 | 0.83795 | 0.061 | 0.056 | 608 | 0 | 0.842 | 1 | 1 | cs | TRUE
106 | MV_414_0_line_106 |  | 97 | 99 | 0.001301 | 0.061 | 0.056 | 608 | 0 | 0.842 | 1 | 1 | cs | TRUE
107 | MV_414_0_line_107 |  | 98 | 122 | 0.017223 | 0.445 | 0.132 | 190 | 0 | 0.22 | 1 | 1 | cs | TRUE
108 | MV_414_0_line_108 |  | 98 | 121 | 0.36275 | 0.061 | 0.056 | 608 | 0 | 0.842 | 1 | 1 | cs | TRUE
109 | MV_414_0_line_109 |  | 98 | 123 | 0.46981 | 0.445 | 0.132 | 190 | 0 | 0.22 | 1 | 1 | cs | TRUE
110 | MV_414_0_line_110 |  | 99 | 100 | 0.53848 | 0.1188 | 0.172 | 20.6 | 0 | 0.82 | 1 | 1 | ol | TRUE
111 | MV_414_0_line_111 |  | 100 | 101 | 0.15473 | 0.061 | 0.056 | 608 | 0 | 0.842 | 1 | 1 | cs | TRUE
112 | MV_414_0_line_112 |  | 101 | 102 | 1.5611 | 0.1188 | 0.172 | 20.6 | 0 | 0.82 | 1 | 1 | ol | TRUE
113 | MV_414_0_line_113 |  | 103 | 108 | 0.061148 | 0.445 | 0.132 | 190 | 0 | 0.22 | 1 | 1 | cs | TRUE
114 | MV_414_0_line_114 |  | 103 | 104 | 0.28169 | 0.445 | 0.132 | 190 | 0 | 0.22 | 1 | 1 | cs | TRUE
115 | MV_414_0_line_115 |  | 104 | 105 | 0.19394 | 0.445 | 0.132 | 190 | 0 | 0.22 | 1 | 1 | cs | TRUE
116 | MV_414_0_line_116 |  | 104 | 106 | 0.043917 | 0.5939 | 0.372 | 9.5 | 0 | 0.21 | 1 | 1 | ol | TRUE
117 | MV_414_0_line_117 |  | 105 | 107 | 0.089641 | 0.5939 | 0.372 | 9.5 | 0 | 0.21 | 1 | 1 | ol | TRUE
118 | MV_414_0_line_118 |  | 109 | 110 | 0.039741 | 0.445 | 0.132 | 190 | 0 | 0.22 | 1 | 1 | cs | TRUE
119 | MV_414_0_line_119 |  | 111 | 112 | 0.033214 | 0.445 | 0.132 | 190 | 0 | 0.22 | 1 | 1 | cs | TRUE
120 | MV_414_0_line_120 |  | 112 | 113 | 0.30524 | 0.445 | 0.132 | 190 | 0 | 0.22 | 1 | 1 | cs | TRUE
121 | MV_414_0_line_121 |  | 113 | 114 | 0.009523 | 0.445 | 0.132 | 190 | 0 | 0.22 | 1 | 1 | cs | TRUE
122 | MV_414_0_line_122 |  | 115 | 116 | 0.033014 | 0.445 | 0.132 | 190 | 0 | 0.22 | 1 | 1 | cs | TRUE
123 | MV_414_0_line_123 |  | 115 | 117 | 0.1555 | 0.445 | 0.132 | 190 | 0 | 0.22 | 1 | 1 | cs | TRUE
124 | MV_414_0_line_124 |  | 117 | 121 | 0.2728 | 0.061 | 0.056 | 608 | 0 | 0.842 | 1 | 1 | cs | TRUE
125 | MV_414_0_line_125 |  | 117 | 120 | 0.021619 | 0.445 | 0.132 | 190 | 0 | 0.22 | 1 | 1 | cs | TRUE
126 | MV_414_0_line_126 |  | 118 | 119 | 1.3039 | 0.5939 | 0.372 | 9.5 | 0 | 0.21 | 1 | 1 | ol | TRUE
127 | MV_414_0_line_127 |  | 119 | 122 | 0.040328 | 0.445 | 0.132 | 190 | 0 | 0.22 | 1 | 1 | cs | TRUE
128 | MV_414_0_line_128 |  | 121 | 125 | 0.008327 | 0.445 | 0.132 | 190 | 0 | 0.22 | 1 | 1 | cs | TRUE
129 | MV_414_0_line_129 |  | 123 | 124 | 0.054374 | 0.5939 | 0.372 | 9.5 | 0 | 0.21 | 1 | 1 | ol | TRUE
130 | MV_414_0_line_130 |  | 128 | 129 | 0.036824 | 0.445 | 0.132 | 190 | 0 | 0.22 | 1 | 1 | cs | TRUE
131 | MV_414_0_line_131 |  | 129 | 130 | 0.12286 | 0.445 | 0.132 | 190 | 0 | 0.22 | 1 | 1 | cs | TRUE
132 | MV_414_0_line_132 |  | 131 | 132 | 0.029617 | 0.445 | 0.132 | 190 | 0 | 0.22 | 1 | 1 | cs | TRUE
133 | MV_414_0_line_133 |  | 131 | 133 | 0.038084 | 0.5939 | 0.372 | 9.5 | 0 | 0.21 | 1 | 1 | ol | TRUE
134 | MV_414_0_line_134 |  | 132 | 134 | 0.30526 | 0.445 | 0.132 | 190 | 0 | 0.22 | 1 | 1 | cs | TRUE
135 | MV_414_0_line_135 |  | 133 | 135 | 0.33917 | 0.445 | 0.132 | 190 | 0 | 0.22 | 1 | 1 | cs | TRUE
136 | MV_414_0_line_136 |  | 134 | 144 | 0.012242 | 0.445 | 0.132 | 190 | 0 | 0.22 | 1 | 1 | cs | TRUE
137 | MV_414_0_line_137 |  | 135 | 139 | 0.001699 | 0.445 | 0.132 | 190 | 0 | 0.22 | 1 | 1 | cs | TRUE
138 | MV_414_0_line_138 |  | 136 | 137 | 1.0752 | 0.5939 | 0.372 | 9.5 | 0 | 0.21 | 1 | 1 | ol | TRUE
139 | MV_414_0_line_139 |  | 136 | 138 | 0.019824 | 0.5939 | 0.372 | 9.5 | 0 | 0.21 | 1 | 1 | ol | TRUE
140 | MV_414_0_line_140 |  | 137 | 147 | 0.08976 | 0.445 | 0.132 | 190 | 0 | 0.22 | 1 | 1 | cs | TRUE
141 | MV_414_0_line_141 |  | 137 | 143 | 0.13004 | 0.5939 | 0.372 | 9.5 | 0 | 0.21 | 1 | 1 | ol | TRUE
142 | MV_414_0_line_142 |  | 137 | 153 | 0.42736 | 0.5939 | 0.372 | 9.5 | 0 | 0.21 | 1 | 1 | ol | TRUE
143 | MV_414_0_line_143 |  | 138 | 149 | 0.23002 | 0.445 | 0.132 | 190 | 0 | 0.22 | 1 | 1 | cs | TRUE
144 | MV_414_0_line_144 |  | 139 | 145 | 0.092293 | 0.5939 | 0.372 | 9.5 | 0 | 0.21 | 1 | 1 | ol | TRUE
145 | MV_414_0_line_145 |  | 140 | 141 | 0.015766 | 0.445 | 0.132 | 190 | 0 | 0.22 | 1 | 1 | cs | TRUE
146 | MV_414_0_line_146 |  | 140 | 142 | 0.041026 | 0.445 | 0.132 | 190 | 0 | 0.22 | 1 | 1 | cs | TRUE
147 | MV_414_0_line_147 |  | 141 | 143 | 0.010617 | 0.5939 | 0.372 | 9.5 | 0 | 0.21 | 1 | 1 | ol | TRUE
148 | MV_414_0_line_148 |  | 144 | 147 | 0.074041 | 0.5939 | 0.372 | 9.5 | 0 | 0.21 | 1 | 1 | ol | TRUE
149 | MV_414_0_line_149 |  | 145 | 146 | 0.14767 | 0.445 | 0.132 | 190 | 0 | 0.22 | 1 | 1 | cs | TRUE
150 | MV_414_0_line_150 |  | 146 | 156 | 0.035101 | 0.445 | 0.132 | 190 | 0 | 0.22 | 1 | 1 | cs | TRUE
151 | MV_414_0_line_151 |  | 148 | 149 | 0.076307 | 0.5939 | 0.372 | 9.5 | 0 | 0.21 | 1 | 1 | ol | TRUE
152 | MV_414_0_line_152 |  | 149 | 150 | 0.34571 | 0.445 | 0.132 | 190 | 0 | 0.22 | 1 | 1 | cs | TRUE
153 | MV_414_0_line_153 |  | 150 | 151 | 0.069553 | 0.445 | 0.132 | 190 | 0 | 0.22 | 1 | 1 | cs | TRUE
154 | MV_414_0_line_154 |  | 150 | 152 | 0.052322 | 0.445 | 0.132 | 190 | 0 | 0.22 | 1 | 1 | cs | TRUE
155 | MV_414_0_line_155 |  | 151 | 154 | 0.060965 | 0.445 | 0.132 | 190 | 0 | 0.22 | 1 | 1 | cs | TRUE
156 | MV_414_0_line_156 |  | 156 | 159 | 0.013285 | 0.445 | 0.132 | 190 | 0 | 0.22 | 1 | 1 | cs | TRUE
157 | MV_414_0_line_157 |  | 157 | 158 | 0.043825 | 0.5939 | 0.372 | 9.5 | 0 | 0.21 | 1 | 1 | ol | TRUE
158 | MV_414_0_line_158 |  | 158 | 159 | 0.15538 | 0.445 | 0.132 | 190 | 0 | 0.22 | 1 | 1 | cs | TRUE
159 | MV_414_0_line_159 |  | 159 | 160 | 0.27336 | 0.445 | 0.132 | 190 | 0 | 0.22 | 1 | 1 | cs | TRUE
160 | MV_414_0_line_160 |  | 160 | 161 | 0.060299 | 0.445 | 0.132 | 190 | 0 | 0.22 | 1 | 1 | cs | TRUE

## trafo
| name | std_type | hv_bus | lv_bus | sn_mva | vn_hv_kv | vn_lv_kv | vk_percent | vkr_percent | pfe_kw | i0_percent | shift_degree | tap_side | tap_neutral | tap_min | tap_max | tap_step_percent | tap_step_degree | tap_pos | tap_phase_shifter | parallel | df | in_service
0 | MV_414_0_trafo_49 | 25 MVA 110/20 kV | 162 | 93 | 25 | 110 | 20 | 12 | 0.41 | 14 | 0.07 | 150 | hv | 0 | -9 | 9 | 1.5 | 0 | 0 | FALSE | 1 | 1 | TRUE

## bus_geodata
| x | y | coords
0 | 2739836.9526 | 1259358.8319
1 | 2739823.727 | 1259382.364
2 | 2739420.7303 | 1259313.035
3 | 2740371.2626 | 1261298.3885
4 | 2739262.0799 | 1259254.7555
5 | 2739335.7415 | 1259288.0764
6 | 2739255.1269 | 1259242.269
7 | 2736479.422 | 1261829.4064
8 | 2736438.3505 | 1261840.1025
9 | 2740592.3835 | 1261237.3807
10 | 2740585.4844 | 1261242.4994
11 | 2740302.138 | 1261353.1124
12 | 2740261.233 | 1261344.879
13 | 2739040.0344 | 1261872.3888
14 | 2739001.3837 | 1259235.6865
15 | 2739039.7706 | 1259190.7012
16 | 2739139.9433 | 1259237.4108
17 | 2739213.1 | 1259035.0174
18 | 2739039.5084 | 1258984.7336
19 | 2739280.4814 | 1259020.6892
20 | 2739165.6404 | 1259234.034
21 | 2738978.2644 | 1258820.0952
22 | 2739055.0398 | 1258997.0044
23 | 2738932.3717 | 1258797.3518
24 | 2736322.3046 | 1261739.877
25 | 2736229.3363 | 1261723.6867
26 | 2736217.4404 | 1261748.5918
27 | 2736175.8774 | 1261832.6364
28 | 2736161.09 | 1261867.8959
29 | 2736139.9569 | 1261878.2526
30 | 2735508.3453 | 1261498.2155
31 | 2735503.8339 | 1261496.3993
32 | 2735397.0792 | 1261343.367
33 | 2735701.2919 | 1261533.3268
34 | 2735366.1203 | 1261322.2609
35 | 2735687.5291 | 1261654.7364
36 | 2735744.5457 | 1261846.4137
37 | 2735636.6971 | 1261712.0468
38 | 2735997.0637 | 1261792.1625
39 | 2736147.0254 | 1261600.8538
40 | 2735987.0666 | 1261740.8176
41 | 2736063.2609 | 1261820.6338
42 | 2736002.8053 | 1261793.8961
43 | 2735773.7727 | 1261586.7063
44 | 2735744.9425 | 1261470.091
45 | 2735922.0772 | 1261925.2534
46 | 2735907.7105 | 1261945.5758
47 | 2735852.6727 | 1261830.7367
48 | 2735926.8211 | 1261926.1187
49 | 2735857.734 | 1261828.6176
50 | 2735699.4428 | 1261850.2381
51 | 2735301.0444 | 1261303.0432
52 | 2736450.2961 | 1260686.502
53 | 2736133.1093 | 1261606.1274
54 | 2735949.2277 | 1261714.0197
55 | 2736097.3258 | 1261846.2255
56 | 2735979.2381 | 1262141.3263
57 | 2735944.888 | 1261999.225
58 | 2735705.3376 | 1261902.0888
59 | 2735673.5323 | 1261854.3254
60 | 2735736.0861 | 1261913.7941
61 | 2735542.5022 | 1261916.8805
62 | 2735573.0737 | 1261895.2385
63 | 2735511.7873 | 1261904.3539
64 | 2735595.4518 | 1262195.8789
65 | 2735261.6926 | 1261629.8611
66 | 2735235.4858 | 1262640.9351
67 | 2735406.7738 | 1262459.6052
68 | 2734478.1751 | 1263499.4982
69 | 2735411.7571 | 1262405.6017
70 | 2735402.7264 | 1262458.9671
71 | 2735792.0161 | 1262330.0256
72 | 2735313.8138 | 1262446.0201
73 | 2735362.136 | 1262453.1221
74 | 2735283.5781 | 1262441.5763
75 | 2735372.2637 | 1262454.6106
76 | 2735391.7059 | 1262457.2297
77 | 2735377.4567 | 1262420.4318
78 | 2735201.2137 | 1261646.75
79 | 2735004.3097 | 1262454.4007
80 | 2733296.5964 | 1262974.0115
81 | 2735612.8291 | 1262608.5441
82 | 2735799.2688 | 1262340.4353
83 | 2735965.5027 | 1262166.9793
84 | 2735887.4972 | 1262581.3667
85 | 2735941.6338 | 1262772.6915
86 | 2735835.5966 | 1262648.0264
87 | 2735562.8498 | 1262722.6839
88 | 2735550.5133 | 1262573.4826
89 | 2735536.7695 | 1262807.7954
90 | 2735996.6047 | 1262929.5702
91 | 2735988.104 | 1262814.288
92 | 2736003.142 | 1262002.9787
93 | 2736193.0497 | 1262093.5891
94 | 2736182.9767 | 1262116.2897
95 | 2736338.2855 | 1262080.3111
96 | 2736361.3274 | 1262052.5493
97 | 2737017.5339 | 1260913.5025
98 | 2736741.0956 | 1260288.6967
99 | 2737016.8895 | 1260914.6331
100 | 2737426.9001 | 1261263.7059
101 | 2737544.3836 | 1261363.6863
102 | 2739028.8775 | 1261846.791
103 | 2736526.1615 | 1262073.2376
104 | 2736503.6277 | 1262289.4442
105 | 2736648.9337 | 1262303.9351
106 | 2736472.1168 | 1262320.0349
107 | 2736715.3994 | 1262364.0835
108 | 2736565.8825 | 1262026.6549
109 | 2735506.7648 | 1262862.2637
110 | 2735528.0494 | 1262828.8222
111 | 2735173.3756 | 1260861.9337
112 | 2735205.9994 | 1260855.2173
113 | 2735268.6188 | 1261153.9619
114 | 2735276.9861 | 1261149.3711
115 | 2736355.0705 | 1260335.032
116 | 2736347.6484 | 1260367.2023
117 | 2736469.7089 | 1260296.9168
118 | 2736570.7069 | 1258942.0544
119 | 2736725.1975 | 1260236.7249
120 | 2736472.6988 | 1260275.5101
121 | 2736656.042 | 1260398.5128
122 | 2736742.6905 | 1260271.573
123 | 2737070.889 | 1260265.0938
124 | 2737022.1131 | 1260241.0637
125 | 2736655.2623 | 1260406.8026
126 | 2736404.4096 | 1260638.9214
127 | 2735964.2778 | 1261701.5791
128 | 2739030.5146 | 1262042.5052
129 | 2738997.1861 | 1262026.6735
130 | 2738995.872 | 1261938.6475
131 | 2736968.4183 | 1264666.5612
132 | 2736943.8356 | 1264649.9315
133 | 2736959.7756 | 1264703.652
134 | 2736969.4245 | 1264496.7668
135 | 2736775.6784 | 1264937.3026
136 | 2736419.4216 | 1263421.8966
137 | 2736964.5477 | 1264348.668
138 | 2736415.3481 | 1263402.4953
139 | 2736777.1975 | 1264938.0718
140 | 2736868.3747 | 1264464.5072
141 | 2736879.4954 | 1264458.9816
142 | 2736827.6341 | 1264469.3354
143 | 2736889.1873 | 1264454.6463
144 | 2736964.1505 | 1264485.7118
145 | 2736856.5126 | 1264985.2633
146 | 2736984.8292 | 1265039.4534
147 | 2736965.4525 | 1264411.6824
148 | 2736494.4908 | 1263225.5979
149 | 2736547.5581 | 1263280.4305
150 | 2736317.2336 | 1263100.6356
151 | 2736267.9411 | 1263053.8443
152 | 2736303.6558 | 1263151.1706
153 | 2737298.1487 | 1264081.5606
154 | 2736324.2023 | 1263057.1904
155 | 2735863.5938 | 1263077.1426
156 | 2737019.7041 | 1265044.2661
157 | 2737108.6089 | 1264972.5585
158 | 2737081.0727 | 1265006.6526
159 | 2737032.8797 | 1265046.2511
160 | 2737051.7003 | 1265247.1686
161 | 2737024.7836 | 1265297.8154
162 | 2736193.0497 | 1262093.5891

## line_std_types
| c_nf_per_km | r_ohm_per_km | x_ohm_per_km | max_i_ka | type | q_mm2 | alpha | voltage_rating
NAYY 4x50 SE | 210 | 0.642 | 0.083 | 0.142 | cs | 50 | 0.00403 | LV
NAYY 4x120 SE | 264 | 0.225 | 0.08 | 0.242 | cs | 120 | 0.00403 | LV
NAYY 4x150 SE | 261 | 0.208 | 0.08 | 0.27 | cs | 150 | 0.00403 | LV
NA2XS2Y 1x95 RM/25 12/20 kV | 216 | 0.313 | 0.132 | 0.252 | cs | 95 | 0.00403 | MV
NA2XS2Y 1x185 RM/25 12/20 kV | 273 | 0.161 | 0.117 | 0.362 | cs | 185 | 0.00403 | MV
NA2XS2Y 1x240 RM/25 12/20 kV | 304 | 0.122 | 0.112 | 0.421 | cs | 240 | 0.00403 | MV
NA2XS2Y 1x95 RM/25 6/10 kV | 315 | 0.313 | 0.123 | 0.249 | cs | 95 | 0.00403 | MV
NA2XS2Y 1x185 RM/25 6/10 kV | 406 | 0.161 | 0.11 | 0.358 | cs | 185 | 0.00403 | MV
NA2XS2Y 1x240 RM/25 6/10 kV | 456 | 0.122 | 0.105 | 0.416 | cs | 240 | 0.00403 | MV
NA2XS2Y 1x150 RM/25 12/20 kV | 250 | 0.206 | 0.116 | 0.319 | cs | 150 | 0.00403 | MV
NA2XS2Y 1x120 RM/25 12/20 kV | 230 | 0.253 | 0.119 | 0.283 | cs | 120 | 0.00403 | MV
NA2XS2Y 1x70 RM/25 12/20 kV | 190 | 0.443 | 0.132 | 0.22 | cs | 70 | 0.00403 | MV
NA2XS2Y 1x150 RM/25 6/10 kV | 360 | 0.206 | 0.11 | 0.315 | cs | 150 | 0.00403 | MV
NA2XS2Y 1x120 RM/25 6/10 kV | 340 | 0.253 | 0.113 | 0.28 | cs | 120 | 0.00403 | MV
NA2XS2Y 1x70 RM/25 6/10 kV | 280 | 0.443 | 0.123 | 0.217 | cs | 70 | 0.00403 | MV
N2XS(FL)2Y 1x120 RM/35 64/110 kV | 112 | 0.153 | 0.166 | 0.366 | cs | 120 | 0.00393 | HV
N2XS(FL)2Y 1x185 RM/35 64/110 kV | 125 | 0.099 | 0.156 | 0.457 | cs | 185 | 0.00393 | HV
N2XS(FL)2Y 1x240 RM/35 64/110 kV | 135 | 0.075 | 0.149 | 0.526 | cs | 240 | 0.00393 | HV
N2XS(FL)2Y 1x300 RM/35 64/110 kV | 144 | 0.06 | 0.144 | 0.588 | cs | 300 | 0.00393 | HV
15-AL1/3-ST1A 0.4 | 11 | 1.8769 | 0.35 | 0.105 | ol | 16 | 0.00403 | LV
24-AL1/4-ST1A 0.4 | 11.25 | 1.2012 | 0.335 | 0.14 | ol | 24 | 0.00403 | LV
48-AL1/8-ST1A 0.4 | 12.2 | 0.5939 | 0.3 | 0.21 | ol | 48 | 0.00403 | LV
94-AL1/15-ST1A 0.4 | 13.2 | 0.306 | 0.29 | 0.35 | ol | 94 | 0.00403 | LV
34-AL1/6-ST1A 10.0 | 9.7 | 0.8342 | 0.36 | 0.17 | ol | 34 | 0.00403 | MV
48-AL1/8-ST1A 10.0 | 10.1 | 0.5939 | 0.35 | 0.21 | ol | 48 | 0.00403 | MV
70-AL1/11-ST1A 10.0 | 10.4 | 0.4132 | 0.339 | 0.29 | ol | 70 | 0.00403 | MV
94-AL1/15-ST1A 10.0 | 10.75 | 0.306 | 0.33 | 0.35 | ol | 94 | 0.00403 | MV
122-AL1/20-ST1A 10.0 | 11.1 | 0.2376 | 0.323 | 0.41 | ol | 122 | 0.00403 | MV
149-AL1/24-ST1A 10.0 | 11.25 | 0.194 | 0.315 | 0.47 | ol | 149 | 0.00403 | MV
34-AL1/6-ST1A 20.0 | 9.15 | 0.8342 | 0.382 | 0.17 | ol | 34 | 0.00403 | MV
48-AL1/8-ST1A 20.0 | 9.5 | 0.5939 | 0.372 | 0.21 | ol | 48 | 0.00403 | MV
70-AL1/11-ST1A 20.0 | 9.7 | 0.4132 | 0.36 | 0.29 | ol | 70 | 0.00403 | MV
94-AL1/15-ST1A 20.0 | 10 | 0.306 | 0.35 | 0.35 | ol | 94 | 0.00403 | MV
122-AL1/20-ST1A 20.0 | 10.3 | 0.2376 | 0.344 | 0.41 | ol | 122 | 0.00403 | MV
149-AL1/24-ST1A 20.0 | 10.5 | 0.194 | 0.337 | 0.47 | ol | 149 | 0.00403 | MV
184-AL1/30-ST1A 20.0 | 10.75 | 0.1571 | 0.33 | 0.535 | ol | 184 | 0.00403 | MV
243-AL1/39-ST1A 20.0 | 11 | 0.1188 | 0.32 | 0.645 | ol | 243 | 0.00403 | MV
48-AL1/8-ST1A 110.0 | 8 | 0.5939 | 0.46 | 0.21 | ol | 48 | 0.00403 | HV
70-AL1/11-ST1A 110.0 | 8.4 | 0.4132 | 0.45 | 0.29 | ol | 70 | 0.00403 | HV
94-AL1/15-ST1A 110.0 | 8.65 | 0.306 | 0.44 | 0.35 | ol | 94 | 0.00403 | HV
122-AL1/20-ST1A 110.0 | 8.5 | 0.2376 | 0.43 | 0.41 | ol | 122 | 0.00403 | HV
149-AL1/24-ST1A 110.0 | 8.75 | 0.194 | 0.41 | 0.47 | ol | 149 | 0.00403 | HV
184-AL1/30-ST1A 110.0 | 8.8 | 0.1571 | 0.4 | 0.535 | ol | 184 | 0.00403 | HV
243-AL1/39-ST1A 110.0 | 9 | 0.1188 | 0.39 | 0.645 | ol | 243 | 0.00403 | HV
305-AL1/39-ST1A 110.0 | 9.2 | 0.0949 | 0.38 | 0.74 | ol | 305 | 0.00403 | HV
490-AL1/64-ST1A 110.0 | 9.75 | 0.059 | 0.37 | 0.96 | ol | 490 | 0.00403 | HV
679-AL1/86-ST1A 110.0 | 9.95 | 0.042 | 0.36 | 1.15 | ol | 679 | 0.00403 | HV
490-AL1/64-ST1A 220.0 | 10 | 0.059 | 0.285 | 0.96 | ol | 490 | 0.00403 | HV
679-AL1/86-ST1A 220.0 | 11.7 | 0.042 | 0.275 | 1.15 | ol | 679 | 0.00403 | HV
490-AL1/64-ST1A 380.0 | 11 | 0.059 | 0.253 | 0.96 | ol | 490 | 0.00403 | HV
679-AL1/86-ST1A 380.0 | 14.6 | 0.042 | 0.25 | 1.15 | ol | 679 | 0.00403 | HV

## trafo_std_types
| i0_percent | pfe_kw | vkr_percent | sn_mva | vn_lv_kv | vn_hv_kv | vk_percent | shift_degree | vector_group | tap_side | tap_neutral | tap_min | tap_max | tap_step_degree | tap_step_percent | tap_phase_shifter
160 MVA 380/110 kV | 0.06 | 60 | 0.25 | 160 | 110 | 380 | 12.2 | 0 | Yy0 | hv | 0 | -9 | 9 | 0 | 1.5 | FALSE
100 MVA 220/110 kV | 0.06 | 55 | 0.26 | 100 | 110 | 220 | 12 | 0 | Yy0 | hv | 0 | -9 | 9 | 0 | 1.5 | FALSE
63 MVA 110/20 kV | 0.04 | 22 | 0.32 | 63 | 20 | 110 | 18 | 150 | YNd5 | hv | 0 | -9 | 9 | 0 | 1.5 | FALSE
40 MVA 110/20 kV | 0.05 | 18 | 0.34 | 40 | 20 | 110 | 16.2 | 150 | YNd5 | hv | 0 | -9 | 9 | 0 | 1.5 | FALSE
25 MVA 110/20 kV | 0.07 | 14 | 0.41 | 25 | 20 | 110 | 12 | 150 | YNd5 | hv | 0 | -9 | 9 | 0 | 1.5 | FALSE
63 MVA 110/10 kV | 0.04 | 22 | 0.32 | 63 | 10 | 110 | 18 | 150 | YNd5 | hv | 0 | -9 | 9 | 0 | 1.5 | FALSE
40 MVA 110/10 kV | 0.05 | 18 | 0.34 | 40 | 10 | 110 | 16.2 | 150 | YNd5 | hv | 0 | -9 | 9 | 0 | 1.5 | FALSE
25 MVA 110/10 kV | 0.07 | 14 | 0.41 | 25 | 10 | 110 | 12 | 150 | YNd5 | hv | 0 | -9 | 9 | 0 | 1.5 | FALSE
0.25 MVA 20/0.4 kV | 0.32 | 0.8 | 1.44 | 0.25 | 0.4 | 20 | 6 | 150 | Yzn5 | hv | 0 | -2 | 2 | 0 | 2.5 | FALSE
0.4 MVA 20/0.4 kV | 0.3375 | 1.35 | 1.425 | 0.4 | 0.4 | 20 | 6 | 150 | Dyn5 | hv | 0 | -2 | 2 | 0 | 2.5 | FALSE
0.63 MVA 20/0.4 kV | 0.2619 | 1.65 | 1.206 | 0.63 | 0.4 | 20 | 6 | 150 | Dyn5 | hv | 0 | -2 | 2 | 0 | 2.5 | FALSE
0.25 MVA 10/0.4 kV | 0.24 | 0.6 | 1.2 | 0.25 | 0.4 | 10 | 4 | 150 | Dyn5 | hv | 0 | -2 | 2 | 0 | 2.5 | FALSE
0.4 MVA 10/0.4 kV | 0.2375 | 0.95 | 1.325 | 0.4 | 0.4 | 10 | 4 | 150 | Dyn5 | hv | 0 | -2 | 2 | 0 | 2.5 | FALSE
0.63 MVA 10/0.4 kV | 0.1873 | 1.18 | 1.0794 | 0.63 | 0.4 | 10 | 4 | 150 | Dyn5 | hv | 0 | -2 | 2 | 0 | 2.5 | FALSE

## trafo3w_std_types
| sn_hv_mva | sn_mv_mva | sn_lv_mva | vn_hv_kv | vn_mv_kv | vn_lv_kv | vk_hv_percent | vk_mv_percent | vk_lv_percent | vkr_hv_percent | vkr_mv_percent | vkr_lv_percent | pfe_kw | i0_percent | shift_mv_degree | shift_lv_degree | vector_group | tap_side | tap_neutral | tap_min | tap_max | tap_step_percent
63/25/38 MVA 110/20/10 kV | 63 | 25 | 38 | 110 | 20 | 10 | 10.4 | 10.4 | 10.4 | 0.28 | 0.32 | 0.35 | 35 | 0.89 | 0 | 0 | YN0yn0yn0 | hv | 0 | -10 | 10 | 1.2
63/25/38 MVA 110/10/10 kV | 63 | 25 | 38 | 110 | 10 | 10 | 10.4 | 10.4 | 10.4 | 0.28 | 0.32 | 0.35 | 35 | 0.89 | 0 | 0 | YN0yn0yn0 | hv | 0 | -10 | 10 | 1.2

## fuse_std_types
| fuse_type | i_rated_a | t_avg | t_min | t_total | x_avg | x_min | x_total
HV 100A | HV 100A | 100 | 0 | [10.0, 3.64, 0.854, 0.281, 0.1, 0.0531, 0.022, 0.01] | [10.0, 4.267, 1.21, 0.403, 0.1, 0.058, 0.022, 0.01] | 0 | [300.0, 350.0, 450.0, 550.0, 700.0, 850.0, 1200.0, 1752.0] | [600.0, 700.0, 900.0, 1150.0, 1665.0, 2000.0, 3000.0, 4313.0]
HV 10A | HV 10A | 10 | 0 | [10.0, 1675.0, 0.344, 0.156, 0.1, 0.0417, 0.0171, 0.01] | [10.0, 1.3, 0.3, 0.155, 0.1, 0.0555, 0.023, 0.01] | 0 | [30.0, 32.0, 35.0, 37.0, 39.0, 50.0, 70.0, 88.0] | [60.0, 70.0, 80.0, 87.0, 94.0, 110.0, 150.0, 216.0]
HV 125A | HV 125A | 125 | 0 | [10.0, 1.82, 0.344, 0.1, 0.0467, 0.0269, 0.01] | [10.0, 2.478, 0.426, 0.1, 0.0427, 0.0211, 0.01] | 0 | [375.0, 500.0, 700.0, 925.0, 1200.0, 1500.0, 2341.0] | [750.0, 1000.0, 1500.0, 2200.0, 3000.0, 4000.0, 5765.0]
HV 160A | HV 160A | 160 | 0 | [10.0, 4.15, 1.03, 0.198, 0.1, 0.051, 0.0172, 0.01] | [10.0, 2.3, 0.734, 0.274, 0.1, 0.046, 0.0177, 0.01] | 0 | [480.0, 550.0, 700.0, 1000.0, 1260.0, 1600.0, 2500.0, 3227.0] | [960.0, 1300.0, 1700.0, 2200.0, 2996.0, 4000.0, 6000.0, 7946.0]
HV 16A | HV 16A | 16 | 0 | [10.0, 0.352, 0.164, 0.1, 0.0649, 0.0342, 0.01] | [10.0, 2.34, 0.722, 0.181, 0.1, 0.055, 0.0296, 0.01] | 0 | [48.0, 60.0, 65.0, 71.0, 80.0, 100.0, 162.0] | [96.0, 110.0, 125.0, 150.0, 168.0, 200.0, 250.0, 398.0]
HV 200A | HV 200A | 200 | 0 | [10.0, 4.267, 1.21, 0.403, 0.1, 0.058, 0.022, 0.01] | [10.0, 3.73, 1.654, 0.328, 0.1, 0.0531, 0.019, 0.01] | 0 | [600.0, 700.0, 900.0, 1150.0, 1665.0, 2000.0, 3000.0, 4313.0] | [1200.0, 1500.0, 1800.0, 2700.0, 3960.0, 5000.0, 7500.0, 10620.0]
HV 20A | HV 20A | 20 | 0 | [10.0, 1.3, 0.3, 0.155, 0.1, 0.0555, 0.023, 0.01] | [10.0, 1.3, 0.161, 0.1, 0.0611, 0.0399, 0.0141, 0.01] | 0 | [60.0, 70.0, 80.0, 87.0, 94.0, 110.0, 150.0, 216.0] | [120.0, 150.0, 200.0, 223.0, 260.0, 300.0, 450.0, 532.0]
HV 25A | HV 25A | 25 | 0 | [10.0, 2.512, 0.833, 0.299, 0.1, 0.0372, 0.0223, 0.01] | [10.0, 3.125, 0.597, 0.198, 0.1, 0.0378, 0.022, 0.01] | 0 | [75.0, 82.0, 90.0, 100.0, 124.0, 170.0, 200.0, 289.0] | [150.0, 170.0, 210.0, 250.0, 294.0, 400.0, 500.0, 711.0]
HV 31.5A | HV 31.5A | 31.5 | 0 | [10.0, 2.34, 0.722, 0.181, 0.1, 0.055, 0.0296, 0.01] | [10.0, 2.84, 0.368, 0.164, 0.1, 0.0621, 0.0378, 0.0195, 0.01] | 0 | [95.0, 110.0, 125.0, 150.0, 165.0, 200.0, 250.0, 390.0] | [189.0, 220.0, 300.0, 350.0, 393.0, 450.0, 530.0, 700.0, 960.0]
HV 40A | HV 40A | 40 | 0 | [10.0, 1.3, 0.161, 0.1, 0.0611, 0.0399, 0.0141, 0.01] | [10.0, 2.05, 0.369, 0.198, 0.1, 0.051, 0.0298, 0.01] | 0 | [120.0, 150.0, 200.0, 223.0, 260.0, 300.0, 450.0, 532.0] | [240.0, 300.0, 400.0, 450.0, 530.0, 650.0, 800.0, 1311.0]
HV 50A | HV 50A | 50 | 0 | [10.0, 3.215, 0.597, 0.198, 0.1, 0.0378, 0.022, 0.01] | [10.0, 3.64, 0.854, 0.281, 0.1, 0.0531, 0.022, 0.01] | 0 | [150.0, 170.0, 210.0, 250.0, 294.0, 400.0, 500.0, 711.0] | [300.0, 350.0, 450.0, 550.0, 700.0, 850.0, 1200.0, 1752.0]
HV 6.3A | HV 6.3A | 6.3 | 0 | [10.0, 1.39, 0.344, 0.168, 0.1, 0.056, 0.0263, 0.01] | [10.0, 1.711, 0.516, 0.198, 0.1, 0.0634, 0.0303, 0.01] | 0 | [19.0, 19.5, 20.4, 20.8, 22.0, 25.0, 32.0, 48.0] | [38.0, 40.0, 43.0, 48.0, 53.0, 60.0, 75.0, 118.0]
HV 63A | HV 63A | 63 | 0 | [10.0, 2.84, 0.368, 0.164, 0.1, 0.0621, 0.0378, 0.0195, 0.01] | [10.0, 1.82, 0.344, 0.1, 0.0467, 0.0269, 0.01] | 0 | [189.0, 220.0, 300.0, 350.0, 393.0, 450.0, 530.0, 700.0, 961.0] | [378.0, 500.0, 700.0, 934.0, 1200.0, 1500.0, 2366.0]
HV 80A | HV 80A | 80 | 0 | [10.0, 2.05, 0.369, 0.198, 0.1, 0.051, 0.0298, 0.01] | [10.0, 4.15, 1.03, 0.198, 0.1, 0.051, 0.0172, 0.01] | 0 | [240.0, 300.0, 400.0, 450.0, 530.0, 650.0, 800.0, 1311.0] | [480.0, 550.0, 700.0, 1000.0, 1260.0, 1600.0, 2500.0, 3227.0]
Siemens NH-1-100 | Siemens NH-1-100 | 100 | [5400.0, 2000.0, 400.0, 20.0, 1.0, 0.2, 0.012, 0.004] | 0 | 0 | [150.0, 190.0, 250.0, 430.0, 900.0, 1250.0, 2700.0, 3600.0] | 0 | 0
Siemens NH-1-125 | Siemens NH-1-125 | 125 | [4800.0, 120.0, 7.0, 0.1, 0.004] | 0 | 0 | [180.0, 400.0, 740.0, 2000.0, 4250.0] | 0 | 0
Siemens NH-1-16 | Siemens NH-1-16 | 16 | [4000.0, 400.0, 2.0, 0.1, 0.04, 0.01] | 0 | 0 | [26.0, 35.0, 75.0, 150.0, 200.0, 300.0] | 0 | 0
Siemens NH-1-160 | Siemens NH-1-160 | 160 | [4800.0, 120.0, 7.0, 0.1, 0.004] | 0 | 0 | [210.0, 500.0, 900.0, 2300.0, 5000.0] | 0 | 0
Siemens NH-1-25 | Siemens NH-1-25 | 25 | [4000.0, 1000.0, 10.0, 0.2, 0.02, 0.01] | 0 | 0 | [40.0, 50.0, 100.0, 210.0, 400.0, 500.0] | 0 | 0
Siemens NH-1-50 | Siemens NH-1-50 | 50 | [4000.0, 40.0, 4.0, 1.0, 0.02, 0.01] | 0 | 0 | [86.0, 200.0, 300.0, 400.0, 1000.0, 1280.0] | 0 | 0
Siemens NH-1-63 | Siemens NH-1-63 | 63 | [4000.0, 100.0, 10.0, 2.0, 0.04, 0.01] | 0 | 0 | [100.0, 200.0, 300.0, 400.0, 1000.0, 1500.0] | 0 | 0
Siemens NH-1-80 | Siemens NH-1-80 | 80 | [4800.0, 120.0, 7.0, 0.1, 0.01] | 0 | 0 | [150.58, 250.0, 450.0, 1150.0, 2470.0] | 0 | 0
Siemens NH-2-1000 | Siemens NH-2-1000 | 1000 | [4800.0, 120.0, 7.0, 0.1, 0.004] | 0 | 0 | [1900.0, 3500.0, 8400.0, 24000.0, 52000.0] | 0 | 0
Siemens NH-2-200 | Siemens NH-2-200 | 200 | [4800.0, 120.0, 7.0, 0.1, 0.004] | 0 | 0 | [280.0, 650.0, 1200.0, 3000.0, 7000.0] | 0 | 0
Siemens NH-2-224 | Siemens NH-2-224 | 224 | [4800.0, 120.0, 7.0, 0.2, 0.04, 0.004] | 0 | 0 | [400.0, 750.0, 1453.0, 3025.0, 4315.0, 7600.0] | 0 | 0
Siemens NH-2-250 | Siemens NH-2-250 | 250 | [4800.0, 120.0, 7.0, 0.1, 0.004] | 0 | 0 | [450.0, 800.0, 1650.0, 4000.0, 8500.0] | 0 | 0
Siemens NH-2-315 | Siemens NH-2-315 | 315 | [4800.0, 120.0, 7.0, 0.1, 0.004] | 0 | 0 | [550.0, 920.0, 1900.0, 5000.0, 11000.0] | 0 | 0
Siemens NH-2-355 | Siemens NH-2-355 | 355 | [4800.0, 120.0, 6.0, 0.1, 0.004] | 0 | 0 | [650.0, 1116.27, 2350.0, 5840.0, 12790.0] | 0 | 0
Siemens NH-2-400 | Siemens NH-2-400 | 400 | [4800.0, 120.0, 7.0, 0.1, 0.004] | 0 | 0 | [720.0, 1350.0, 2800.0, 6500.0, 15000.0] | 0 | 0
Siemens NH-2-425 | Siemens NH-2-425 | 425 | [4800.0, 120.0, 7.0, 0.1, 0.004] | 0 | 0 | [850.0, 1500.0, 3050.0, 7500.0, 16500.0] | 0 | 0
Siemens NH-2-630 | Siemens NH-2-630 | 630 | [4800.0, 120.0, 7.0, 0.1, 0.004] | 0 | 0 | [1200.0, 2000.0, 4800.0, 12000.0, 26000.0] | 0 | 0

## res_bus
| vm_pu | va_degree | p_mw | q_mvar
0 | 0.98862 | -0.41981 | 0.32039 | 0.15517
1 | 0.98863 | -0.41991 | 0 | 0
2 | 0.98745 | -0.40996 | 0 | 0
3 | 0.99128 | -0.26772 | 0 | 0
4 | 0.98707 | -0.4098 | 0 | 0
5 | 0.98726 | -0.40834 | 0.3834 | 0.18569
6 | 0.98704 | -0.40961 | 0 | 0
7 | 0.99908 | -0.023618 | 0.14514 | 0.070297
8 | 0.99909 | -0.023543 | 0 | 0
9 | 0.99122 | -0.26722 | 0.16104 | 0.077993
10 | 0.99123 | -0.26724 | 0 | 0
11 | 0.99135 | -0.2674 | 0.061563 | 0.029816
12 | 0.99138 | -0.26726 | 0 | 0
13 | 0.99284 | -0.21726 | 0.065094 | 0.031527
14 | 0.98681 | -0.41054 | 0.33907 | 0.16422
15 | 0.98683 | -0.41078 | 0 | 0
16 | 0.98691 | -0.4103 | 0 | 0
17 | 0.98682 | -0.40789 | 0 | 0
18 | 0.98666 | -0.40669 | 0 | 0
19 | 0.98679 | -0.40765 | 0.26225 | 0.12701
20 | 0.98692 | -0.41041 | 0.3628 | 0.17571
21 | 0.98661 | -0.40625 | 0 | 0
22 | 0.98666 | -0.40666 | 0.12327 | 0.0597
23 | 0.9866 | -0.40615 | 0.17663 | 0.085546
24 | 0.99911 | -0.023894 | 0.070597 | 0.034192
25 | 0.99913 | -0.023813 | 0 | 0
26 | 0.99913 | -0.023835 | 0 | 0
27 | 0.99914 | -0.023903 | 0.16359 | 0.079231
28 | 0.99915 | -0.024004 | 0 | 0
29 | 0.99916 | -0.024067 | 0 | 0
30 | 0.99675 | -0.014413 | 0.079283 | 0.038399
31 | 0.99675 | -0.014418 | 0 | 0
32 | 0.99661 | -0.013351 | 0 | 0
33 | 0.99691 | -0.015511 | 0 | 0
34 | 0.99659 | -0.013193 | 0.11887 | 0.05757
35 | 0.99725 | -0.018121 | 0 | 0
36 | 0.99782 | -0.022444 | 0 | 0
37 | 0.99723 | -0.018273 | 0.16313 | 0.079008
38 | 0.99895 | -0.028234 | 0 | 0
39 | 0.99874 | -0.032709 | 0 | 0
40 | 0.99881 | -0.026976 | 0 | 0
41 | 0.99905 | -0.026277 | 0 | 0
42 | 0.99895 | -0.028245 | 0.15642 | 0.075759
43 | 0.99688 | -0.015173 | 0.31704 | 0.15355
44 | 0.99689 | -0.015662 | 0.16127 | 0.078109
45 | 0.99867 | -0.028829 | 0 | 0
46 | 0.99874 | -0.029326 | 0 | 0
47 | 0.99822 | -0.025448 | 0 | 0
48 | 0.99867 | -0.028822 | 0.13187 | 0.06387
49 | 0.99822 | -0.025438 | 0.16172 | 0.078327
50 | 0.99779 | -0.02216 | 0.090884 | 0.044017
51 | 0.99655 | -0.013468 | 0 | 0
52 | 0.99707 | -0.094791 | 0 | 0
53 | 0.99873 | -0.03268 | 0.16188 | 0.078402
54 | 0.99873 | -0.026215 | 1.2096 | 0.58586
55 | 0.9991 | -0.025305 | 0.0975 | 0.047221
56 | 0.99761 | -0.06701 | 0 | 0
57 | 0.99916 | -0.015301 | 0.13802 | 0.066844
58 | 0.99777 | -0.022265 | 0 | 0
59 | 0.99777 | -0.022072 | 0 | 0
60 | 0.99776 | -0.022202 | 0.16065 | 0.077805
61 | 0.9977 | -0.021497 | 0.15104 | 0.073154
62 | 0.99771 | -0.021634 | 0 | 0
63 | 0.99769 | -0.021488 | 0 | 0
64 | 0.99762 | -0.021968 | 0.13532 | 0.06554
65 | 0.99764 | -0.021217 | 0 | 0
66 | 0.99535 | -0.12467 | 0 | 0
67 | 0.99554 | -0.12618 | 0 | 0
68 | 0.99473 | -0.12875 | 0.15116 | 0.073211
69 | 0.99554 | -0.12613 | 0.087247 | 0.042256
70 | 0.99554 | -0.12628 | 0.61944 | 0.30001
71 | 0.99617 | -0.11506 | 0 | 0
72 | 0.99531 | -0.12573 | 2.3598 | 1.1429
73 | 0.99547 | -0.12726 | 2.8655 | 1.3878
74 | 0.9953 | -0.12565 | 0.091418 | 0.044276
75 | 0.9955 | -0.12694 | 0 | 0
76 | 0.99552 | -0.12653 | 0.15223 | 0.073727
77 | 0.99549 | -0.12691 | 0.068463 | 0.033158
78 | 0.99764 | -0.021152 | 0.087007 | 0.042139
79 | 0.99522 | -0.12615 | 0.14512 | 0.070283
80 | 0.99442 | -0.13082 | 0.12568 | 0.060869
81 | 0.9943 | -0.099819 | 0 | 0
82 | 0.99617 | -0.11504 | 0.13915 | 0.067392
83 | 0.99745 | -0.072278 | 0.096903 | 0.046932
84 | 0.99336 | -0.092815 | 0 | 0
85 | 0.99234 | -0.085073 | 0 | 0
86 | 0.99335 | -0.092728 | 0.089404 | 0.0433
87 | 0.99405 | -0.09752 | 0 | 0
88 | 0.99428 | -0.099944 | 0.1434 | 0.069452
89 | 0.99387 | -0.095872 | 0.66065 | 0.31997
90 | 0.99178 | -0.08074 | 0 | 0
91 | 0.99233 | -0.085186 | 0.14732 | 0.071348
92 | 0.99932 | -0.012318 | 0 | 0
93 | 1 | 0 | -19.4677 | -8.8387
94 | 1 | 2.9883e-05 | 0.10219 | 0.049492
95 | 0.99955 | -0.01608 | 0.15285 | 0.074027
96 | 0.99951 | -0.017055 | 0 | 0
97 | 0.99557 | -0.12491 | 0 | 0
98 | 0.99607 | -0.11528 | 0 | 0
99 | 0.99557 | -0.12493 | 0.14493 | 0.070194
100 | 0.99488 | -0.14893 | 0.11219 | 0.054336
101 | 0.99479 | -0.1505 | 0 | 0
102 | 0.99285 | -0.21699 | 0.1354 | 0.065575
103 | 0.99941 | -0.016307 | 0 | 0
104 | 0.9993 | -0.015471 | 0 | 0
105 | 0.99927 | -0.015157 | 0 | 0
106 | 0.99929 | -0.015547 | 0.14359 | 0.069545
107 | 0.99924 | -0.015318 | 0.1478 | 0.071581
108 | 0.9994 | -0.016239 | 0.097316 | 0.047132
109 | 0.99384 | -0.095575 | 0.11859 | 0.057433
110 | 0.99385 | -0.095631 | 0.76288 | 0.36948
111 | 0.99645 | -0.012642 | 0.13588 | 0.065811
112 | 0.99645 | -0.012695 | 0 | 0
113 | 0.99651 | -0.013109 | 0 | 0
114 | 0.9965 | -0.013096 | 0.11323 | 0.054838
115 | 0.99649 | -0.10645 | 0 | 0
116 | 0.99649 | -0.10643 | 0.075713 | 0.03667
117 | 0.9965 | -0.10657 | 0 | 0
118 | 0.99568 | -0.11764 | 0.15046 | 0.072873
119 | 0.99606 | -0.11516 | 0 | 0
120 | 0.9965 | -0.10653 | 0.14441 | 0.069943
121 | 0.99631 | -0.11043 | 0 | 0
122 | 0.99607 | -0.11523 | 0.11106 | 0.053788
123 | 0.99602 | -0.11492 | 0 | 0
124 | 0.99601 | -0.11498 | 0.093385 | 0.045228
125 | 0.99631 | -0.11042 | 0.15365 | 0.074416
126 | 0.99706 | -0.094679 | 0.14548 | 0.070458
127 | 0.99873 | -0.026253 | 0.16117 | 0.078058
128 | 0.9928 | -0.21721 | 0.098618 | 0.047763
129 | 0.99281 | -0.21726 | 0 | 0
130 | 0.99282 | -0.21738 | 0 | 0
131 | 0.9864 | -0.082718 | 0.11147 | 0.053987
132 | 0.98643 | -0.082907 | 0 | 0
133 | 0.98637 | -0.083053 | 0 | 0
134 | 0.98668 | -0.08478 | 0 | 0
135 | 0.98613 | -0.081254 | 0 | 0
136 | 0.98959 | -0.064245 | 0.054383 | 0.026339
137 | 0.98693 | -0.084746 | 0 | 0
138 | 0.98964 | -0.063854 | 0 | 0
139 | 0.98613 | -0.081244 | 0.10188 | 0.049341
140 | 0.98687 | -0.085123 | 0 | 0
141 | 0.98687 | -0.085137 | 0 | 0
142 | 0.98686 | -0.085084 | 0.079987 | 0.038739
143 | 0.98687 | -0.085125 | 0.14548 | 0.070458
144 | 0.98669 | -0.084852 | 0.2111 | 0.10224
145 | 0.98605 | -0.081874 | 0 | 0
146 | 0.98597 | -0.081219 | 0 | 0
147 | 0.98681 | -0.083852 | 0.12636 | 0.061197
148 | 0.99002 | -0.067131 | 0.11947 | 0.057864
149 | 0.99004 | -0.067018 | 0 | 0
150 | 0.99068 | -0.072119 | 0 | 0
151 | 0.99082 | -0.073254 | 0 | 0
152 | 0.99067 | -0.072019 | 0.16087 | 0.077913
153 | 0.98687 | -0.085115 | 0.067971 | 0.03292
154 | 0.99081 | -0.073152 | 0.1403 | 0.067951
155 | 0.99173 | -0.08027 | 0.20715 | 0.10033
156 | 0.98595 | -0.081059 | 0.12657 | 0.0613
157 | 0.9859 | -0.080829 | 0.1525 | 0.073859
158 | 0.98592 | -0.080745 | 0 | 0
159 | 0.98595 | -0.081018 | 0 | 0
160 | 0.98589 | -0.080572 | 0 | 0
161 | 0.98588 | -0.080458 | 0.15699 | 0.076033
162 | 0.99997 | 149.9981 | 0 | 0

## res_line
| p_from_mw | q_from_mvar | p_to_mw | q_to_mvar | pl_mw | ql_mvar | i_from_ka | i_to_ka | i_ka | vm_from_pu | va_from_degree | vm_to_pu | va_to_degree | loading_percent
0 | -0.32039 | -0.15517 | 0.32039 | 0.15454 | 3.9109e-06 | -0.00063204 | 0.010395 | 0.010387 | 0.010395 | 0.98862 | -0.41981 | 0.98863 | -0.41991 | 4.7249
1 | 1.6505 | 0.7555 | -1.6484 | -0.76792 | 0.0021051 | -0.01242 | 0.053002 | 0.053162 | 0.053162 | 0.98863 | -0.41991 | 0.98745 | -0.40996 | 24.1643
2 | -1.9709 | -0.91004 | 1.9737 | 0.91503 | 0.0028568 | 0.0049827 | 0.063387 | 0.063354 | 0.063387 | 0.98863 | -0.41991 | 0.99128 | -0.26772 | 9.8274
3 | 1.6484 | 0.76792 | -1.648 | -0.76988 | 0.00033348 | -0.0019575 | 0.053162 | 0.053187 | 0.053187 | 0.98745 | -0.40996 | 0.98726 | -0.40834 | 24.1759
4 | -2.1348 | -0.98638 | 2.1349 | 0.98054 | 0.00013867 | -0.0058367 | 0.068482 | 0.06841 | 0.068482 | 0.99128 | -0.26772 | 0.99135 | -0.2674 | 10.7339
5 | 0.16105 | 0.071355 | -0.16104 | -0.077792 | 9.7881e-06 | -0.0064367 | 0.0051296 | 0.0052084 | 0.0052084 | 0.99128 | -0.26772 | 0.99123 | -0.26724 | 2.3674
6 | -1.2644 | -0.58414 | 1.2646 | 0.58419 | 0.000239 | 5.5645e-05 | 0.040733 | 0.040732 | 0.040733 | 0.98707 | -0.4098 | 0.98726 | -0.40834 | 19.3969
7 | 1.2644 | 0.58414 | -1.2644 | -0.58446 | 3.192e-05 | -0.00032571 | 0.040733 | 0.040738 | 0.040738 | 0.98707 | -0.4098 | 0.98704 | -0.40961 | 18.5171
8 | 0.702 | 0.3378 | -0.70191 | -0.33785 | 8.3122e-05 | -5.2441e-05 | 0.022784 | 0.022786 | 0.022786 | 0.98704 | -0.40961 | 0.98692 | -0.41041 | 10.8502
9 | 0.56236 | 0.24667 | -0.56222 | -0.25392 | 0.00013564 | -0.0072506 | 0.01796 | 0.018046 | 0.018046 | 0.98704 | -0.40961 | 0.98682 | -0.40789 | 8.2028
10 | -0.14514 | -0.070297 | 0.14515 | 0.070247 | 1.6417e-06 | -4.9546e-05 | 0.0046598 | 0.0046592 | 0.0046598 | 0.99908 | -0.023618 | 0.99909 | -0.023543 | 2.219
11 | -0.14515 | -0.070247 | 0.14516 | 0.061731 | 1.0127e-05 | -0.0085159 | 0.0046592 | 0.0045573 | 0.0046592 | 0.99909 | -0.023543 | 0.99916 | -0.024067 | 2.1178
12 | -0.16104 | -0.077993 | 0.16104 | 0.077792 | 3.1069e-07 | -0.00020107 | 0.0052109 | 0.0052084 | 0.0052109 | 0.99122 | -0.26722 | 0.99123 | -0.26724 | 2.3686
13 | -2.1965 | -1.0104 | 2.1965 | 1.0078 | 6.3746e-05 | -0.0025355 | 0.070402 | 0.070371 | 0.070402 | 0.99135 | -0.2674 | 0.99138 | -0.26726 | 11.0348
14 | -2.1965 | -1.0078 | 2.1989 | 1.0078 | 0.0023464 | 7.6856e-06 | 0.070371 | 0.070329 | 0.070371 | 0.99138 | -0.26726 | 0.99284 | -0.21726 | 8.5818
15 | -2.3626 | -1.0833 | 2.3626 | 1.0812 | 2.9441e-05 | -0.0020953 | 0.075571 | 0.075545 | 0.075571 | 0.99284 | -0.21726 | 0.99285 | -0.21699 | 8.9751
16 | 0.098622 | 0.043913 | -0.098621 | -0.044006 | 1.3983e-06 | -9.2825e-05 | 0.0031389 | 0.00314 | 0.00314 | 0.99284 | -0.21726 | 0.99282 | -0.21738 | 1.4953
17 | -0.33907 | -0.16422 | 0.33908 | 0.16285 | 9.5666e-06 | -0.0013711 | 0.011021 | 0.011004 | 0.011021 | 0.98681 | -0.41054 | 0.98683 | -0.41078 | 5.0096
18 | -0.33908 | -0.16285 | 0.3391 | 0.16273 | 2.384e-05 | -0.00011357 | 0.011004 | 0.011002 | 0.011004 | 0.98683 | -0.41078 | 0.98691 | -0.4103 | 5.2398
19 | -0.3391 | -0.16273 | 0.33911 | 0.16213 | 4.1817e-06 | -0.00060098 | 0.011002 | 0.010994 | 0.011002 | 0.98691 | -0.4103 | 0.98692 | -0.41041 | 5.0009
20 | 0.29996 | 0.12873 | -0.29991 | -0.1383 | 5.0788e-05 | -0.0095715 | 0.0095487 | 0.0096627 | 0.0096627 | 0.98682 | -0.40789 | 0.98666 | -0.40669 | 4.3921
21 | 0.26226 | 0.12519 | -0.26225 | -0.12701 | 7.6056e-06 | -0.0018256 | 0.0085012 | 0.0085243 | 0.0085243 | 0.98682 | -0.40789 | 0.98679 | -0.40765 | 3.8747
22 | 0.17664 | 0.07906 | -0.17663 | -0.084359 | 9.8755e-06 | -0.0052994 | 0.0056622 | 0.0057274 | 0.0057274 | 0.98666 | -0.40669 | 0.98661 | -0.40625 | 2.6033
23 | 0.12327 | 0.05924 | -0.12327 | -0.0597 | 4.2371e-07 | -0.00045995 | 0.0040014 | 0.0040072 | 0.0040072 | 0.98666 | -0.40669 | 0.98666 | -0.40666 | 1.8215
24 | 0.17663 | 0.084359 | -0.17663 | -0.085546 | 2.2437e-06 | -0.001187 | 0.0057274 | 0.0057424 | 0.0057424 | 0.98661 | -0.40625 | 0.9866 | -0.40615 | 2.6102
25 | -0.070597 | -0.034192 | 0.070598 | 0.03408 | 8.6309e-07 | -0.00011192 | 0.0022664 | 0.002265 | 0.0022664 | 0.99911 | -0.023894 | 0.99913 | -0.023813 | 1.0792
26 | -0.070598 | -0.03408 | 0.070598 | 0.033422 | 1.8825e-07 | -0.00065749 | 0.002265 | 0.0022568 | 0.002265 | 0.99913 | -0.023813 | 0.99913 | -0.023835 | 1.0295
27 | -0.070598 | -0.033422 | 0.070598 | 0.031189 | 6.2954e-07 | -0.0022335 | 0.0022568 | 0.0022299 | 0.0022568 | 0.99913 | -0.023835 | 0.99914 | -0.023903 | 1.0258
28 | -0.23419 | -0.11042 | 0.23419 | 0.10949 | 2.8989e-06 | -0.00092543 | 0.0074807 | 0.0074693 | 0.0074807 | 0.99914 | -0.023903 | 0.99915 | -0.024004 | 3.4003
29 | -0.23419 | -0.10949 | 0.23419 | 0.1089 | 1.8421e-06 | -0.00058955 | 0.0074693 | 0.0074621 | 0.0074693 | 0.99915 | -0.024004 | 0.99916 | -0.024067 | 3.3951
30 | -5.8108 | -2.5018 | 5.8126 | 2.4819 | 0.001721 | -0.019926 | 0.18279 | 0.18254 | 0.18279 | 0.99916 | -0.024067 | 0.99951 | -0.017055 | 21.7084
31 | 5.4315 | 2.3312 | -5.4312 | -2.335 | 0.00028463 | -0.0038055 | 0.17077 | 0.17082 | 0.17082 | 0.99916 | -0.024067 | 0.9991 | -0.025305 | 20.2868
32 | -0.079283 | -0.038399 | 0.079283 | 0.038284 | 4.2129e-08 | -0.00011506 | 0.0025513 | 0.0025498 | 0.0025513 | 0.99675 | -0.014413 | 0.99675 | -0.014418 | 1.1597
33 | 0.36807 | 0.15773 | -0.36801 | -0.16525 | 5.7491e-05 | -0.0075202 | 0.011598 | 0.011685 | 0.011685 | 0.99675 | -0.014418 | 0.99661 | -0.013351 | 5.3115
34 | -0.44735 | -0.19602 | 0.44743 | 0.1893 | 7.5484e-05 | -0.0067191 | 0.014145 | 0.014068 | 0.014145 | 0.99675 | -0.014418 | 0.99691 | -0.015511 | 6.4297
35 | 0.36801 | 0.16525 | -0.36801 | -0.16628 | 7.9416e-06 | -0.0010297 | 0.011685 | 0.011697 | 0.011697 | 0.99661 | -0.013351 | 0.99659 | -0.013193 | 5.317
36 | 0.31706 | 0.15142 | -0.31704 | -0.15355 | 1.2474e-05 | -0.0021325 | 0.010174 | 0.010201 | 0.010201 | 0.99691 | -0.015511 | 0.99688 | -0.015173 | 4.6368
37 | 0.16128 | 0.07802 | -0.16127 | -0.078109 | 3.6854e-06 | -8.8854e-05 | 0.0051879 | 0.005189 | 0.005189 | 0.99691 | -0.015511 | 0.99689 | -0.015662 | 2.471
38 | -0.92576 | -0.41874 | 0.9261 | 0.41197 | 0.00033342 | -0.0067686 | 0.029422 | 0.029341 | 0.029422 | 0.99691 | -0.015511 | 0.99725 | -0.018121 | 13.3736
39 | 0.24914 | 0.10871 | -0.24913 | -0.10879 | 7.496e-06 | -7.5755e-05 | 0.0078738 | 0.0078747 | 0.0078747 | 0.99659 | -0.013193 | 0.99655 | -0.013468 | 3.7499
40 | -1.0892 | -0.49089 | 1.0899 | 0.48124 | 0.00065942 | -0.0096493 | 0.034584 | 0.034468 | 0.034584 | 0.99725 | -0.018121 | 0.99782 | -0.022444 | 15.7201
41 | 0.16313 | 0.078919 | -0.16313 | -0.079008 | 3.7568e-06 | -8.8595e-05 | 0.0052458 | 0.005247 | 0.005247 | 0.99725 | -0.018121 | 0.99723 | -0.018273 | 2.4986
42 | 0.62498 | 0.28282 | -0.62496 | -0.28389 | 2.3812e-05 | -0.0010687 | 0.019846 | 0.019859 | 0.019859 | 0.99782 | -0.022444 | 0.99779 | -0.02216 | 9.0269
43 | -1.7149 | -0.76406 | 1.7156 | 0.75987 | 0.00072968 | -0.0041941 | 0.054314 | 0.054262 | 0.054314 | 0.99782 | -0.022444 | 0.99822 | -0.025448 | 24.6881
44 | 3.8055 | 1.5602 | -3.8048 | -1.5798 | 0.00068818 | -0.019623 | 0.11885 | 0.11908 | 0.11908 | 0.99895 | -0.028234 | 0.99874 | -0.032709 | 14.1421
45 | 1.3711 | 0.66104 | -1.3709 | -0.66282 | 0.00019941 | -0.001779 | 0.043987 | 0.04401 | 0.04401 | 0.99895 | -0.028234 | 0.99881 | -0.026976 | 20.0047
46 | -5.333 | -2.297 | 5.3335 | 2.2908 | 0.0004423 | -0.0061421 | 0.1678 | 0.16773 | 0.1678 | 0.99895 | -0.028234 | 0.99905 | -0.026277 | 19.9288
47 | 0.15642 | 0.075752 | -0.15642 | -0.075759 | 2.6956e-07 | -6.9761e-06 | 0.0050225 | 0.0050226 | 0.0050226 | 0.99895 | -0.028234 | 0.99895 | -0.028245 | 2.3917
48 | 3.6429 | 1.5018 | -3.6385 | -1.4978 | 0.0044545 | 0.0039659 | 0.11389 | 0.11392 | 0.11392 | 0.99874 | -0.032709 | 0.99707 | -0.094791 | 13.8925
49 | 0.16188 | 0.078037 | -0.16188 | -0.078402 | 5.5291e-07 | -0.0003651 | 0.0051943 | 0.0051989 | 0.0051989 | 0.99874 | -0.032709 | 0.99873 | -0.03268 | 2.3631
50 | 1.3709 | 0.66282 | -1.3708 | -0.66389 | 0.00011996 | -0.001069 | 0.04401 | 0.044024 | 0.044024 | 0.99881 | -0.026976 | 0.99873 | -0.026215 | 20.0111
51 | -5.3335 | -2.2908 | 5.3337 | 2.2878 | 0.0002193 | -0.003048 | 0.16773 | 0.16769 | 0.16773 | 0.99905 | -0.026277 | 0.9991 | -0.025305 | 19.9199
52 | -2.0101 | -0.89757 | 2.0102 | 0.897 | 0.00013962 | -0.00057373 | 0.063633 | 0.063626 | 0.063633 | 0.99867 | -0.028829 | 0.99874 | -0.029326 | 28.9242
53 | 1.8782 | 0.83382 | -1.8773 | -0.83806 | 0.00089371 | -0.0042467 | 0.059401 | 0.059454 | 0.059454 | 0.99867 | -0.028829 | 0.99822 | -0.025448 | 27.0247
54 | 0.13187 | 0.063755 | -0.13187 | -0.06387 | 1.1509e-07 | -0.00011446 | 0.0042341 | 0.0042355 | 0.0042355 | 0.99867 | -0.028829 | 0.99867 | -0.028822 | 1.9252
55 | 10.8335 | 5.0977 | -10.8246 | -5.0853 | 0.0088957 | 0.012342 | 0.34607 | 0.34607 | 0.34607 | 0.99874 | -0.029326 | 0.99761 | -0.06701 | 42.2039
56 | -12.8437 | -5.9947 | 12.8476 | 6.0002 | 0.0039044 | 0.0054842 | 0.40968 | 0.40968 | 0.40968 | 0.99874 | -0.029326 | 0.99916 | -0.015301 | 49.961
57 | 0.16172 | 0.078196 | -0.16172 | -0.078327 | 1.9723e-07 | -0.00013015 | 0.0051949 | 0.0051965 | 0.0051965 | 0.99822 | -0.025448 | 0.99822 | -0.025438 | 2.3621
58 | 0.16065 | 0.076958 | -0.16065 | -0.077019 | 2.4699e-06 | -6.0475e-05 | 0.0051537 | 0.0051544 | 0.0051544 | 0.99779 | -0.02216 | 0.99777 | -0.022265 | 2.4545
59 | 0.37342 | 0.16292 | -0.37342 | -0.16354 | 4.8542e-06 | -0.00062027 | 0.011787 | 0.011794 | 0.011794 | 0.99779 | -0.02216 | 0.99777 | -0.022072 | 5.3611
60 | 0.24913 | 0.10879 | -0.24912 | -0.1124 | 1.2699e-05 | -0.0036139 | 0.0078747 | 0.0079173 | 0.0079173 | 0.99655 | -0.013468 | 0.99651 | -0.013109 | 3.5988
61 | 0.14548 | 0.068892 | -0.14548 | -0.070458 | 1.9219e-06 | -0.0015662 | 0.0046604 | 0.00468 | 0.00468 | 0.99707 | -0.094791 | 0.99706 | -0.094679 | 2.1273
62 | 3.493 | 1.4289 | -3.4913 | -1.4855 | 0.0016833 | -0.056602 | 0.10926 | 0.10991 | 0.10991 | 0.99707 | -0.094791 | 0.9965 | -0.10657 | 13.0538
63 | 0.16117 | 0.078035 | -0.16117 | -0.078058 | 9.3203e-07 | -2.2668e-05 | 0.0051758 | 0.0051761 | 0.0051761 | 0.99873 | -0.026215 | 0.99873 | -0.026253 | 2.4648
64 | 10.8246 | 5.0853 | -10.8233 | -5.0836 | 0.0012421 | 0.0017233 | 0.34607 | 0.34607 | 0.34607 | 0.99761 | -0.06701 | 0.99745 | -0.072278 | 42.204
65 | -12.9856 | -6.067 | 12.9875 | 6.0643 | 0.0018263 | -0.0027636 | 0.41411 | 0.41405 | 0.41411 | 0.99916 | -0.015301 | 0.99932 | -0.012318 | 49.1815
66 | 0.16065 | 0.077019 | -0.16065 | -0.077805 | 1.1759e-06 | -0.00078619 | 0.0051544 | 0.0051643 | 0.0051643 | 0.99777 | -0.022265 | 0.99776 | -0.022202 | 2.3474
67 | 0.37342 | 0.16354 | -0.3734 | -0.16652 | 2.3448e-05 | -0.0029853 | 0.011794 | 0.011829 | 0.011829 | 0.99777 | -0.022072 | 0.99771 | -0.021634 | 5.377
68 | -0.37339 | -0.16743 | 0.3734 | 0.16652 | 7.1148e-06 | -0.00090224 | 0.01184 | 0.011829 | 0.01184 | 0.9977 | -0.021497 | 0.99771 | -0.021634 | 5.3818
69 | 0.087012 | 0.029063 | -0.087012 | -0.02997 | 3.5984e-07 | -0.00090626 | 0.0026543 | 0.0026628 | 0.0026628 | 0.9977 | -0.021497 | 0.99769 | -0.021488 | 1.2104
70 | 0.13533 | 0.065208 | -0.13532 | -0.06554 | 9.5684e-06 | -0.00033144 | 0.0043466 | 0.0043508 | 0.0043508 | 0.9977 | -0.021497 | 0.99762 | -0.021968 | 2.0718
71 | 0.087012 | 0.02997 | -0.087007 | -0.040595 | 4.4059e-06 | -0.010625 | 0.0026628 | 0.0027782 | 0.0027782 | 0.99769 | -0.021488 | 0.99764 | -0.021217 | 1.2628
72 | 0.087007 | 0.040595 | -0.087007 | -0.042139 | 6.7432e-07 | -0.0015444 | 0.0027782 | 0.0027973 | 0.0027973 | 0.99764 | -0.021217 | 0.99764 | -0.021152 | 1.2715
73 | -0.27704 | -0.13132 | 0.2771 | 0.11822 | 5.7485e-05 | -0.013102 | 0.0088918 | 0.0087356 | 0.0088918 | 0.99535 | -0.12467 | 0.99554 | -0.12618 | 4.0417
74 | 0.27704 | 0.13132 | -0.27688 | -0.13258 | 0.00016158 | -0.001252 | 0.0088918 | 0.0089087 | 0.0089087 | 0.99535 | -0.12467 | 0.99473 | -0.12875 | 4.2422
75 | 0.087248 | 0.040973 | -0.087247 | -0.042256 | 5.6885e-07 | -0.0012832 | 0.002795 | 0.002811 | 0.002811 | 0.99554 | -0.12618 | 0.99554 | -0.12613 | 1.2777
76 | 6.3027 | 3.0466 | -6.3027 | -3.0469 | 3.0897e-05 | -0.00028191 | 0.20299 | 0.20299 | 0.20299 | 0.99554 | -0.12618 | 0.99554 | -0.12628 | 24.1085
77 | -6.6671 | -3.2058 | 6.6707 | 3.1765 | 0.0036205 | -0.029317 | 0.21451 | 0.2141 | 0.21451 | 0.99554 | -0.12618 | 0.99617 | -0.11506 | 25.4764
78 | 0.12572 | 0.059365 | -0.12568 | -0.060869 | 3.7683e-05 | -0.0015035 | 0.0040346 | 0.0040538 | 0.0040538 | 0.99473 | -0.12875 | 0.99442 | -0.13082 | 1.9304
79 | 5.6833 | 2.7469 | -5.6832 | -2.7476 | 6.8404e-05 | -0.000782 | 0.18304 | 0.18305 | 0.18305 | 0.99554 | -0.12628 | 0.99552 | -0.12653 | 21.7395
80 | 3.9066 | 1.7793 | -3.8988 | -1.7859 | 0.0078356 | -0.0066379 | 0.1244 | 0.1245 | 0.1245 | 0.99617 | -0.11506 | 0.9943 | -0.099819 | 56.593
81 | 0.13915 | 0.067092 | -0.13915 | -0.067392 | 3.3975e-07 | -0.00030055 | 0.0044765 | 0.0044803 | 0.0044803 | 0.99617 | -0.11506 | 0.99617 | -0.11504 | 2.0365
82 | -10.7165 | -5.0229 | 10.7264 | 5.0367 | 0.0099804 | 0.013837 | 0.34296 | 0.34296 | 0.34296 | 0.99617 | -0.11506 | 0.99745 | -0.072278 | 41.8249
83 | -2.5963 | -1.2564 | 2.5968 | 1.2554 | 0.00045624 | -0.0010201 | 0.083656 | 0.083642 | 0.083656 | 0.99531 | -0.12573 | 0.99547 | -0.12726 | 38.0256
84 | 0.23655 | 0.11351 | -0.23655 | -0.11423 | 2.3654e-06 | -0.00072212 | 0.0076098 | 0.0076189 | 0.0076189 | 0.99531 | -0.12573 | 0.9953 | -0.12565 | 3.4631
85 | -5.4622 | -2.6432 | 5.4624 | 2.6429 | 0.0001531 | -0.00023675 | 0.17597 | 0.17597 | 0.17597 | 0.99547 | -0.12726 | 0.9955 | -0.12694 | 48.6105
86 | 0.14513 | 0.069959 | -0.14512 | -0.070283 | 1.0886e-05 | -0.00032377 | 0.0046728 | 0.004677 | 0.004677 | 0.9953 | -0.12565 | 0.99522 | -0.12615 | 2.2271
87 | -5.5308 | -2.6753 | 5.531 | 2.6739 | 0.00011399 | -0.0013814 | 0.17816 | 0.17814 | 0.17816 | 0.9955 | -0.12694 | 0.99552 | -0.12653 | 21.1593
88 | 0.068463 | 0.03234 | -0.068463 | -0.033158 | 2.2353e-07 | -0.00081794 | 0.0021957 | 0.0022059 | 0.0022059 | 0.9955 | -0.12694 | 0.99549 | -0.12691 | 1.0027
89 | 1.5429 | 0.74057 | -1.5424 | -0.7434 | 0.00041331 | -0.0028346 | 0.049687 | 0.049724 | 0.049724 | 0.9943 | -0.099819 | 0.99405 | -0.09752 | 22.6018
90 | 0.1434 | 0.069369 | -0.1434 | -0.069452 | 2.7256e-06 | -8.268e-05 | 0.0046249 | 0.004626 | 0.004626 | 0.9943 | -0.099819 | 0.99428 | -0.099944 | 2.2029
91 | 2.2125 | 0.97601 | -2.2103 | -0.98326 | 0.0022093 | -0.0072515 | 0.070209 | 0.070302 | 0.070302 | 0.9943 | -0.099819 | 0.99336 | -0.092815 | 31.9555
92 | 2.1209 | 0.94196 | -2.1186 | -0.95016 | 0.0022948 | -0.0082007 | 0.06744 | 0.067546 | 0.067546 | 0.99336 | -0.092815 | 0.99234 | -0.085073 | 30.7026
93 | 0.089405 | 0.041298 | -0.089404 | -0.0433 | 9.375e-07 | -0.0020024 | 0.0028619 | 0.0028868 | 0.0028868 | 0.99336 | -0.092815 | 0.99335 | -0.092728 | 1.3122
94 | 1.9713 | 0.87889 | -1.9701 | -0.88383 | 0.0011875 | -0.0049448 | 0.062787 | 0.06285 | 0.06285 | 0.99234 | -0.085073 | 0.99178 | -0.08074 | 28.5682
95 | 0.14732 | 0.071277 | -0.14732 | -0.071348 | 2.519e-06 | -7.174e-05 | 0.0047608 | 0.0047617 | 0.0047617 | 0.99234 | -0.085073 | 0.99233 | -0.085186 | 2.2675
96 | 1.5424 | 0.7434 | -1.5421 | -0.74542 | 0.00029398 | -0.0020126 | 0.049724 | 0.04975 | 0.04975 | 0.99405 | -0.09752 | 0.99387 | -0.095872 | 22.6139
97 | 0.88149 | 0.42545 | -0.88147 | -0.42598 | 2.4595e-05 | -0.00053016 | 0.028429 | 0.028436 | 0.028436 | 0.99387 | -0.095872 | 0.99385 | -0.095631 | 12.9255
98 | 0.20716 | 0.095664 | -0.20715 | -0.10033 | 1.1801e-05 | -0.004662 | 0.0066416 | 0.0066997 | 0.0066997 | 0.99178 | -0.08074 | 0.99173 | -0.08027 | 3.0453
99 | 1.763 | 0.78817 | -1.7612 | -0.79765 | 0.0018053 | -0.0094853 | 0.056209 | 0.056328 | 0.056328 | 0.99178 | -0.08074 | 0.99082 | -0.073254 | 25.6039
100 | -12.9875 | -6.0643 | 12.995 | 6.0528 | 0.0075283 | -0.01142 | 0.41405 | 0.41383 | 0.41405 | 0.99932 | -0.012318 | 1 | 0 | 49.1751
101 | 6.3565 | 2.7265 | -6.3544 | -2.7238 | 0.0020722 | 0.0026228 | 0.19966 | 0.19967 | 0.19967 | 1 | 0 | 0.99955 | -0.01608 | 24.3498
102 | 0.10219 | 0.0489 | -0.10219 | -0.049492 | 3.5525e-07 | -0.00059264 | 0.0032703 | 0.0032777 | 0.0032777 | 1 | 0 | 1 | 2.9883e-05 | 1.4899
103 | 6.2016 | 2.6498 | -6.2013 | -2.6524 | 0.00025433 | -0.0025625 | 0.19477 | 0.1948 | 0.1948 | 0.99955 | -0.01608 | 0.99951 | -0.017055 | 23.1355
104 | 0.38879 | 0.17048 | -0.38875 | -0.17532 | 4.1001e-05 | -0.0048379 | 0.012261 | 0.012318 | 0.012318 | 0.99951 | -0.017055 | 0.99941 | -0.016307 | 5.5991
105 | -2.7602 | -1.2613 | 2.7614 | 1.1989 | 0.0011772 | -0.062408 | 0.087995 | 0.087246 | 0.087995 | 0.99557 | -0.12491 | 0.99607 | -0.11528 | 10.4507
106 | 2.7602 | 1.2613 | -2.7602 | -1.2614 | 1.8434e-06 | -9.683e-05 | 0.087995 | 0.087996 | 0.087996 | 0.99557 | -0.12491 | 0.99557 | -0.12493 | 10.4509
107 | 0.26158 | 0.12379 | -0.26158 | -0.1242 | 1.6183e-06 | -0.00040751 | 0.0083869 | 0.008392 | 0.008392 | 0.99607 | -0.11528 | 0.99607 | -0.11523 | 3.8145
108 | -3.1163 | -1.3568 | 3.117 | 1.3299 | 0.00064205 | -0.026915 | 0.098504 | 0.098189 | 0.098504 | 0.99607 | -0.11528 | 0.99631 | -0.11043 | 11.6988
109 | 0.093391 | 0.034037 | -0.093385 | -0.045164 | 5.4208e-06 | -0.011127 | 0.0028807 | 0.0030065 | 0.0030065 | 0.99607 | -0.11528 | 0.99602 | -0.11492 | 1.3666
110 | 2.6153 | 1.1913 | -2.6139 | -1.1907 | 0.0013328 | 0.00054903 | 0.083328 | 0.083345 | 0.083345 | 0.99557 | -0.12493 | 0.99488 | -0.14893 | 10.164
111 | 2.5017 | 1.1364 | -2.5016 | -1.1479 | 0.00018032 | -0.011535 | 0.079729 | 0.07987 | 0.07987 | 0.99488 | -0.14893 | 0.99479 | -0.1505 | 9.4857
112 | 2.5016 | 1.1479 | -2.498 | -1.1468 | 0.0035514 | 0.0011503 | 0.07987 | 0.079918 | 0.079918 | 0.99479 | -0.1505 | 0.99285 | -0.21699 | 9.7461
113 | 0.097317 | 0.045674 | -0.097316 | -0.047132 | 7.9168e-07 | -0.001458 | 0.0031052 | 0.0031233 | 0.0031233 | 0.99941 | -0.016307 | 0.9994 | -0.016239 | 1.4197
114 | 0.29143 | 0.12964 | -0.2914 | -0.13635 | 3.2198e-05 | -0.0067075 | 0.0092133 | 0.0092938 | 0.0092938 | 0.99941 | -0.016307 | 0.9993 | -0.015471 | 4.2245
115 | 0.14781 | 0.066854 | -0.1478 | -0.071477 | 5.7539e-06 | -0.0046223 | 0.0046862 | 0.0047428 | 0.0047428 | 0.9993 | -0.015471 | 0.99927 | -0.015157 | 2.1558
116 | 0.14359 | 0.069494 | -0.14359 | -0.069545 | 1.662e-06 | -5.1314e-05 | 0.0046084 | 0.004609 | 0.004609 | 0.9993 | -0.015471 | 0.99929 | -0.015547 | 2.1948
117 | 0.1478 | 0.071477 | -0.1478 | -0.071581 | 3.5937e-06 | -0.0001046 | 0.0047428 | 0.0047442 | 0.0047442 | 0.99927 | -0.015157 | 0.99924 | -0.015318 | 2.2591
118 | -0.11859 | -0.057433 | 0.11859 | 0.056496 | 7.7471e-07 | -0.00093699 | 0.0038272 | 0.0038154 | 0.0038272 | 0.99384 | -0.095575 | 0.99385 | -0.095631 | 1.7396
119 | -0.13588 | -0.065811 | 0.13588 | 0.065024 | 8.464e-07 | -0.00078715 | 0.004374 | 0.0043641 | 0.004374 | 0.99645 | -0.012642 | 0.99645 | -0.012695 | 1.9882
120 | -0.13588 | -0.065024 | 0.13589 | 0.05779 | 7.6044e-06 | -0.0072344 | 0.0043641 | 0.0042778 | 0.0043641 | 0.99645 | -0.012695 | 0.99651 | -0.013109 | 1.9837
121 | 0.11323 | 0.054613 | -0.11323 | -0.054838 | 1.6872e-07 | -0.00022574 | 0.0036417 | 0.0036445 | 0.0036445 | 0.99651 | -0.013109 | 0.9965 | -0.013096 | 1.6566
122 | 0.075714 | 0.035887 | -0.075713 | -0.03667 | 2.6071e-07 | -0.00078264 | 0.0024273 | 0.0024371 | 0.0024371 | 0.99649 | -0.10645 | 0.99649 | -0.10643 | 1.1078
123 | -0.075714 | -0.035887 | 0.075715 | 0.032201 | 1.2006e-06 | -0.0036864 | 0.0024273 | 0.0023835 | 0.0024273 | 0.99649 | -0.10645 | 0.9965 | -0.10657 | 1.1033
124 | 3.2712 | 1.3839 | -3.2706 | -1.4041 | 0.00052972 | -0.020207 | 0.10289 | 0.10313 | 0.10313 | 0.9965 | -0.10657 | 0.99631 | -0.11043 | 12.2479
125 | 0.14441 | 0.06943 | -0.14441 | -0.069943 | 6.2275e-07 | -0.00051239 | 0.0046419 | 0.0046483 | 0.0046483 | 0.9965 | -0.10657 | 0.9965 | -0.10653 | 2.1129
126 | -0.15046 | -0.072873 | 0.15052 | 0.071363 | 5.436e-05 | -0.0015097 | 0.0048471 | 0.0048277 | 0.0048471 | 0.99568 | -0.11764 | 0.99606 | -0.11516 | 2.3081
127 | -0.15052 | -0.071363 | 0.15052 | 0.070408 | 1.2517e-06 | -0.00095494 | 0.0048277 | 0.0048159 | 0.0048277 | 0.99606 | -0.11516 | 0.99607 | -0.11523 | 2.1944
128 | 0.15365 | 0.074219 | -0.15365 | -0.074416 | 2.7186e-07 | -0.00019727 | 0.0049441 | 0.0049466 | 0.0049466 | 0.99631 | -0.11043 | 0.99631 | -0.11042 | 2.2484
129 | 0.093385 | 0.045164 | -0.093385 | -0.045228 | 8.7593e-07 | -6.3847e-05 | 0.0030065 | 0.0030073 | 0.0030073 | 0.99602 | -0.11492 | 0.99601 | -0.11498 | 1.4321
130 | -0.098618 | -0.047763 | 0.098619 | 0.046897 | 4.9733e-07 | -0.00086646 | 0.0031861 | 0.0031752 | 0.0031861 | 0.9928 | -0.21721 | 0.99281 | -0.21726 | 1.4482
131 | -0.098619 | -0.046897 | 0.098621 | 0.044006 | 1.6352e-06 | -0.002891 | 0.0031752 | 0.00314 | 0.0031752 | 0.99281 | -0.21726 | 0.99282 | -0.21738 | 1.4433
132 | -0.64966 | -0.29059 | 0.64968 | 0.28991 | 1.7145e-05 | -0.00068297 | 0.020828 | 0.02082 | 0.020828 | 0.9864 | -0.082718 | 0.98643 | -0.082907 | 9.4672
133 | 0.53819 | 0.23661 | -0.53817 | -0.23664 | 2.0087e-05 | -3.1654e-05 | 0.017205 | 0.017206 | 0.017206 | 0.9864 | -0.082718 | 0.98637 | -0.083053 | 8.1932
134 | -0.64968 | -0.28991 | 0.64985 | 0.28287 | 0.00017593 | -0.0070415 | 0.02082 | 0.020736 | 0.02082 | 0.98643 | -0.082907 | 0.98668 | -0.08478 | 9.4635
135 | 0.53817 | 0.23664 | -0.53803 | -0.24448 | 0.00013477 | -0.0078369 | 0.017206 | 0.0173 | 0.0173 | 0.98637 | -0.083053 | 0.98613 | -0.081254 | 7.8636
136 | -0.64985 | -0.28287 | 0.64986 | 0.28259 | 7.0261e-06 | -0.00028248 | 0.020736 | 0.020733 | 0.020736 | 0.98668 | -0.08478 | 0.98669 | -0.084852 | 9.4254
137 | 0.53803 | 0.24448 | -0.53803 | -0.24452 | 6.7882e-07 | -3.9247e-05 | 0.0173 | 0.0173 | 0.0173 | 0.98613 | -0.081254 | 0.98613 | -0.081244 | 7.8638
138 | 1.2842 | 0.58488 | -1.281 | -0.5841 | 0.0032474 | 0.00078045 | 0.041165 | 0.04118 | 0.04118 | 0.98959 | -0.064245 | 0.98693 | -0.084746 | 19.6095
139 | -1.3386 | -0.61122 | 1.3387 | 0.61123 | 6.5086e-05 | 1.7591e-05 | 0.042927 | 0.042927 | 0.042927 | 0.98959 | -0.064245 | 0.98964 | -0.063854 | 20.4414
140 | 0.98753 | 0.44395 | -0.98741 | -0.446 | 0.00012028 | -0.0020515 | 0.03167 | 0.031695 | 0.031695 | 0.98693 | -0.084746 | 0.98681 | -0.083852 | 14.4068
141 | 0.22548 | 0.10772 | -0.22547 | -0.10786 | 1.2381e-05 | -0.00014345 | 0.0073092 | 0.0073111 | 0.0073111 | 0.98693 | -0.084746 | 0.98687 | -0.085125 | 3.4815
142 | 0.067975 | 0.032425 | -0.067971 | -0.03292 | 3.7055e-06 | -0.00049458 | 0.0022029 | 0.0022092 | 0.0022092 | 0.98693 | -0.084746 | 0.98687 | -0.085115 | 1.052
143 | -1.3387 | -0.61123 | 1.3392 | 0.60602 | 0.00056499 | -0.0052133 | 0.042927 | 0.042862 | 0.042927 | 0.98964 | -0.063854 | 0.99004 | -0.067018 | 19.5121
144 | 0.43616 | 0.19517 | -0.43612 | -0.19526 | 3.2177e-05 | -8.6981e-05 | 0.013988 | 0.013989 | 0.013989 | 0.98613 | -0.081244 | 0.98605 | -0.081874 | 6.6615
145 | -0.079987 | -0.037785 | 0.079987 | 0.037419 | 1.407e-07 | -0.00036658 | 0.0025877 | 0.0025831 | 0.0025877 | 0.98687 | -0.085123 | 0.98687 | -0.085137 | 1.1762
146 | 0.079987 | 0.037785 | -0.079987 | -0.038739 | 3.6844e-07 | -0.00095386 | 0.0025877 | 0.0025997 | 0.0025997 | 0.98687 | -0.085123 | 0.98686 | -0.085084 | 1.1817
147 | -0.079987 | -0.037419 | 0.079987 | 0.037407 | 1.2621e-07 | -1.2265e-05 | 0.0025831 | 0.002583 | 0.0025831 | 0.98687 | -0.085137 | 0.98687 | -0.085125 | 1.2301
148 | -0.86096 | -0.38483 | 0.86106 | 0.3848 | 0.00010042 | -2.3166e-05 | 0.027591 | 0.02759 | 0.027591 | 0.98669 | -0.084852 | 0.98681 | -0.083852 | 13.1384
149 | 0.43612 | 0.19526 | -0.43609 | -0.19868 | 3.8693e-05 | -0.0034163 | 0.013989 | 0.01403 | 0.01403 | 0.98605 | -0.081874 | 0.98597 | -0.081219 | 6.3775
150 | 0.43609 | 0.19868 | -0.43608 | -0.19949 | 9.2311e-06 | -0.00081197 | 0.01403 | 0.01404 | 0.01404 | 0.98597 | -0.081219 | 0.98595 | -0.081059 | 6.382
151 | -0.11947 | -0.057864 | 0.11948 | 0.057776 | 2.0364e-06 | -8.8012e-05 | 0.0038708 | 0.0038697 | 0.0038708 | 0.99002 | -0.067131 | 0.99004 | -0.067018 | 1.8432
152 | -1.4587 | -0.6638 | 1.4597 | 0.656 | 0.0010057 | -0.0077975 | 0.04673 | 0.046633 | 0.04673 | 0.99004 | -0.067018 | 0.99068 | -0.072119 | 21.241
153 | -1.6206 | -0.73269 | 1.6208 | 0.73113 | 0.00024929 | -0.0015561 | 0.051825 | 0.051805 | 0.051825 | 0.99068 | -0.072119 | 0.99082 | -0.073254 | 23.5568
154 | 0.16087 | 0.076687 | -0.16087 | -0.077913 | 1.8893e-06 | -0.0012255 | 0.005193 | 0.0052085 | 0.0052085 | 0.99068 | -0.072119 | 0.99067 | -0.072019 | 2.3675
155 | 0.1403 | 0.066523 | -0.1403 | -0.067951 | 1.6723e-06 | -0.0014285 | 0.0045239 | 0.0045419 | 0.0045419 | 0.99082 | -0.073254 | 0.99081 | -0.073152 | 2.0645
156 | 0.30951 | 0.13819 | -0.30951 | -0.1385 | 1.7474e-06 | -0.00030782 | 0.0099243 | 0.009928 | 0.009928 | 0.98595 | -0.081059 | 0.98595 | -0.081018 | 4.5127
157 | -0.1525 | -0.073859 | 0.1525 | 0.073809 | 1.9218e-06 | -4.9651e-05 | 0.0049614 | 0.0049607 | 0.0049614 | 0.9859 | -0.080829 | 0.98592 | -0.080745 | 2.3626
158 | -0.1525 | -0.073809 | 0.15251 | 0.070205 | 5.0578e-06 | -0.0036047 | 0.0049607 | 0.0049156 | 0.0049607 | 0.98592 | -0.080745 | 0.98595 | -0.081018 | 2.2549
159 | 0.157 | 0.068293 | -0.15699 | -0.074634 | 9.3093e-06 | -0.0063416 | 0.0050129 | 0.0050898 | 0.0050898 | 0.98595 | -0.081018 | 0.98589 | -0.080572 | 2.3136
160 | 0.15699 | 0.074634 | -0.15699 | -0.076033 | 2.0927e-06 | -0.0013987 | 0.0050898 | 0.0051075 | 0.0051075 | 0.98589 | -0.080572 | 0.98588 | -0.080458 | 2.3216

## res_trafo
| p_hv_mw | q_hv_mvar | p_lv_mw | q_lv_mvar | pl_mw | ql_mvar | i_hv_ka | i_lv_ka | vm_hv_pu | va_hv_degree | vm_lv_pu | va_lv_degree | loading_percent
0 | 2.6518e-14 | 1.7507e-14 | 0.013999 | 0.0105 | 0.013999 | 0.0105 | 1.6678e-16 | 0.00050517 | 0.99997 | 149.9981 | 1 | 0 | 0.069998

## res_ext_grid
| p_mw | q_mvar
0 | 19.4677 | 8.8387

## res_load
| p_mw | q_mvar
0 | 0.32039 | 0.15517
1 | 0.3834 | 0.18569
2 | 0.14514 | 0.070297
3 | 0.16104 | 0.077993
4 | 0.061563 | 0.029816
5 | 0.065094 | 0.031527
6 | 0.33907 | 0.16422
7 | 0.26225 | 0.12701
8 | 0.3628 | 0.17571
9 | 0.12327 | 0.0597
10 | 0.17663 | 0.085546
11 | 0.070597 | 0.034192
12 | 0.16359 | 0.079231
13 | 0.079283 | 0.038399
14 | 0.11887 | 0.05757
15 | 0.16313 | 0.079008
16 | 0.15642 | 0.075759
17 | 0.31704 | 0.15355
18 | 0.16127 | 0.078109
19 | 0.13187 | 0.06387
20 | 0.16172 | 0.078327
21 | 0.090884 | 0.044017
22 | 0.16188 | 0.078402
23 | 1.2096 | 0.58586
24 | 0.0975 | 0.047221
25 | 0.13802 | 0.066844
26 | 0.16065 | 0.077805
27 | 0.15104 | 0.073154
28 | 0.13532 | 0.06554
29 | 0.15116 | 0.073211
30 | 0.087247 | 0.042256
31 | 0.61944 | 0.30001
32 | 2.3598 | 1.1429
33 | 2.8655 | 1.3878
34 | 0.091418 | 0.044276
35 | 0.15223 | 0.073727
36 | 0.068463 | 0.033158
37 | 0.087007 | 0.042139
38 | 0.14512 | 0.070283
39 | 0.12568 | 0.060869
40 | 0.13915 | 0.067392
41 | 0.096903 | 0.046932
42 | 0.089404 | 0.0433
43 | 0.1434 | 0.069452
44 | 0.66065 | 0.31997
45 | 0.14732 | 0.071348
46 | 0.10219 | 0.049492
47 | 0.15285 | 0.074027
48 | 0.14493 | 0.070194
49 | 0.11219 | 0.054336
50 | 0.1354 | 0.065575
51 | 0.14359 | 0.069545
52 | 0.1478 | 0.071581
53 | 0.097316 | 0.047132
54 | 0.11859 | 0.057433
55 | 0.76288 | 0.36948
56 | 0.13588 | 0.065811
57 | 0.11323 | 0.054838
58 | 0.075713 | 0.03667
59 | 0.15046 | 0.072873
60 | 0.14441 | 0.069943
61 | 0.11106 | 0.053788
62 | 0.093385 | 0.045228
63 | 0.15365 | 0.074416
64 | 0.14548 | 0.070458
65 | 0.16117 | 0.078058
66 | 0.098618 | 0.047763
67 | 0.11147 | 0.053987
68 | 0.054383 | 0.026339
69 | 0.10188 | 0.049341
70 | 0.079987 | 0.038739
71 | 0.14548 | 0.070458
72 | 0.2111 | 0.10224
73 | 0.12636 | 0.061197
74 | 0.11947 | 0.057864
75 | 0.16087 | 0.077913
76 | 0.067971 | 0.03292
77 | 0.1403 | 0.067951
78 | 0.20715 | 0.10033
79 | 0.12657 | 0.0613
80 | 0.1525 | 0.073859
81 | 0.15699 | 0.076033

## dtypes
| element | column | dtype
0 | bus | name | object
1 | bus | vn_kv | float64
2 | bus | type | object
3 | bus | zone | object
4 | bus | in_service | bool
5 | load | name | object
6 | load | bus | uint32
7 | load | p_mw | float64
8 | load | q_mvar | float64
9 | load | const_z_percent | float64
10 | load | const_i_percent | float64
11 | load | sn_mva | float64
12 | load | scaling | float64
13 | load | in_service | bool
14 | load | type | object
15 | ext_grid | name | object
16 | ext_grid | bus | uint32
17 | ext_grid | vm_pu | float64
18 | ext_grid | va_degree | float64
19 | ext_grid | slack_weight | float64
20 | ext_grid | in_service | bool
21 | line | name | object
22 | line | std_type | object
23 | line | from_bus | uint32
24 | line | to_bus | uint32
25 | line | length_km | float64
26 | line | r_ohm_per_km | float64
27 | line | x_ohm_per_km | float64
28 | line | c_nf_per_km | float64
29 | line | g_us_per_km | float64
30 | line | max_i_ka | float64
31 | line | df | float64
32 | line | parallel | uint32
33 | line | type | object
34 | line | in_service | bool
35 | trafo | name | object
36 | trafo | std_type | object
37 | trafo | hv_bus | uint32
38 | trafo | lv_bus | uint32
39 | trafo | sn_mva | float64
40 | trafo | vn_hv_kv | float64
41 | trafo | vn_lv_kv | float64
42 | trafo | vk_percent | float64
43 | trafo | vkr_percent | float64
44 | trafo | pfe_kw | float64
45 | trafo | i0_percent | float64
46 | trafo | shift_degree | float64
47 | trafo | tap_side | object
48 | trafo | tap_neutral | int32
49 | trafo | tap_min | int32
50 | trafo | tap_max | int32
51 | trafo | tap_step_percent | float64
52 | trafo | tap_step_degree | float64
53 | trafo | tap_pos | int32
54 | trafo | tap_phase_shifter | bool
55 | trafo | parallel | uint32
56 | trafo | df | float64
57 | trafo | in_service | bool
58 | bus_geodata | x | float64
59 | bus_geodata | y | float64
60 | bus_geodata | coords | object
61 | res_bus | vm_pu | float64
62 | res_bus | va_degree | float64
63 | res_bus | p_mw | float64
64 | res_bus | q_mvar | float64
65 | res_line | p_from_mw | float64
66 | res_line | q_from_mvar | float64
67 | res_line | p_to_mw | float64
68 | res_line | q_to_mvar | float64
69 | res_line | pl_mw | float64
70 | res_line | ql_mvar | float64
71 | res_line | i_from_ka | float64
72 | res_line | i_to_ka | float64
73 | res_line | i_ka | float64
74 | res_line | vm_from_pu | float64
75 | res_line | va_from_degree | float64
76 | res_line | vm_to_pu | float64
77 | res_line | va_to_degree | float64
78 | res_line | loading_percent | float64
79 | res_trafo | p_hv_mw | float64
80 | res_trafo | q_hv_mvar | float64
81 | res_trafo | p_lv_mw | float64
82 | res_trafo | q_lv_mvar | float64
83 | res_trafo | pl_mw | float64
84 | res_trafo | ql_mvar | float64
85 | res_trafo | i_hv_ka | float64
86 | res_trafo | i_lv_ka | float64
87 | res_trafo | vm_hv_pu | float64
88 | res_trafo | va_hv_degree | float64
89 | res_trafo | vm_lv_pu | float64
90 | res_trafo | va_lv_degree | float64
91 | res_trafo | loading_percent | float64
92 | res_ext_grid | p_mw | float64
93 | res_ext_grid | q_mvar | float64
94 | res_load | p_mw | float64
95 | res_load | q_mvar | float64

## parameters
| version | format_version | converged | OPF_converged | name | f_hz | sn_mva
0 | 2.14.6 | 2.14.0 | TRUE | FALSE |  | 50 | 1