## bus
| name | vn_kv | type | zone | in_service
0 | bus_MV_417_0_node_0 | 20 | n |  | TRUE
1 | bus_MV_417_0_node_1 | 20 | n |  | TRUE
2 | bus_MV_417_0_node_165 | 20 | n |  | TRUE
3 | bus_MV_417_0_node_2 | 20 | n |  | TRUE
4 | bus_MV_417_0_node_152 | 20 | n |  | TRUE
5 | bus_MV_417_0_node_164 | 20 | n |  | TRUE
6 | bus_MV_417_0_node_133 | 20 | n |  | TRUE
7 | bus_MV_417_0_node_9 | 20 | n |  | TRUE
8 | bus_MV_417_0_node_3 | 20 | n |  | TRUE
9 | bus_MV_417_0_node_4 | 20 | n |  | TRUE
10 | bus_MV_417_0_node_5 | 20 | n |  | TRUE
11 | bus_MV_417_0_node_142 | 20 | n |  | TRUE
12 | bus_MV_417_0_node_169 | 20 | n |  | TRUE
13 | bus_MV_417_0_node_141 | 20 | n |  | TRUE
14 | bus_MV_417_0_node_6 | 20 | n |  | TRUE
15 | bus_MV_417_0_node_7 | 20 | n |  | TRUE
16 | bus_MV_417_0_node_8 | 20 | n |  | TRUE
17 | bus_MV_417_0_node_10 | 20 | n |  | TRUE
18 | bus_MV_417_0_node_11 | 20 | n |  | TRUE
19 | bus_MV_417_0_node_12 | 20 | n |  | TRUE
20 | bus_MV_417_0_node_13 | 20 | n |  | TRUE
21 | bus_MV_417_0_node_107 | 20 | n |  | TRUE
22 | bus_MV_417_0_node_94 | 20 | n |  | TRUE
23 | bus_MV_417_0_node_95 | 20 | n |  | TRUE
24 | bus_MV_417_0_node_104 | 20 | n |  | TRUE
25 | bus_MV_417_0_node_14 | 20 | n |  | TRUE
26 | bus_MV_417_0_node_122 | 20 | n |  | TRUE
27 | bus_MV_417_0_node_151 | 20 | n |  | TRUE
28 | bus_MV_417_0_node_113 | 20 | n |  | TRUE
29 | bus_MV_417_0_node_18 | 20 | n |  | TRUE
30 | bus_MV_417_0_node_121 | 20 | n |  | TRUE
31 | bus_MV_417_0_node_31 | 20 | n |  | TRUE
32 | bus_MV_417_0_node_53 | 20 | n |  | TRUE
33 | bus_MV_417_0_node_45 | 20 | n |  | TRUE
34 | bus_MV_417_0_node_15 | 20 | n |  | TRUE
35 | bus_MV_417_0_node_16 | 20 | n |  | TRUE
36 | bus_MV_417_0_node_19 | 20 | n |  | TRUE
37 | bus_MV_417_0_node_21 | 20 | n |  | TRUE
38 | bus_MV_417_0_node_22 | 20 | n |  | TRUE
39 | bus_MV_417_0_node_23 | 20 | n |  | TRUE
40 | bus_MV_417_0_node_82 | 20 | n |  | TRUE
41 | bus_MV_417_0_node_118 | 20 | n |  | TRUE
42 | bus_MV_417_0_node_81 | 20 | n |  | TRUE
43 | bus_MV_417_0_node_24 | 20 | n |  | TRUE
44 | bus_MV_417_0_node_25 | 20 | n |  | TRUE
45 | bus_MV_417_0_node_123 | 20 | n |  | TRUE
46 | bus_MV_417_0_node_30 | 20 | n |  | TRUE
47 | bus_MV_417_0_node_28 | 20 | n |  | TRUE
48 | bus_MV_417_0_node_27 | 20 | n |  | TRUE
49 | bus_MV_417_0_node_148 | 20 | n |  | TRUE
50 | bus_MV_417_0_node_29 | 20 | n |  | TRUE
51 | bus_MV_417_0_node_144 | 20 | n |  | TRUE
52 | bus_MV_417_0_node_146 | 20 | n |  | TRUE
53 | bus_MV_417_0_node_96 | 20 | n |  | TRUE
54 | bus_MV_417_0_node_147 | 20 | n |  | TRUE
55 | bus_MV_417_0_node_173 | 20 | n |  | TRUE
56 | bus_MV_417_0_node_43 | 20 | n |  | TRUE
57 | bus_MV_417_0_node_32 | 20 | n |  | TRUE
58 | bus_MV_417_0_node_120 | 20 | n |  | TRUE
59 | bus_MV_417_0_node_38 | 20 | n |  | TRUE
60 | bus_MV_417_0_node_93 | 20 | n |  | TRUE
61 | bus_MV_417_0_node_126 | 20 | n |  | TRUE
62 | bus_MV_417_0_node_37 | 20 | n |  | TRUE
63 | bus_MV_417_0_node_170 | 20 | n |  | TRUE
64 | bus_MV_417_0_node_92 | 20 | n |  | TRUE
65 | bus_MV_417_0_node_103 | 20 | n |  | TRUE
66 | bus_MV_417_0_node_33 | 20 | n |  | TRUE
67 | bus_MV_417_0_node_34 | 20 | n |  | TRUE
68 | bus_MV_417_0_node_35 | 20 | n |  | TRUE
69 | bus_MV_417_0_node_39 | 20 | n |  | TRUE
70 | bus_MV_417_0_node_134 | 20 | n |  | TRUE
71 | bus_MV_417_0_node_36 | 20 | n |  | TRUE
72 | bus_MV_417_0_node_40 | 20 | n |  | TRUE
73 | bus_MV_417_0_node_129 | 20 | n |  | TRUE
74 | bus_MV_417_0_node_175 | 20 | n |  | TRUE
75 | bus_MV_417_0_node_125 | 20 | n |  | TRUE
76 | bus_MV_417_0_node_124 | 20 | n |  | TRUE
77 | bus_MV_417_0_node_41 | 20 | n |  | TRUE
78 | bus_MV_417_0_node_42 | 20 | n |  | TRUE
79 | bus_MV_417_0_node_44 | 20 | n |  | TRUE
80 | bus_MV_417_0_node_172 | 20 | n |  | TRUE
81 | bus_MV_417_0_node_171 | 20 | n |  | TRUE
82 | bus_MV_417_0_node_150 | 20 | n |  | TRUE
83 | bus_MV_417_0_node_174 | 20 | n |  | TRUE
84 | bus_MV_417_0_node_48 | 20 | n |  | TRUE
85 | bus_MV_417_0_node_49 | 20 | n |  | TRUE
86 | bus_MV_417_0_node_50 | 20 | n |  | TRUE
87 | bus_MV_417_0_node_52 | 20 | n |  | TRUE
88 | bus_MV_417_0_node_54 | 20 | n |  | TRUE
89 | bus_MV_417_0_node_56 | 20 | n |  | TRUE
90 | bus_MV_417_0_node_51 | 20 | n |  | TRUE
91 | bus_MV_417_0_node_162 | 20 | n |  | TRUE
92 | bus_MV_417_0_node_131 | 20 | n |  | TRUE
93 | bus_MV_417_0_node_135 | 20 | n |  | TRUE
94 | bus_MV_417_0_node_143 | 20 | n |  | TRUE
95 | bus_MV_417_0_node_55 | 20 | n |  | TRUE
96 | bus_MV_417_0_node_101 | 20 | n |  | TRUE
97 | bus_MV_417_0_node_166 | 20 | n |  | TRUE
98 | bus_MV_417_0_node_61 | 20 | n |  | TRUE
99 | bus_MV_417_0_node_132 | 20 | n |  | TRUE
100 | bus_MV_417_0_node_130 | 20 | n |  | TRUE
101 | bus_MV_417_0_node_167 | 20 | n |  | TRUE
102 | bus_MV_417_0_node_98 | 20 | n |  | TRUE
103 | bus_MV_417_0_node_58 | 20 | n |  | TRUE
104 | bus_MV_417_0_node_57 | 20 | n |  | TRUE
105 | bus_MV_417_0_node_59 | 20 | n |  | TRUE
106 | bus_MV_417_0_node_60 | 20 | n |  | TRUE
107 | bus_MV_417_0_node_62 | 20 | n |  | TRUE
108 | bus_MV_417_0_node_63 | 20 | n |  | TRUE
109 | bus_MV_417_0_node_91 | 20 | n |  | TRUE
110 | bus_MV_417_0_node_64 | 20 | n |  | TRUE
111 | bus_MV_417_0_node_65 | 20 | n |  | TRUE
112 | bus_MV_417_0_node_66 | 20 | n |  | TRUE
113 | bus_MV_417_0_node_67 | 20 | n |  | TRUE
114 | bus_MV_417_0_node_78 | 20 | n |  | TRUE
115 | bus_MV_417_0_node_139 | 20 | n |  | TRUE
116 | bus_MV_417_0_node_74 | 20 | n |  | TRUE
117 | bus_MV_417_0_node_68 | 20 | n |  | TRUE
118 | bus_MV_417_0_node_69 | 20 | n |  | TRUE
119 | bus_MV_417_0_node_159 | 20 | n |  | TRUE
120 | bus_MV_417_0_node_70 | 20 | n |  | TRUE
121 | bus_MV_417_0_node_160 | 20 | n |  | TRUE
122 | bus_MV_417_0_node_158 | 20 | n |  | TRUE
123 | bus_MV_417_0_node_72 | 20 | n |  | TRUE
124 | bus_MV_417_0_node_127 | 20 | n |  | TRUE
125 | bus_MV_417_0_node_110 | 20 | n |  | TRUE
126 | bus_MV_417_0_node_111 | 20 | n |  | TRUE
127 | bus_MV_417_0_node_112 | 20 | n |  | TRUE
128 | bus_MV_417_0_node_137 | 20 | n |  | TRUE
129 | bus_MV_417_0_node_136 | 20 | n |  | TRUE
130 | bus_MV_417_0_node_73 | 20 | n |  | TRUE
131 | bus_MV_417_0_node_71 | 20 | n |  | TRUE
132 | bus_MV_417_0_node_75 | 20 | n |  | TRUE
133 | bus_MV_417_0_node_76 | 20 | n |  | TRUE
134 | bus_MV_417_0_node_77 | 20 | n |  | TRUE
135 | bus_MV_417_0_node_161 | 20 | n |  | TRUE
136 | bus_MV_417_0_node_79 | 20 | n |  | TRUE
137 | bus_MV_417_0_node_80 | 20 | n |  | TRUE
138 | bus_MV_417_0_node_83 | 20 | n |  | TRUE
139 | bus_MV_417_0_node_84 | 20 | n |  | TRUE
140 | bus_MV_417_0_node_168 | 20 | n |  | TRUE
141 | bus_MV_417_0_node_89 | 20 | n |  | TRUE
142 | bus_MV_417_0_node_85 | 20 | n |  | TRUE
143 | bus_MV_417_0_node_119 | 20 | n |  | TRUE
144 | bus_MV_417_0_node_86 | 20 | n |  | TRUE
145 | bus_MV_417_0_node_87 | 20 | n |  | TRUE
146 | bus_MV_417_0_node_90 | 20 | n |  | TRUE
147 | bus_MV_417_0_node_128 | 20 | n |  | TRUE
148 | bus_MV_417_0_node_140 | 20 | n |  | TRUE
149 | bus_MV_417_0_node_88 | 20 | n |  | TRUE
150 | bus_MV_417_0_node_100 | 20 | n |  | TRUE
151 | bus_MV_417_0_node_115 | 20 | n |  | TRUE
152 | bus_MV_417_0_node_109 | 20 | n |  | TRUE
153 | bus_MV_417_0_node_163 | 20 | n |  | TRUE
154 | bus_MV_417_0_node_117 | 20 | n |  | TRUE
155 | bus_MV_417_0_node_157 | 20 | n |  | TRUE
156 | bus_MV_417_0_node_154 | 20 | n |  | TRUE
157 | bus_MV_417_0_node_102 | 20 | n |  | TRUE
158 | bus_MV_417_0_node_138 | 20 | n |  | TRUE
159 | bus_MV_417_0_node_99 | 20 | n |  | TRUE
160 | bus_MV_417_0_node_97 | 20 | n |  | TRUE
161 | bus_MV_417_0_node_114 | 20 | n |  | TRUE
162 | bus_MV_417_0_node_116 | 20 | n |  | TRUE
163 | bus_MV_417_0_node_105 | 20 | n |  | TRUE
164 | bus_MV_417_0_node_106 | 20 | n |  | TRUE
165 | bus_MV_417_0_node_108 | 20 | n |  | TRUE
166 | bus_MV_417_0_node_155 | 20 | n |  | TRUE
167 | bus_MV_417_0_node_156 | 20 | n |  | TRUE
168 | bus_MV_417_0_node_149 | 20 | n |  | TRUE
169 | bus_MV_417_0_node_176 | 20 | n |  | TRUE
170 | bus_MV_417_0_node_153 | 20 | n |  | TRUE
171 | bus_HV_417_0_node_153 | 110 | n |  | TRUE

## load
| name | bus | p_mw | q_mvar | const_z_percent | const_i_percent | sn_mva | scaling | in_service | type
0 | MV_417_0_load_0 | 0 | 0.24633 | 0.1193 | 0 | 0 |  | 1 | TRUE | wye
1 | MV_417_0_load_152 | 4 | 0.12805 | 0.062016 | 0 | 0 |  | 1 | TRUE | wye
2 | MV_417_0_load_164 | 5 | 0.31924 | 0.15462 | 0 | 0 |  | 1 | TRUE | wye
3 | MV_417_0_load_9 | 7 | 0.20477 | 0.099174 | 0 | 0 |  | 1 | TRUE | wye
4 | MV_417_0_load_3 | 8 | 0.37856 | 0.18335 | 0 | 0 |  | 1 | TRUE | wye
5 | MV_417_0_load_142 | 11 | 0.33133 | 0.16047 | 0 | 0 |  | 1 | TRUE | wye
6 | MV_417_0_load_169 | 12 | 0.27013 | 0.13083 | 0 | 0 |  | 1 | TRUE | wye
7 | MV_417_0_load_6 | 14 | 0.36272 | 0.17567 | 0 | 0 |  | 1 | TRUE | wye
8 | MV_417_0_load_10 | 17 | 0.40941 | 0.19828 | 0 | 0 |  | 1 | TRUE | wye
9 | MV_417_0_load_11 | 18 | 0.2048 | 0.099188 | 0 | 0 |  | 1 | TRUE | wye
10 | MV_417_0_load_122 | 26 | 0.14557 | 0.070501 | 0 | 0 |  | 1 | TRUE | wye
11 | MV_417_0_load_151 | 27 | 0.32488 | 0.15734 | 0 | 0 |  | 1 | TRUE | wye
12 | MV_417_0_load_113 | 28 | 0.39409 | 0.19087 | 0 | 0 |  | 1 | TRUE | wye
13 | MV_417_0_load_121 | 30 | 0.17706 | 0.085754 | 0 | 0 |  | 1 | TRUE | wye
14 | MV_417_0_load_15 | 34 | 0.36017 | 0.17444 | 0 | 0 |  | 1 | TRUE | wye
15 | MV_417_0_load_19 | 36 | 0.19575 | 0.094805 | 0 | 0 |  | 1 | TRUE | wye
16 | MV_417_0_load_21 | 37 | 0.2914 | 0.14113 | 0 | 0 |  | 1 | TRUE | wye
17 | MV_417_0_load_118 | 41 | 0.15807 | 0.076555 | 0 | 0 |  | 1 | TRUE | wye
18 | MV_417_0_load_24 | 43 | 0.24482 | 0.11857 | 0 | 0 |  | 1 | TRUE | wye
19 | MV_417_0_load_25 | 44 | 0.19598 | 0.094915 | 0 | 0 |  | 1 | TRUE | wye
20 | MV_417_0_load_123 | 45 | 0.41286 | 0.19996 | 0 | 0 |  | 1 | TRUE | wye
21 | MV_417_0_load_30 | 46 | 0.34671 | 0.16792 | 0 | 0 |  | 1 | TRUE | wye
22 | MV_417_0_load_148 | 49 | 0.35076 | 0.16988 | 0 | 0 |  | 1 | TRUE | wye
23 | MV_417_0_load_146 | 52 | 0.30914 | 0.14972 | 0 | 0 |  | 1 | TRUE | wye
24 | MV_417_0_load_173 | 55 | 0.22067 | 0.10688 | 0 | 0 |  | 1 | TRUE | wye
25 | MV_417_0_load_120 | 58 | 0.19898 | 0.09637 | 0 | 0 |  | 1 | TRUE | wye
26 | MV_417_0_load_126 | 61 | 0.077716 | 0.037639 | 0 | 0 |  | 1 | TRUE | wye
27 | MV_417_0_load_170 | 63 | 0.31761 | 0.15382 | 0 | 0 |  | 1 | TRUE | wye
28 | MV_417_0_load_92 | 64 | 0.11076 | 0.053645 | 0 | 0 |  | 1 | TRUE | wye
29 | MV_417_0_load_103 | 65 | 0.32962 | 0.15964 | 0 | 0 |  | 1 | TRUE | wye
30 | MV_417_0_load_33 | 66 | 0.40336 | 0.19536 | 0 | 0 |  | 1 | TRUE | wye
31 | MV_417_0_load_134 | 70 | 0.10517 | 0.050938 | 0 | 0 |  | 1 | TRUE | wye
32 | MV_417_0_load_129 | 73 | 0.092711 | 0.044902 | 0 | 0 |  | 1 | TRUE | wye
33 | MV_417_0_load_175 | 74 | 0.29813 | 0.14439 | 0 | 0 |  | 1 | TRUE | wye
34 | MV_417_0_load_125 | 75 | 0.16977 | 0.082225 | 0 | 0 |  | 1 | TRUE | wye
35 | MV_417_0_load_124 | 76 | 0.075567 | 0.036599 | 0 | 0 |  | 1 | TRUE | wye
36 | MV_417_0_load_41 | 77 | 0.25846 | 0.12518 | 0 | 0 |  | 1 | TRUE | wye
37 | MV_417_0_load_172 | 80 | 0.42935 | 0.20794 | 0 | 0 |  | 1 | TRUE | wye
38 | MV_417_0_load_171 | 81 | 0.21289 | 0.10311 | 0 | 0 |  | 1 | TRUE | wye
39 | MV_417_0_load_150 | 82 | 0.1865 | 0.090326 | 0 | 0 |  | 1 | TRUE | wye
40 | MV_417_0_load_174 | 83 | 0.36332 | 0.17597 | 0 | 0 |  | 1 | TRUE | wye
41 | MV_417_0_load_48 | 84 | 0.27801 | 0.13465 | 0 | 0 |  | 1 | TRUE | wye
42 | MV_417_0_load_56 | 89 | 0.26935 | 0.13045 | 0 | 0 |  | 1 | TRUE | wye
43 | MV_417_0_load_162 | 91 | 0.3119 | 0.15106 | 0 | 0 |  | 1 | TRUE | wye
44 | MV_417_0_load_135 | 93 | 0.23338 | 0.11303 | 0 | 0 |  | 1 | TRUE | wye
45 | MV_417_0_load_143 | 94 | 0.41059 | 0.19886 | 0 | 0 |  | 1 | TRUE | wye
46 | MV_417_0_load_166 | 97 | 0.33301 | 0.16128 | 0 | 0 |  | 1 | TRUE | wye
47 | MV_417_0_load_130 | 100 | 0.35636 | 0.17259 | 0 | 0 |  | 1 | TRUE | wye
48 | MV_417_0_load_167 | 101 | 0.076666 | 0.037131 | 0 | 0 |  | 1 | TRUE | wye
49 | MV_417_0_load_57 | 104 | 0.29161 | 0.14124 | 0 | 0 |  | 1 | TRUE | wye
50 | MV_417_0_load_63 | 108 | 0.23146 | 0.1121 | 0 | 0 |  | 1 | TRUE | wye
51 | MV_417_0_load_91 | 109 | 0.37615 | 0.18218 | 0 | 0 |  | 1 | TRUE | wye
52 | MV_417_0_load_64 | 110 | 0.16412 | 0.079489 | 0 | 0 |  | 1 | TRUE | wye
53 | MV_417_0_load_78 | 114 | 0.30616 | 0.14828 | 0 | 0 |  | 1 | TRUE | wye
54 | MV_417_0_load_139 | 115 | 0.1261 | 0.061073 | 0 | 0 |  | 1 | TRUE | wye
55 | MV_417_0_load_68 | 117 | 0.061806 | 0.029934 | 0 | 0 |  | 1 | TRUE | wye
56 | MV_417_0_load_159 | 119 | 0.053929 | 0.026119 | 0 | 0 |  | 1 | TRUE | wye
57 | MV_417_0_load_158 | 122 | 0.28574 | 0.13839 | 0 | 0 |  | 1 | TRUE | wye
58 | MV_417_0_load_127 | 124 | 1.8682 | 0.90482 | 0 | 0 |  | 1 | TRUE | wye
59 | MV_417_0_load_110 | 125 | 0.23611 | 0.11435 | 0 | 0 |  | 1 | TRUE | wye
60 | MV_417_0_load_136 | 129 | 0.084733 | 0.041038 | 0 | 0 |  | 1 | TRUE | wye
61 | MV_417_0_load_71 | 131 | 0.14032 | 0.06796 | 0 | 0 |  | 1 | TRUE | wye
62 | MV_417_0_load_75 | 132 | 0.23137 | 0.11206 | 0 | 0 |  | 1 | TRUE | wye
63 | MV_417_0_load_161 | 135 | 0.18116 | 0.087738 | 0 | 0 |  | 1 | TRUE | wye
64 | MV_417_0_load_79 | 136 | 0.25205 | 0.12207 | 0 | 0 |  | 1 | TRUE | wye
65 | MV_417_0_load_168 | 140 | 0.16413 | 0.079491 | 0 | 0 |  | 1 | TRUE | wye
66 | MV_417_0_load_85 | 142 | 0.37386 | 0.18107 | 0 | 0 |  | 1 | TRUE | wye
67 | MV_417_0_load_119 | 143 | 0.19674 | 0.095288 | 0 | 0 |  | 1 | TRUE | wye
68 | MV_417_0_load_128 | 147 | 0.082803 | 0.040104 | 0 | 0 |  | 1 | TRUE | wye
69 | MV_417_0_load_140 | 148 | 0.15238 | 0.073802 | 0 | 0 |  | 1 | TRUE | wye
70 | MV_417_0_load_115 | 151 | 0.2025 | 0.098077 | 0 | 0 |  | 1 | TRUE | wye
71 | MV_417_0_load_109 | 152 | 0.28612 | 0.13857 | 0 | 0 |  | 1 | TRUE | wye
72 | MV_417_0_load_163 | 153 | 0.39011 | 0.18894 | 0 | 0 |  | 1 | TRUE | wye
73 | MV_417_0_load_157 | 155 | 0.34623 | 0.16769 | 0 | 0 |  | 1 | TRUE | wye
74 | MV_417_0_load_138 | 158 | 0.3141 | 0.15212 | 0 | 0 |  | 1 | TRUE | wye
75 | MV_417_0_load_97 | 160 | 0.29123 | 0.14105 | 0 | 0 |  | 1 | TRUE | wye
76 | MV_417_0_load_114 | 161 | 0.39826 | 0.19288 | 0 | 0 |  | 1 | TRUE | wye
77 | MV_417_0_load_116 | 162 | 0.20398 | 0.098793 | 0 | 0 |  | 1 | TRUE | wye
78 | MV_417_0_load_106 | 164 | 0.33475 | 0.16213 | 0 | 0 |  | 1 | TRUE | wye
79 | MV_417_0_load_108 | 165 | 0.23038 | 0.11158 | 0 | 0 |  | 1 | TRUE | wye
80 | MV_417_0_load_155 | 166 | 0.09751 | 0.047226 | 0 | 0 |  | 1 | TRUE | wye
81 | MV_417_0_load_156 | 167 | 0.40189 | 0.19465 | 0 | 0 |  | 1 | TRUE | wye
82 | MV_417_0_load_176 | 169 | 0.084284 | 0.040821 | 0 | 0 |  | 1 | TRUE | wye
83 | MV_417_0_load_153 | 170 | 0.14332 | 0.069411 | 0 | 0 |  | 1 | TRUE | wye

## ext_grid
| name | bus | vm_pu | va_degree | slack_weight | in_service
0 |  | 170 | 1 | 0 | 1 | TRUE

## line
| name | std_type | from_bus | to_bus | length_km | r_ohm_per_km | x_ohm_per_km | c_nf_per_km | g_us_per_km | max_i_ka | df | parallel | type | in_service
0 | MV_417_0_line_0 |  | 0 | 1 | 0.025165 | 0.061 | 0.056 | 608 | 0 | 0.842 | 1 | 1 | cs | TRUE
1 | MV_417_0_line_1 |  | 0 | 2 | 1.3474 | 0.1188 | 0.172 | 20.6 | 0 | 0.82 | 1 | 1 | ol | TRUE
2 | MV_417_0_line_2 |  | 1 | 3 | 0.26084 | 0.445 | 0.132 | 190 | 0 | 0.22 | 1 | 1 | cs | TRUE
3 | MV_417_0_line_3 |  | 1 | 4 | 3.4189 | 0.1188 | 0.172 | 20.6 | 0 | 0.82 | 1 | 1 | ol | TRUE
4 | MV_417_0_line_4 |  | 2 | 5 | 0.023062 | 0.161 | 0.117 | 273 | 0 | 0.362 | 1 | 1 | cs | TRUE
5 | MV_417_0_line_5 |  | 3 | 7 | 0.063983 | 0.5939 | 0.372 | 9.5 | 0 | 0.21 | 1 | 1 | ol | TRUE
6 | MV_417_0_line_6 |  | 4 | 6 | 0.1397 | 0.1188 | 0.172 | 20.6 | 0 | 0.82 | 1 | 1 | ol | TRUE
7 | MV_417_0_line_7 |  | 5 | 11 | 1.581 | 0.306 | 0.35 | 10 | 0 | 0.35 | 1 | 1 | ol | TRUE
8 | MV_417_0_line_8 |  | 5 | 8 | 0.59008 | 0.5939 | 0.372 | 9.5 | 0 | 0.21 | 1 | 1 | ol | TRUE
9 | MV_417_0_line_9 |  | 6 | 92 | 1.3634 | 0.061 | 0.056 | 608 | 0 | 0.842 | 1 | 1 | cs | TRUE
10 | MV_417_0_line_10 |  | 8 | 9 | 0.071513 | 0.445 | 0.132 | 190 | 0 | 0.22 | 1 | 1 | cs | TRUE
11 | MV_417_0_line_11 |  | 9 | 10 | 0.32981 | 0.445 | 0.132 | 190 | 0 | 0.22 | 1 | 1 | cs | TRUE
12 | MV_417_0_line_12 |  | 10 | 14 | 0.0026 | 0.445 | 0.132 | 190 | 0 | 0.22 | 1 | 1 | cs | TRUE
13 | MV_417_0_line_13 |  | 11 | 13 | 0.054534 | 0.445 | 0.132 | 190 | 0 | 0.22 | 1 | 1 | cs | TRUE
14 | MV_417_0_line_14 |  | 12 | 13 | 2.3694 | 0.5939 | 0.372 | 9.5 | 0 | 0.21 | 1 | 1 | ol | TRUE
15 | MV_417_0_line_15 |  | 14 | 15 | 0.031755 | 0.445 | 0.132 | 190 | 0 | 0.22 | 1 | 1 | cs | TRUE
16 | MV_417_0_line_16 |  | 15 | 16 | 0.79409 | 0.445 | 0.132 | 190 | 0 | 0.22 | 1 | 1 | cs | TRUE
17 | MV_417_0_line_17 |  | 16 | 17 | 0.025026 | 0.445 | 0.132 | 190 | 0 | 0.22 | 1 | 1 | cs | TRUE
18 | MV_417_0_line_18 |  | 18 | 19 | 0.018917 | 0.445 | 0.132 | 190 | 0 | 0.22 | 1 | 1 | cs | TRUE
19 | MV_417_0_line_19 |  | 19 | 20 | 0.4381 | 0.445 | 0.132 | 190 | 0 | 0.22 | 1 | 1 | cs | TRUE
20 | MV_417_0_line_20 |  | 20 | 25 | 0.26578 | 0.445 | 0.132 | 190 | 0 | 0.22 | 1 | 1 | cs | TRUE
21 | MV_417_0_line_21 |  | 20 | 26 | 0.45838 | 0.5939 | 0.372 | 9.5 | 0 | 0.21 | 1 | 1 | ol | TRUE
22 | MV_417_0_line_22 |  | 20 | 27 | 0.13029 | 0.5939 | 0.372 | 9.5 | 0 | 0.21 | 1 | 1 | ol | TRUE
23 | MV_417_0_line_23 |  | 21 | 22 | 0.5493 | 0.0595 | 0.16 | 22 | 0 | 1.29 | 1 | 1 | ol | TRUE
24 | MV_417_0_line_24 |  | 21 | 23 | 0.087167 | 0.0595 | 0.16 | 22 | 0 | 1.29 | 1 | 1 | ol | TRUE
25 | MV_417_0_line_25 |  | 21 | 24 | 0.030899 | 0.5939 | 0.372 | 9.5 | 0 | 0.21 | 1 | 1 | ol | TRUE
26 | MV_417_0_line_26 |  | 22 | 63 | 0.02133 | 0.445 | 0.132 | 190 | 0 | 0.22 | 1 | 1 | cs | TRUE
27 | MV_417_0_line_27 |  | 22 | 53 | 0.33165 | 0.0515 | 0.029 | 1000 | 0 | 1.276 | 1 | 1 | cs | TRUE
28 | MV_417_0_line_28 |  | 23 | 65 | 0.014185 | 0.445 | 0.132 | 190 | 0 | 0.22 | 1 | 1 | cs | TRUE
29 | MV_417_0_line_29 |  | 23 | 59 | 0.079455 | 0.0515 | 0.029 | 1000 | 0 | 1.276 | 1 | 1 | cs | TRUE
30 | MV_417_0_line_30 |  | 24 | 163 | 0.067089 | 0.445 | 0.132 | 190 | 0 | 0.22 | 1 | 1 | cs | TRUE
31 | MV_417_0_line_31 |  | 24 | 164 | 0.02026 | 0.445 | 0.132 | 190 | 0 | 0.22 | 1 | 1 | cs | TRUE
32 | MV_417_0_line_32 |  | 25 | 28 | 0.028649 | 0.445 | 0.132 | 190 | 0 | 0.22 | 1 | 1 | cs | TRUE
33 | MV_417_0_line_33 |  | 27 | 29 | 0.073398 | 0.5939 | 0.372 | 9.5 | 0 | 0.21 | 1 | 1 | ol | TRUE
34 | MV_417_0_line_34 |  | 28 | 33 | 0.066005 | 0.445 | 0.132 | 190 | 0 | 0.22 | 1 | 1 | cs | TRUE
35 | MV_417_0_line_35 |  | 29 | 36 | 0.14049 | 0.5939 | 0.372 | 9.5 | 0 | 0.21 | 1 | 1 | ol | TRUE
36 | MV_417_0_line_36 |  | 30 | 31 | 0.201 | 0.0595 | 0.16 | 22 | 0 | 1.29 | 1 | 1 | ol | TRUE
37 | MV_417_0_line_37 |  | 30 | 32 | 0.069957 | 0.0595 | 0.16 | 22 | 0 | 1.29 | 1 | 1 | ol | TRUE
38 | MV_417_0_line_38 |  | 31 | 57 | 0.15698 | 0.445 | 0.132 | 190 | 0 | 0.22 | 1 | 1 | cs | TRUE
39 | MV_417_0_line_39 |  | 31 | 46 | 0.060248 | 0.0595 | 0.16 | 22 | 0 | 1.29 | 1 | 1 | ol | TRUE
40 | MV_417_0_line_40 |  | 32 | 90 | 0.47195 | 0.0515 | 0.029 | 1000 | 0 | 1.276 | 1 | 1 | cs | TRUE
41 | MV_417_0_line_41 |  | 33 | 79 | 0.41932 | 0.445 | 0.132 | 190 | 0 | 0.22 | 1 | 1 | cs | TRUE
42 | MV_417_0_line_42 |  | 34 | 35 | 0.032203 | 0.445 | 0.132 | 190 | 0 | 0.22 | 1 | 1 | cs | TRUE
43 | MV_417_0_line_43 |  | 35 | 36 | 0.49246 | 0.5939 | 0.372 | 9.5 | 0 | 0.21 | 1 | 1 | ol | TRUE
44 | MV_417_0_line_44 |  | 37 | 38 | 0.032396 | 0.445 | 0.132 | 190 | 0 | 0.22 | 1 | 1 | cs | TRUE
45 | MV_417_0_line_45 |  | 38 | 39 | 0.18343 | 0.445 | 0.132 | 190 | 0 | 0.22 | 1 | 1 | cs | TRUE
46 | MV_417_0_line_46 |  | 38 | 40 | 0.51853 | 0.306 | 0.35 | 10 | 0 | 0.35 | 1 | 1 | ol | TRUE
47 | MV_417_0_line_47 |  | 39 | 43 | 0.082694 | 0.445 | 0.132 | 190 | 0 | 0.22 | 1 | 1 | cs | TRUE
48 | MV_417_0_line_48 |  | 40 | 41 | 0.006564 | 0.445 | 0.132 | 190 | 0 | 0.22 | 1 | 1 | cs | TRUE
49 | MV_417_0_line_49 |  | 40 | 42 | 0.8777 | 0.161 | 0.117 | 273 | 0 | 0.362 | 1 | 1 | cs | TRUE
50 | MV_417_0_line_50 |  | 42 | 138 | 0.54074 | 0.161 | 0.117 | 273 | 0 | 0.362 | 1 | 1 | cs | TRUE
51 | MV_417_0_line_51 |  | 44 | 45 | 0.092793 | 0.0595 | 0.16 | 22 | 0 | 1.29 | 1 | 1 | ol | TRUE
52 | MV_417_0_line_52 |  | 44 | 46 | 0.21059 | 0.0595 | 0.16 | 22 | 0 | 1.29 | 1 | 1 | ol | TRUE
53 | MV_417_0_line_53 |  | 45 | 47 | 0.1499 | 0.0515 | 0.029 | 1000 | 0 | 1.276 | 1 | 1 | cs | TRUE
54 | MV_417_0_line_54 |  | 47 | 50 | 0.1648 | 0.0515 | 0.029 | 1000 | 0 | 1.276 | 1 | 1 | cs | TRUE
55 | MV_417_0_line_55 |  | 47 | 48 | 0.25104 | 0.445 | 0.132 | 190 | 0 | 0.22 | 1 | 1 | cs | TRUE
56 | MV_417_0_line_56 |  | 48 | 49 | 0.022548 | 0.445 | 0.132 | 190 | 0 | 0.22 | 1 | 1 | cs | TRUE
57 | MV_417_0_line_57 |  | 49 | 54 | 0.038619 | 0.445 | 0.132 | 190 | 0 | 0.22 | 1 | 1 | cs | TRUE
58 | MV_417_0_line_58 |  | 50 | 51 | 0.36634 | 0.445 | 0.132 | 190 | 0 | 0.22 | 1 | 1 | cs | TRUE
59 | MV_417_0_line_59 |  | 50 | 52 | 0.058941 | 0.0595 | 0.16 | 22 | 0 | 1.29 | 1 | 1 | ol | TRUE
60 | MV_417_0_line_60 |  | 51 | 55 | 0.016365 | 0.445 | 0.132 | 190 | 0 | 0.22 | 1 | 1 | cs | TRUE
61 | MV_417_0_line_61 |  | 51 | 56 | 0.092377 | 0.5939 | 0.372 | 9.5 | 0 | 0.21 | 1 | 1 | ol | TRUE
62 | MV_417_0_line_62 |  | 52 | 53 | 0.034449 | 0.0515 | 0.029 | 1000 | 0 | 1.276 | 1 | 1 | cs | TRUE
63 | MV_417_0_line_63 |  | 54 | 168 | 0.080296 | 0.445 | 0.132 | 190 | 0 | 0.22 | 1 | 1 | cs | TRUE
64 | MV_417_0_line_64 |  | 55 | 83 | 0.083585 | 0.5939 | 0.372 | 9.5 | 0 | 0.21 | 1 | 1 | ol | TRUE
65 | MV_417_0_line_65 |  | 56 | 80 | 0.053703 | 0.445 | 0.132 | 190 | 0 | 0.22 | 1 | 1 | cs | TRUE
66 | MV_417_0_line_66 |  | 56 | 78 | 0.26502 | 0.445 | 0.132 | 190 | 0 | 0.22 | 1 | 1 | cs | TRUE
67 | MV_417_0_line_67 |  | 57 | 58 | 0.079608 | 0.5939 | 0.372 | 9.5 | 0 | 0.21 | 1 | 1 | ol | TRUE
68 | MV_417_0_line_68 |  | 59 | 60 | 0.11375 | 0.0515 | 0.029 | 1000 | 0 | 1.276 | 1 | 1 | cs | TRUE
69 | MV_417_0_line_69 |  | 59 | 61 | 0.018351 | 0.445 | 0.132 | 190 | 0 | 0.22 | 1 | 1 | cs | TRUE
70 | MV_417_0_line_70 |  | 59 | 62 | 0.14153 | 0.445 | 0.132 | 190 | 0 | 0.22 | 1 | 1 | cs | TRUE
71 | MV_417_0_line_71 |  | 60 | 64 | 0.065497 | 0.0595 | 0.16 | 22 | 0 | 1.29 | 1 | 1 | ol | TRUE
72 | MV_417_0_line_72 |  | 62 | 74 | 0.036532 | 0.5939 | 0.372 | 9.5 | 0 | 0.21 | 1 | 1 | ol | TRUE
73 | MV_417_0_line_73 |  | 62 | 67 | 0.23555 | 0.445 | 0.132 | 190 | 0 | 0.22 | 1 | 1 | cs | TRUE
74 | MV_417_0_line_74 |  | 64 | 158 | 0.15359 | 0.0595 | 0.16 | 22 | 0 | 1.29 | 1 | 1 | ol | TRUE
75 | MV_417_0_line_75 |  | 66 | 67 | 0.007273 | 0.445 | 0.132 | 190 | 0 | 0.22 | 1 | 1 | cs | TRUE
76 | MV_417_0_line_76 |  | 67 | 68 | 0.15188 | 0.445 | 0.132 | 190 | 0 | 0.22 | 1 | 1 | cs | TRUE
77 | MV_417_0_line_77 |  | 68 | 69 | 0.16176 | 0.445 | 0.132 | 190 | 0 | 0.22 | 1 | 1 | cs | TRUE
78 | MV_417_0_line_78 |  | 68 | 70 | 0.033688 | 0.445 | 0.132 | 190 | 0 | 0.22 | 1 | 1 | cs | TRUE
79 | MV_417_0_line_79 |  | 69 | 75 | 0.031787 | 0.445 | 0.132 | 190 | 0 | 0.22 | 1 | 1 | cs | TRUE
80 | MV_417_0_line_80 |  | 69 | 71 | 0.17069 | 0.445 | 0.132 | 190 | 0 | 0.22 | 1 | 1 | cs | TRUE
81 | MV_417_0_line_81 |  | 71 | 72 | 0.1642 | 0.445 | 0.132 | 190 | 0 | 0.22 | 1 | 1 | cs | TRUE
82 | MV_417_0_line_82 |  | 71 | 73 | 0.0071701 | 0.445 | 0.132 | 190 | 0 | 0.22 | 1 | 1 | cs | TRUE
83 | MV_417_0_line_83 |  | 72 | 76 | 0.014396 | 0.445 | 0.132 | 190 | 0 | 0.22 | 1 | 1 | cs | TRUE
84 | MV_417_0_line_84 |  | 77 | 78 | 0.009998 | 0.445 | 0.132 | 190 | 0 | 0.22 | 1 | 1 | cs | TRUE
85 | MV_417_0_line_85 |  | 78 | 79 | 0.70207 | 0.445 | 0.132 | 190 | 0 | 0.22 | 1 | 1 | cs | TRUE
86 | MV_417_0_line_86 |  | 79 | 81 | 0.005694 | 0.445 | 0.132 | 190 | 0 | 0.22 | 1 | 1 | cs | TRUE
87 | MV_417_0_line_87 |  | 80 | 82 | 0.15366 | 0.5939 | 0.372 | 9.5 | 0 | 0.21 | 1 | 1 | ol | TRUE
88 | MV_417_0_line_88 |  | 84 | 85 | 0.021008 | 0.0515 | 0.029 | 1000 | 0 | 1.276 | 1 | 1 | cs | TRUE
89 | MV_417_0_line_89 |  | 84 | 86 | 0.039044 | 0.0515 | 0.029 | 1000 | 0 | 1.276 | 1 | 1 | cs | TRUE
90 | MV_417_0_line_90 |  | 85 | 87 | 0.24198 | 0.0515 | 0.029 | 1000 | 0 | 1.276 | 1 | 1 | cs | TRUE
91 | MV_417_0_line_91 |  | 85 | 88 | 0.32818 | 0.445 | 0.132 | 190 | 0 | 0.22 | 1 | 1 | cs | TRUE
92 | MV_417_0_line_92 |  | 86 | 89 | 0.035781 | 0.0515 | 0.029 | 1000 | 0 | 1.276 | 1 | 1 | cs | TRUE
93 | MV_417_0_line_93 |  | 87 | 92 | 0.066005 | 0.0515 | 0.029 | 1000 | 0 | 1.276 | 1 | 1 | cs | TRUE
94 | MV_417_0_line_94 |  | 87 | 93 | 0.030689 | 0.445 | 0.132 | 190 | 0 | 0.22 | 1 | 1 | cs | TRUE
95 | MV_417_0_line_95 |  | 87 | 90 | 0.45311 | 0.0515 | 0.029 | 1000 | 0 | 1.276 | 1 | 1 | cs | TRUE
96 | MV_417_0_line_96 |  | 88 | 94 | 0.066636 | 0.445 | 0.132 | 190 | 0 | 0.22 | 1 | 1 | cs | TRUE
97 | MV_417_0_line_97 |  | 89 | 98 | 0.04839 | 0.0515 | 0.029 | 1000 | 0 | 1.276 | 1 | 1 | cs | TRUE
98 | MV_417_0_line_98 |  | 90 | 91 | 0.035821 | 0.445 | 0.132 | 190 | 0 | 0.22 | 1 | 1 | cs | TRUE
99 | MV_417_0_line_99 |  | 92 | 99 | 0.081345 | 0.0515 | 0.029 | 1000 | 0 | 1.276 | 1 | 1 | cs | TRUE
100 | MV_417_0_line_100 |  | 92 | 100 | 0.10633 | 0.445 | 0.132 | 190 | 0 | 0.22 | 1 | 1 | cs | TRUE
101 | MV_417_0_line_101 |  | 95 | 96 | 0.063225 | 0.445 | 0.132 | 190 | 0 | 0.22 | 1 | 1 | cs | TRUE
102 | MV_417_0_line_102 |  | 95 | 97 | 0.024607 | 0.5939 | 0.372 | 9.5 | 0 | 0.21 | 1 | 1 | ol | TRUE
103 | MV_417_0_line_103 |  | 96 | 101 | 0.001949 | 0.445 | 0.132 | 190 | 0 | 0.22 | 1 | 1 | cs | TRUE
104 | MV_417_0_line_104 |  | 96 | 102 | 0.28577 | 0.445 | 0.132 | 190 | 0 | 0.22 | 1 | 1 | cs | TRUE
105 | MV_417_0_line_105 |  | 98 | 103 | 0.93172 | 0.161 | 0.117 | 273 | 0 | 0.362 | 1 | 1 | cs | TRUE
106 | MV_417_0_line_106 |  | 99 | 170 | 0.1296 | 0.0515 | 0.029 | 1000 | 0 | 1.276 | 1 | 1 | cs | TRUE
107 | MV_417_0_line_107 |  | 102 | 159 | 0.38555 | 0.445 | 0.132 | 190 | 0 | 0.22 | 1 | 1 | cs | TRUE
108 | MV_417_0_line_108 |  | 102 | 160 | 0.059729 | 0.5939 | 0.372 | 9.5 | 0 | 0.21 | 1 | 1 | ol | TRUE
109 | MV_417_0_line_109 |  | 102 | 150 | 0.24175 | 0.0515 | 0.029 | 1000 | 0 | 1.276 | 1 | 1 | cs | TRUE
110 | MV_417_0_line_110 |  | 102 | 157 | 0.2561 | 0.0515 | 0.029 | 1000 | 0 | 1.276 | 1 | 1 | cs | TRUE
111 | MV_417_0_line_111 |  | 103 | 105 | 0.40462 | 0.161 | 0.117 | 273 | 0 | 0.362 | 1 | 1 | cs | TRUE
112 | MV_417_0_line_112 |  | 103 | 106 | 0.39971 | 0.445 | 0.132 | 190 | 0 | 0.22 | 1 | 1 | cs | TRUE
113 | MV_417_0_line_113 |  | 103 | 104 | 0.0591 | 0.5939 | 0.372 | 9.5 | 0 | 0.21 | 1 | 1 | ol | TRUE
114 | MV_417_0_line_114 |  | 105 | 107 | 0.41557 | 0.445 | 0.132 | 190 | 0 | 0.22 | 1 | 1 | cs | TRUE
115 | MV_417_0_line_115 |  | 105 | 108 | 0.011397 | 0.445 | 0.132 | 190 | 0 | 0.22 | 1 | 1 | cs | TRUE
116 | MV_417_0_line_116 |  | 106 | 109 | 0.014177 | 0.445 | 0.132 | 190 | 0 | 0.22 | 1 | 1 | cs | TRUE
117 | MV_417_0_line_117 |  | 107 | 110 | 0.052901 | 0.445 | 0.132 | 190 | 0 | 0.22 | 1 | 1 | cs | TRUE
118 | MV_417_0_line_118 |  | 110 | 111 | 0.037168 | 0.445 | 0.132 | 190 | 0 | 0.22 | 1 | 1 | cs | TRUE
119 | MV_417_0_line_119 |  | 111 | 112 | 0.24082 | 0.445 | 0.132 | 190 | 0 | 0.22 | 1 | 1 | cs | TRUE
120 | MV_417_0_line_120 |  | 111 | 113 | 0.29883 | 0.445 | 0.132 | 190 | 0 | 0.22 | 1 | 1 | cs | TRUE
121 | MV_417_0_line_121 |  | 112 | 114 | 0.039413 | 0.445 | 0.132 | 190 | 0 | 0.22 | 1 | 1 | cs | TRUE
122 | MV_417_0_line_122 |  | 113 | 115 | 0.086482 | 0.445 | 0.132 | 190 | 0 | 0.22 | 1 | 1 | cs | TRUE
123 | MV_417_0_line_123 |  | 115 | 116 | 0.14263 | 0.5939 | 0.372 | 9.5 | 0 | 0.21 | 1 | 1 | ol | TRUE
124 | MV_417_0_line_124 |  | 116 | 123 | 0.63703 | 0.445 | 0.132 | 190 | 0 | 0.22 | 1 | 1 | cs | TRUE
125 | MV_417_0_line_125 |  | 117 | 118 | 0.070045 | 0.445 | 0.132 | 190 | 0 | 0.22 | 1 | 1 | cs | TRUE
126 | MV_417_0_line_126 |  | 117 | 119 | 1.2134 | 0.5939 | 0.372 | 9.5 | 0 | 0.21 | 1 | 1 | ol | TRUE
127 | MV_417_0_line_127 |  | 118 | 120 | 0.68758 | 0.445 | 0.132 | 190 | 0 | 0.22 | 1 | 1 | cs | TRUE
128 | MV_417_0_line_128 |  | 119 | 121 | 0.093353 | 0.445 | 0.132 | 190 | 0 | 0.22 | 1 | 1 | cs | TRUE
129 | MV_417_0_line_129 |  | 120 | 123 | 0.44403 | 0.445 | 0.132 | 190 | 0 | 0.22 | 1 | 1 | cs | TRUE
130 | MV_417_0_line_130 |  | 120 | 124 | 0.12987 | 0.445 | 0.132 | 190 | 0 | 0.22 | 1 | 1 | cs | TRUE
131 | MV_417_0_line_131 |  | 121 | 122 | 1.0108 | 0.5939 | 0.372 | 9.5 | 0 | 0.21 | 1 | 1 | ol | TRUE
132 | MV_417_0_line_132 |  | 122 | 128 | 0.078319 | 0.5939 | 0.372 | 9.5 | 0 | 0.21 | 1 | 1 | ol | TRUE
133 | MV_417_0_line_133 |  | 123 | 130 | 0.36709 | 0.445 | 0.132 | 190 | 0 | 0.22 | 1 | 1 | cs | TRUE
134 | MV_417_0_line_134 |  | 123 | 131 | 0.023066 | 0.445 | 0.132 | 190 | 0 | 0.22 | 1 | 1 | cs | TRUE
135 | MV_417_0_line_135 |  | 125 | 126 | 0.018179 | 0.445 | 0.132 | 190 | 0 | 0.22 | 1 | 1 | cs | TRUE
136 | MV_417_0_line_136 |  | 126 | 127 | 0.32886 | 0.445 | 0.132 | 190 | 0 | 0.22 | 1 | 1 | cs | TRUE
137 | MV_417_0_line_137 |  | 127 | 128 | 0.042419 | 0.445 | 0.132 | 190 | 0 | 0.22 | 1 | 1 | cs | TRUE
138 | MV_417_0_line_138 |  | 128 | 129 | 0.033773 | 0.445 | 0.132 | 190 | 0 | 0.22 | 1 | 1 | cs | TRUE
139 | MV_417_0_line_139 |  | 130 | 132 | 0.072063 | 0.445 | 0.132 | 190 | 0 | 0.22 | 1 | 1 | cs | TRUE
140 | MV_417_0_line_140 |  | 132 | 133 | 0.15551 | 0.5939 | 0.372 | 9.5 | 0 | 0.21 | 1 | 1 | ol | TRUE
141 | MV_417_0_line_141 |  | 133 | 134 | 0.23391 | 0.445 | 0.132 | 190 | 0 | 0.22 | 1 | 1 | cs | TRUE
142 | MV_417_0_line_142 |  | 134 | 135 | 0.15993 | 0.445 | 0.132 | 190 | 0 | 0.22 | 1 | 1 | cs | TRUE
143 | MV_417_0_line_143 |  | 136 | 137 | 0.006954 | 0.445 | 0.132 | 190 | 0 | 0.22 | 1 | 1 | cs | TRUE
144 | MV_417_0_line_144 |  | 137 | 138 | 0.57683 | 0.161 | 0.117 | 273 | 0 | 0.362 | 1 | 1 | cs | TRUE
145 | MV_417_0_line_145 |  | 137 | 139 | 0.86111 | 0.161 | 0.117 | 273 | 0 | 0.362 | 1 | 1 | cs | TRUE
146 | MV_417_0_line_146 |  | 138 | 140 | 0.017025 | 0.445 | 0.132 | 190 | 0 | 0.22 | 1 | 1 | cs | TRUE
147 | MV_417_0_line_147 |  | 139 | 141 | 0.31191 | 0.161 | 0.117 | 273 | 0 | 0.362 | 1 | 1 | cs | TRUE
148 | MV_417_0_line_148 |  | 139 | 142 | 0.026777 | 0.5939 | 0.372 | 9.5 | 0 | 0.21 | 1 | 1 | ol | TRUE
149 | MV_417_0_line_149 |  | 140 | 143 | 0.057777 | 0.5939 | 0.372 | 9.5 | 0 | 0.21 | 1 | 1 | ol | TRUE
150 | MV_417_0_line_150 |  | 141 | 152 | 0.055695 | 0.5939 | 0.372 | 9.5 | 0 | 0.21 | 1 | 1 | ol | TRUE
151 | MV_417_0_line_151 |  | 141 | 144 | 0.7626 | 0.161 | 0.117 | 273 | 0 | 0.362 | 1 | 1 | cs | TRUE
152 | MV_417_0_line_152 |  | 144 | 145 | 0.075559 | 0.445 | 0.132 | 190 | 0 | 0.22 | 1 | 1 | cs | TRUE
153 | MV_417_0_line_153 |  | 144 | 146 | 0.44707 | 0.161 | 0.117 | 273 | 0 | 0.362 | 1 | 1 | cs | TRUE
154 | MV_417_0_line_154 |  | 144 | 147 | 0.073776 | 0.445 | 0.132 | 190 | 0 | 0.22 | 1 | 1 | cs | TRUE
155 | MV_417_0_line_155 |  | 145 | 148 | 0.007284 | 0.445 | 0.132 | 190 | 0 | 0.22 | 1 | 1 | cs | TRUE
156 | MV_417_0_line_156 |  | 146 | 153 | 0.009952 | 0.445 | 0.132 | 190 | 0 | 0.22 | 1 | 1 | cs | TRUE
157 | MV_417_0_line_157 |  | 146 | 154 | 1.3511 | 0.445 | 0.132 | 190 | 0 | 0.22 | 1 | 1 | cs | TRUE
158 | MV_417_0_line_158 |  | 146 | 149 | 0.37632 | 0.161 | 0.117 | 273 | 0 | 0.362 | 1 | 1 | cs | TRUE
159 | MV_417_0_line_159 |  | 149 | 150 | 0.70582 | 0.0515 | 0.029 | 1000 | 0 | 1.276 | 1 | 1 | cs | TRUE
160 | MV_417_0_line_160 |  | 149 | 151 | 0.009271 | 0.445 | 0.132 | 190 | 0 | 0.22 | 1 | 1 | cs | TRUE
161 | MV_417_0_line_161 |  | 150 | 155 | 0.039513 | 0.445 | 0.132 | 190 | 0 | 0.22 | 1 | 1 | cs | TRUE
162 | MV_417_0_line_162 |  | 150 | 156 | 0.2524 | 0.445 | 0.132 | 190 | 0 | 0.22 | 1 | 1 | cs | TRUE
163 | MV_417_0_line_163 |  | 154 | 162 | 0.011749 | 0.445 | 0.132 | 190 | 0 | 0.22 | 1 | 1 | cs | TRUE
164 | MV_417_0_line_164 |  | 156 | 166 | 0.006202 | 0.445 | 0.132 | 190 | 0 | 0.22 | 1 | 1 | cs | TRUE
165 | MV_417_0_line_165 |  | 156 | 167 | 0.038251 | 0.445 | 0.132 | 190 | 0 | 0.22 | 1 | 1 | cs | TRUE
166 | MV_417_0_line_166 |  | 157 | 158 | 0.007958 | 0.0515 | 0.029 | 1000 | 0 | 1.276 | 1 | 1 | cs | TRUE
167 | MV_417_0_line_167 |  | 159 | 161 | 0.057305 | 0.445 | 0.132 | 190 | 0 | 0.22 | 1 | 1 | cs | TRUE
168 | MV_417_0_line_168 |  | 163 | 165 | 0.024236 | 0.445 | 0.132 | 190 | 0 | 0.22 | 1 | 1 | cs | TRUE
169 | MV_417_0_line_169 |  | 168 | 169 | 0.003521 | 0.445 | 0.132 | 190 | 0 | 0.22 | 1 | 1 | cs | TRUE

## trafo
| name | std_type | hv_bus | lv_bus | sn_mva | vn_hv_kv | vn_lv_kv | vk_percent | vkr_percent | pfe_kw | i0_percent | shift_degree | tap_side | tap_neutral | tap_min | tap_max | tap_step_percent | tap_step_degree | tap_pos | tap_phase_shifter | parallel | df | in_service
0 | MV_417_0_trafo_153 | 25 MVA 110/20 kV | 171 | 170 | 25 | 110 | 20 | 12 | 0.41 | 14 | 0.07 | 150 | hv | 0 | -9 | 9 | 1.5 | 0 | 0 | FALSE | 1 | 1 | TRUE

## bus_geodata
| x | y | coords
0 | 2684122.1539 | 1231372.0531
1 | 2684140.954 | 1231362.8793
2 | 2683484.6176 | 1232559.1178
3 | 2684240.3832 | 1231167.5954
4 | 2686754.8858 | 1233566.607
5 | 2683462.9742 | 1232553.7991
6 | 2686890.1236 | 1233531.5908
7 | 2684194.1395 | 1231123.3763
8 | 2682997.1908 | 1232916.0646
9 | 2682972.0992 | 1232980.9597
10 | 2682889.1142 | 1233209.6617
11 | 2682504.4105 | 1231296.5466
12 | 2680100.5065 | 1231078.9536
13 | 2682462.7279 | 1231263.4011
14 | 2682887.8483 | 1233211.9346
15 | 2682872.0328 | 1233239.4889
16 | 2682565.6018 | 1233544.9382
17 | 2682557.5179 | 1233521.3539
18 | 2686860.3297 | 1236065.5814
19 | 2686869.4199 | 1236048.9802
20 | 2686540.5611 | 1236000.4355
21 | 2687825.48 | 1234962.0345
22 | 2687294.9642 | 1235104.4529
23 | 2687743.3413 | 1234932.8559
24 | 2687835.3873 | 1234991.3018
25 | 2686719.2253 | 1235890.6064
26 | 2686596.3227 | 1236455.4143
27 | 2686527.7807 | 1236130.0976
28 | 2686735.5012 | 1235867.0382
29 | 2686455.4853 | 1236117.425
30 | 2687206.3602 | 1234526.807
31 | 2687185.9904 | 1234726.7728
32 | 2687192.7799 | 1234458.1811
33 | 2686708.6975 | 1235811.3184
34 | 2686462.4887 | 1236499.7112
35 | 2686430.9685 | 1236497.6956
36 | 2686365.4109 | 1236009.6159
37 | 2690262.9021 | 1233810.5054
38 | 2690242.2108 | 1233785.5289
39 | 2690379.6844 | 1233685.368
40 | 2689761.8693 | 1233980.84
41 | 2689759.0365 | 1233974.9152
42 | 2689293.4877 | 1233786.1457
43 | 2690454.1628 | 1233649.1638
44 | 2686921.3601 | 1234781.6355
45 | 2686959.9516 | 1234866.0228
46 | 2687128.9321 | 1234746.1164
47 | 2686915.961 | 1234970.0241
48 | 2686779.9416 | 1235037.9513
49 | 2686766.7004 | 1235056.2266
50 | 2687016.9834 | 1235049.181
51 | 2687031.4588 | 1235280.9138
52 | 2687073.4067 | 1235032.1398
53 | 2687105.5505 | 1235019.513
54 | 2686741.0865 | 1235084.6395
55 | 2687047.8621 | 1235280.3426
56 | 2687069.5164 | 1235365.087
57 | 2687273.076 | 1234784.9146
58 | 2687352.3162 | 1234777.2733
59 | 2687676.8614 | 1234944.8388
60 | 2687709.4038 | 1234866.3963
61 | 2687660.0653 | 1234939.4953
62 | 2687687.5379 | 1235050.7386
63 | 2687277.0796 | 1235116.1541
64 | 2687757.4932 | 1234821.93
65 | 2687748.1409 | 1234919.5061
66 | 2687573.4216 | 1235019.2779
67 | 2687572.2485 | 1235026.4546
68 | 2687598.3835 | 1235114.3915
69 | 2687518.2222 | 1235142.1747
70 | 2687626.8195 | 1235097.8032
71 | 2687622.3395 | 1235196.5589
72 | 2687526.2379 | 1235275.7215
73 | 2687629.3043 | 1235194.8556
74 | 2687704.5689 | 1235083.0575
75 | 2687487.5596 | 1235150.5544
76 | 2687539.248 | 1235269.7775
77 | 2687003.024 | 1235585.0034
78 | 2687006.8228 | 1235575.7524
79 | 2686625.8264 | 1235688.0661
80 | 2687031.4672 | 1235376.9158
81 | 2686621.5114 | 1235687.6029
82 | 2686881.9577 | 1235412.4089
83 | 2687122.7836 | 1235317.4003
84 | 2687711.5116 | 1234102.4048
85 | 2687699.7693 | 1234119.844
86 | 2687679.8075 | 1234091.4848
87 | 2687553.9894 | 1234150.0051
88 | 2687848.6284 | 1234177.9726
89 | 2687687.0116 | 1234056.4366
90 | 2687555.1418 | 1234545.8263
91 | 2687570.4478 | 1234578.2304
92 | 2687551.07 | 1234086.6392
93 | 2687571.9785 | 1234126.709
94 | 2687896.0913 | 1234224.8744
95 | 2687773.5181 | 1234551.5181
96 | 2687823.9861 | 1234589.5686
97 | 2687748.9157 | 1234551.9885
98 | 2687697.0664 | 1234009.103
99 | 2687496.3378 | 1234046.7604
100 | 2687612.1612 | 1234001.3738
101 | 2687825.2271 | 1234588.0637
102 | 2688022.4656 | 1234612.1766
103 | 2688210.011 | 1233514.9412
104 | 2688171.8158 | 1233469.8425
105 | 2688396.4556 | 1233376.8348
106 | 2688170.6593 | 1233732.9126
107 | 2688577.0075 | 1233485.7
108 | 2688405.0018 | 1233369.3566
109 | 2688184.2006 | 1233737.2388
110 | 2688622.7386 | 1233458.8848
111 | 2688654.8661 | 1233440.0393
112 | 2688662.8842 | 1233585.129
113 | 2688745.6135 | 1233251.4145
114 | 2688659.5005 | 1233624.1397
115 | 2688775.6738 | 1233171.8734
116 | 2688865.9557 | 1233061.4547
117 | 2688819.2369 | 1231824.3882
118 | 2688885.2259 | 1231800.6352
119 | 2687780.5554 | 1231197.1203
120 | 2688898.0691 | 1232404.1003
121 | 2687824.9778 | 1231115.2406
122 | 2688382.2978 | 1230271.9138
123 | 2689231.4038 | 1232645.9217
124 | 2688822.3299 | 1232507.8426
125 | 2688499.2523 | 1229906.0063
126 | 2688493.1493 | 1229923.083
127 | 2688452.4707 | 1230214.4276
128 | 2688459.0515 | 1230256.3328
129 | 2688464.5682 | 1230289.6515
130 | 2689308.3821 | 1232365.1887
131 | 2689240.0623 | 1232624.5586
132 | 2689347.9992 | 1232305.0967
133 | 2689431.7985 | 1232174.0967
134 | 2689470.9019 | 1232062.7836
135 | 2689522.689 | 1231911.4888
136 | 2689297.972 | 1234252.8027
137 | 2689291.0501 | 1234251.9536
138 | 2689180.3401 | 1233913.438
139 | 2689053.8417 | 1234446.2116
140 | 2689166.0728 | 1233904.0839
141 | 2688833.8298 | 1234353.2191
142 | 2689045.0228 | 1234420.928
143 | 2689203.7008 | 1233860.2394
144 | 2688534.954 | 1234583.8466
145 | 2688542.9778 | 1234646.8445
146 | 2688515.7887 | 1234466.3549
147 | 2688467.8355 | 1234614.0155
148 | 2688544.5296 | 1234653.9616
149 | 2688317.4977 | 1234306.613
150 | 2688186.1141 | 1234727.0403
151 | 2688313.6155 | 1234298.3717
152 | 2688840.6978 | 1234297.9489
153 | 2688522.5305 | 1234473.6938
154 | 2688459.6092 | 1234190.8771
155 | 2688225.4697 | 1234731.6722
156 | 2688030.3032 | 1234846.4156
157 | 2687914.3884 | 1234789.0254
158 | 2687906.8891 | 1234786.3014
159 | 2688090.6272 | 1234375.3396
160 | 2688082.1871 | 1234613.1399
161 | 2688142.0694 | 1234386.4881
162 | 2688465.6719 | 1234180.8046
163 | 2687812.7745 | 1235029.8507
164 | 2687855.3496 | 1234987.6387
165 | 2687826.6658 | 1235049.7369
166 | 2688024.8909 | 1234849.471
167 | 2688048.6319 | 1234879.9667
168 | 2686690.8477 | 1235060.2891
169 | 2686692.5429 | 1235057.2005
170 | 2687412.2627 | 1234142.5248
171 | 2687412.2627 | 1234142.5248

## line_std_types
| c_nf_per_km | r_ohm_per_km | x_ohm_per_km | max_i_ka | type | q_mm2 | alpha | voltage_rating
NAYY 4x50 SE | 210 | 0.642 | 0.083 | 0.142 | cs | 50 | 0.00403 | LV
NAYY 4x120 SE | 264 | 0.225 | 0.08 | 0.242 | cs | 120 | 0.00403 | LV
NAYY 4x150 SE | 261 | 0.208 | 0.08 | 0.27 | cs | 150 | 0.00403 | LV
NA2XS2Y 1x95 RM/25 12/20 kV | 216 | 0.313 | 0.132 | 0.252 | cs | 95 | 0.00403 | MV
NA2XS2Y 1x185 RM/25 12/20 kV | 273 | 0.161 | 0.117 | 0.362 | cs | 185 | 0.00403 | MV
NA2XS2Y 1x240 RM/25 12/20 kV | 304 | 0.122 | 0.112 | 0.421 | cs | 240 | 0.00403 | MV
NA2XS2Y 1x95 RM/25 6/10 kV | 315 | 0.313 | 0.123 | 0.249 | cs | 95 | 0.00403 | MV
NA2XS2Y 1x185 RM/25 6/10 kV | 406 | 0.161 | 0.11 | 0.358 | cs | 185 | 0.00403 | MV
NA2XS2Y 1x240 RM/25 6/10 kV | 456 | 0.122 | 0.105 | 0.416 | cs | 240 | 0.00403 | MV
NA2XS2Y 1x150 RM/25 12/20 kV | 250 | 0.206 | 0.116 | 0.319 | cs | 150 | 0.00403 | MV
NA2XS2Y 1x120 RM/25 12/20 kV | 230 | 0.253 | 0.119 | 0.283 | cs | 120 | 0.00403 | MV
NA2XS2Y 1x70 RM/25 12/20 kV | 190 | 0.443 | 0.132 | 0.22 | cs | 70 | 0.00403 | MV
NA2XS2Y 1x150 RM/25 6/10 kV | 360 | 0.206 | 0.11 | 0.315 | cs | 150 | 0.00403 | MV
NA2XS2Y 1x120 RM/25 6/10 kV | 340 | 0.253 | 0.113 | 0.28 | cs | 120 | 0.00403 | MV
NA2XS2Y 1x70 RM/25 6/10 kV | 280 | 0.443 | 0.123 | 0.217 | cs | 70 | 0.00403 | MV
N2XS(FL)2Y 1x120 RM/35 64/110 kV | 112 | 0.153 | 0.166 | 0.366 | cs | 120 | 0.00393 | HV
N2XS(FL)2Y 1x185 RM/35 64/110 kV | 125 | 0.099 | 0.156 | 0.457 | cs | 185 | 0.00393 | HV
N2XS(FL)2Y 1x240 RM/35 64/110 kV | 135 | 0.075 | 0.149 | 0.526 | cs | 240 | 0.00393 | HV
N2XS(FL)2Y 1x300 RM/35 64/110 kV | 144 | 0.06 | 0.144 | 0.588 | cs | 300 | 0.00393 | HV
15-AL1/3-ST1A 0.4 | 11 | 1.8769 | 0.35 | 0.105 | ol | 16 | 0.00403 | LV
24-AL1/4-ST1A 0.4 | 11.25 | 1.2012 | 0.335 | 0.14 | ol | 24 | 0.00403 | LV
48-AL1/8-ST1A 0.4 | 12.2 | 0.5939 | 0.3 | 0.21 | ol | 48 | 0.00403 | LV
94-AL1/15-ST1A 0.4 | 13.2 | 0.306 | 0.29 | 0.35 | ol | 94 | 0.00403 | LV
34-AL1/6-ST1A 10.0 | 9.7 | 0.8342 | 0.36 | 0.17 | ol | 34 | 0.00403 | MV
48-AL1/8-ST1A 10.0 | 10.1 | 0.5939 | 0.35 | 0.21 | ol | 48 | 0.00403 | MV
70-AL1/11-ST1A 10.0 | 10.4 | 0.4132 | 0.339 | 0.29 | ol | 70 | 0.00403 | MV
94-AL1/15-ST1A 10.0 | 10.75 | 0.306 | 0.33 | 0.35 | ol | 94 | 0.00403 | MV
122-AL1/20-ST1A 10.0 | 11.1 | 0.2376 | 0.323 | 0.41 | ol | 122 | 0.00403 | MV
149-AL1/24-ST1A 10.0 | 11.25 | 0.194 | 0.315 | 0.47 | ol | 149 | 0.00403 | MV
34-AL1/6-ST1A 20.0 | 9.15 | 0.8342 | 0.382 | 0.17 | ol | 34 | 0.00403 | MV
48-AL1/8-ST1A 20.0 | 9.5 | 0.5939 | 0.372 | 0.21 | ol | 48 | 0.00403 | MV
70-AL1/11-ST1A 20.0 | 9.7 | 0.4132 | 0.36 | 0.29 | ol | 70 | 0.00403 | MV
94-AL1/15-ST1A 20.0 | 10 | 0.306 | 0.35 | 0.35 | ol | 94 | 0.00403 | MV
122-AL1/20-ST1A 20.0 | 10.3 | 0.2376 | 0.344 | 0.41 | ol | 122 | 0.00403 | MV
149-AL1/24-ST1A 20.0 | 10.5 | 0.194 | 0.337 | 0.47 | ol | 149 | 0.00403 | MV
184-AL1/30-ST1A 20.0 | 10.75 | 0.1571 | 0.33 | 0.535 | ol | 184 | 0.00403 | MV
243-AL1/39-ST1A 20.0 | 11 | 0.1188 | 0.32 | 0.645 | ol | 243 | 0.00403 | MV
48-AL1/8-ST1A 110.0 | 8 | 0.5939 | 0.46 | 0.21 | ol | 48 | 0.00403 | HV
70-AL1/11-ST1A 110.0 | 8.4 | 0.4132 | 0.45 | 0.29 | ol | 70 | 0.00403 | HV
94-AL1/15-ST1A 110.0 | 8.65 | 0.306 | 0.44 | 0.35 | ol | 94 | 0.00403 | HV
122-AL1/20-ST1A 110.0 | 8.5 | 0.2376 | 0.43 | 0.41 | ol | 122 | 0.00403 | HV
149-AL1/24-ST1A 110.0 | 8.75 | 0.194 | 0.41 | 0.47 | ol | 149 | 0.00403 | HV
184-AL1/30-ST1A 110.0 | 8.8 | 0.1571 | 0.4 | 0.535 | ol | 184 | 0.00403 | HV
243-AL1/39-ST1A 110.0 | 9 | 0.1188 | 0.39 | 0.645 | ol | 243 | 0.00403 | HV
305-AL1/39-ST1A 110.0 | 9.2 | 0.0949 | 0.38 | 0.74 | ol | 305 | 0.00403 | HV
490-AL1/64-ST1A 110.0 | 9.75 | 0.059 | 0.37 | 0.96 | ol | 490 | 0.00403 | HV
679-AL1/86-ST1A 110.0 | 9.95 | 0.042 | 0.36 | 1.15 | ol | 679 | 0.00403 | HV
490-AL1/64-ST1A 220.0 | 10 | 0.059 | 0.285 | 0.96 | ol | 490 | 0.00403 | HV
679-AL1/86-ST1A 220.0 | 11.7 | 0.042 | 0.275 | 1.15 | ol | 679 | 0.00403 | HV
490-AL1/64-ST1A 380.0 | 11 | 0.059 | 0.253 | 0.96 | ol | 490 | 0.00403 | HV
679-AL1/86-ST1A 380.0 | 14.6 | 0.042 | 0.25 | 1.15 | ol | 679 | 0.00403 | HV

## trafo_std_types
| i0_percent | pfe_kw | vkr_percent | sn_mva | vn_lv_kv | vn_hv_kv | vk_percent | shift_degree | vector_group | tap_side | tap_neutral | tap_min | tap_max | tap_step_degree | tap_step_percent | tap_phase_shifter
160 MVA 380/110 kV | 0.06 | 60 | 0.25 | 160 | 110 | 380 | 12.2 | 0 | Yy0 | hv | 0 | -9 | 9 | 0 | 1.5 | FALSE
100 MVA 220/110 kV | 0.06 | 55 | 0.26 | 100 | 110 | 220 | 12 | 0 | Yy0 | hv | 0 | -9 | 9 | 0 | 1.5 | FALSE
63 MVA 110/20 kV | 0.04 | 22 | 0.32 | 63 | 20 | 110 | 18 | 150 | YNd5 | hv | 0 | -9 | 9 | 0 | 1.5 | FALSE
40 MVA 110/20 kV | 0.05 | 18 | 0.34 | 40 | 20 | 110 | 16.2 | 150 | YNd5 | hv | 0 | -9 | 9 | 0 | 1.5 | FALSE
25 MVA 110/20 kV | 0.07 | 14 | 0.41 | 25 | 20 | 110 | 12 | 150 | YNd5 | hv | 0 | -9 | 9 | 0 | 1.5 | FALSE
63 MVA 110/10 kV | 0.04 | 22 | 0.32 | 63 | 10 | 110 | 18 | 150 | YNd5 | hv | 0 | -9 | 9 | 0 | 1.5 | FALSE
40 MVA 110/10 kV | 0.05 | 18 | 0.34 | 40 | 10 | 110 | 16.2 | 150 | YNd5 | hv | 0 | -9 | 9 | 0 | 1.5 | FALSE
25 MVA 110/10 kV | 0.07 | 14 | 0.41 | 25 | 10 | 110 | 12 | 150 | YNd5 | hv | 0 | -9 | 9 | 0 | 1.5 | FALSE
0.25 MVA 20/0.4 kV | 0.32 | 0.8 | 1.44 | 0.25 | 0.4 | 20 | 6 | 150 | Yzn5 | hv | 0 | -2 | 2 | 0 | 2.5 | FALSE
0.4 MVA 20/0.4 kV | 0.3375 | 1.35 | 1.425 | 0.4 | 0.4 | 20 | 6 | 150 | Dyn5 | hv | 0 | -2 | 2 | 0 | 2.5 | FALSE
0.63 MVA 20/0.4 kV | 0.2619 | 1.65 | 1.206 | 0.63 | 0.4 | 20 | 6 | 150 | Dyn5 | hv | 0 | -2 | 2 | 0 | 2.5 | FALSE
0.25 MVA 10/0.4 kV | 0.24 | 0.6 | 1.2 | 0.25 | 0.4 | 10 | 4 | 150 | Dyn5 | hv | 0 | -2 | 2 | 0 | 2.5 | FALSE
0.4 MVA 10/0.4 kV | 0.2375 | 0.95 | 1.325 | 0.4 | 0.4 | 10 | 4 | 150 | Dyn5 | hv | 0 | -2 | 2 | 0 | 2.5 | FALSE
0.63 MVA 10/0.4 kV | 0.1873 | 1.18 | 1.0794 | 0.63 | 0.4 | 10 | 4 | 150 | Dyn5 | hv | 0 | -2 | 2 | 0 | 2.5 | FALSE

## trafo3w_std_types
| sn_hv_mva | sn_mv_mva | sn_lv_mva | vn_hv_kv | vn_mv_kv | vn_lv_kv | vk_hv_percent | vk_mv_percent | vk_lv_percent | vkr_hv_percent | vkr_mv_percent | vkr_lv_percent | pfe_kw | i0_percent | shift_mv_degree | shift_lv_degree | vector_group | tap_side | tap_neutral | tap_min | tap_max | tap_step_percent
63/25/38 MVA 110/20/10 kV | 63 | 25 | 38 | 110 | 20 | 10 | 10.4 | 10.4 | 10.4 | 0.28 | 0.32 | 0.35 | 35 | 0.89 | 0 | 0 | YN0yn0yn0 | hv | 0 | -10 | 10 | 1.2
63/25/38 MVA 110/10/10 kV | 63 | 25 | 38 | 110 | 10 | 10 | 10.4 | 10.4 | 10.4 | 0.28 | 0.32 | 0.35 | 35 | 0.89 | 0 | 0 | YN0yn0yn0 | hv | 0 | -10 | 10 | 1.2

## fuse_std_types
| fuse_type | i_rated_a | t_avg | t_min | t_total | x_avg | x_min | x_total
HV 100A | HV 100A | 100 | 0 | [10.0, 3.64, 0.854, 0.281, 0.1, 0.0531, 0.022, 0.01] | [10.0, 4.267, 1.21, 0.403, 0.1, 0.058, 0.022, 0.01] | 0 | [300.0, 350.0, 450.0, 550.0, 700.0, 850.0, 1200.0, 1752.0] | [600.0, 700.0, 900.0, 1150.0, 1665.0, 2000.0, 3000.0, 4313.0]
HV 10A | HV 10A | 10 | 0 | [10.0, 1675.0, 0.344, 0.156, 0.1, 0.0417, 0.0171, 0.01] | [10.0, 1.3, 0.3, 0.155, 0.1, 0.0555, 0.023, 0.01] | 0 | [30.0, 32.0, 35.0, 37.0, 39.0, 50.0, 70.0, 88.0] | [60.0, 70.0, 80.0, 87.0, 94.0, 110.0, 150.0, 216.0]
HV 125A | HV 125A | 125 | 0 | [10.0, 1.82, 0.344, 0.1, 0.0467, 0.0269, 0.01] | [10.0, 2.478, 0.426, 0.1, 0.0427, 0.0211, 0.01] | 0 | [375.0, 500.0, 700.0, 925.0, 1200.0, 1500.0, 2341.0] | [750.0, 1000.0, 1500.0, 2200.0, 3000.0, 4000.0, 5765.0]
HV 160A | HV 160A | 160 | 0 | [10.0, 4.15, 1.03, 0.198, 0.1, 0.051, 0.0172, 0.01] | [10.0, 2.3, 0.734, 0.274, 0.1, 0.046, 0.0177, 0.01] | 0 | [480.0, 550.0, 700.0, 1000.0, 1260.0, 1600.0, 2500.0, 3227.0] | [960.0, 1300.0, 1700.0, 2200.0, 2996.0, 4000.0, 6000.0, 7946.0]
HV 16A | HV 16A | 16 | 0 | [10.0, 0.352, 0.164, 0.1, 0.0649, 0.0342, 0.01] | [10.0, 2.34, 0.722, 0.181, 0.1, 0.055, 0.0296, 0.01] | 0 | [48.0, 60.0, 65.0, 71.0, 80.0, 100.0, 162.0] | [96.0, 110.0, 125.0, 150.0, 168.0, 200.0, 250.0, 398.0]
HV 200A | HV 200A | 200 | 0 | [10.0, 4.267, 1.21, 0.403, 0.1, 0.058, 0.022, 0.01] | [10.0, 3.73, 1.654, 0.328, 0.1, 0.0531, 0.019, 0.01] | 0 | [600.0, 700.0, 900.0, 1150.0, 1665.0, 2000.0, 3000.0, 4313.0] | [1200.0, 1500.0, 1800.0, 2700.0, 3960.0, 5000.0, 7500.0, 10620.0]
HV 20A | HV 20A | 20 | 0 | [10.0, 1.3, 0.3, 0.155, 0.1, 0.0555, 0.023, 0.01] | [10.0, 1.3, 0.161, 0.1, 0.0611, 0.0399, 0.0141, 0.01] | 0 | [60.0, 70.0, 80.0, 87.0, 94.0, 110.0, 150.0, 216.0] | [120.0, 150.0, 200.0, 223.0, 260.0, 300.0, 450.0, 532.0]
HV 25A | HV 25A | 25 | 0 | [10.0, 2.512, 0.833, 0.299, 0.1, 0.0372, 0.0223, 0.01] | [10.0, 3.125, 0.597, 0.198, 0.1, 0.0378, 0.022, 0.01] | 0 | [75.0, 82.0, 90.0, 100.0, 124.0, 170.0, 200.0, 289.0] | [150.0, 170.0, 210.0, 250.0, 294.0, 400.0, 500.0, 711.0]
HV 31.5A | HV 31.5A | 31.5 | 0 | [10.0, 2.34, 0.722, 0.181, 0.1, 0.055, 0.0296, 0.01] | [10.0, 2.84, 0.368, 0.164, 0.1, 0.0621, 0.0378, 0.0195, 0.01] | 0 | [95.0, 110.0, 125.0, 150.0, 165.0, 200.0, 250.0, 390.0] | [189.0, 220.0, 300.0, 350.0, 393.0, 450.0, 530.0, 700.0, 960.0]
HV 40A | HV 40A | 40 | 0 | [10.0, 1.3, 0.161, 0.1, 0.0611, 0.0399, 0.0141, 0.01] | [10.0, 2.05, 0.369, 0.198, 0.1, 0.051, 0.0298, 0.01] | 0 | [120.0, 150.0, 200.0, 223.0, 260.0, 300.0, 450.0, 532.0] | [240.0, 300.0, 400.0, 450.0, 530.0, 650.0, 800.0, 1311.0]
HV 50A | HV 50A | 50 | 0 | [10.0, 3.215, 0.597, 0.198, 0.1, 0.0378, 0.022, 0.01] | [10.0, 3.64, 0.854, 0.281, 0.1, 0.0531, 0.022, 0.01] | 0 | [150.0, 170.0, 210.0, 250.0, 294.0, 400.0, 500.0, 711.0] | [300.0, 350.0, 450.0, 550.0, 700.0, 850.0, 1200.0, 1752.0]
HV 6.3A | HV 6.3A | 6.3 | 0 | [10.0, 1.39, 0.344, 0.168, 0.1, 0.056, 0.0263, 0.01] | [10.0, 1.711, 0.516, 0.198, 0.1, 0.0634, 0.0303, 0.01] | 0 | [19.0, 19.5, 20.4, 20.8, 22.0, 25.0, 32.0, 48.0] | [38.0, 40.0, 43.0, 48.0, 53.0, 60.0, 75.0, 118.0]
HV 63A | HV 63A | 63 | 0 | [10.0, 2.84, 0.368, 0.164, 0.1, 0.0621, 0.0378, 0.0195, 0.01] | [10.0, 1.82, 0.344, 0.1, 0.0467, 0.0269, 0.01] | 0 | [189.0, 220.0, 300.0, 350.0, 393.0, 450.0, 530.0, 700.0, 961.0] | [378.0, 500.0, 700.0, 934.0, 1200.0, 1500.0, 2366.0]
HV 80A | HV 80A | 80 | 0 | [10.0, 2.05, 0.369, 0.198, 0.1, 0.051, 0.0298, 0.01] | [10.0, 4.15, 1.03, 0.198, 0.1, 0.051, 0.0172, 0.01] | 0 | [240.0, 300.0, 400.0, 450.0, 530.0, 650.0, 800.0, 1311.0] | [480.0, 550.0, 700.0, 1000.0, 1260.0, 1600.0, 2500.0, 3227.0]
Siemens NH-1-100 | Siemens NH-1-100 | 100 | [5400.0, 2000.0, 400.0, 20.0, 1.0, 0.2, 0.012, 0.004] | 0 | 0 | [150.0, 190.0, 250.0, 430.0, 900.0, 1250.0, 2700.0, 3600.0] | 0 | 0
Siemens NH-1-125 | Siemens NH-1-125 | 125 | [4800.0, 120.0, 7.0, 0.1, 0.004] | 0 | 0 | [180.0, 400.0, 740.0, 2000.0, 4250.0] | 0 | 0
Siemens NH-1-16 | Siemens NH-1-16 | 16 | [4000.0, 400.0, 2.0, 0.1, 0.04, 0.01] | 0 | 0 | [26.0, 35.0, 75.0, 150.0, 200.0, 300.0] | 0 | 0
Siemens NH-1-160 | Siemens NH-1-160 | 160 | [4800.0, 120.0, 7.0, 0.1, 0.004] | 0 | 0 | [210.0, 500.0, 900.0, 2300.0, 5000.0] | 0 | 0
Siemens NH-1-25 | Siemens NH-1-25 | 25 | [4000.0, 1000.0, 10.0, 0.2, 0.02, 0.01] | 0 | 0 | [40.0, 50.0, 100.0, 210.0, 400.0, 500.0] | 0 | 0
Siemens NH-1-50 | Siemens NH-1-50 | 50 | [4000.0, 40.0, 4.0, 1.0, 0.02, 0.01] | 0 | 0 | [86.0, 200.0, 300.0, 400.0, 1000.0, 1280.0] | 0 | 0
Siemens NH-1-63 | Siemens NH-1-63 | 63 | [4000.0, 100.0, 10.0, 2.0, 0.04, 0.01] | 0 | 0 | [100.0, 200.0, 300.0, 400.0, 1000.0, 1500.0] | 0 | 0
Siemens NH-1-80 | Siemens NH-1-80 | 80 | [4800.0, 120.0, 7.0, 0.1, 0.01] | 0 | 0 | [150.58, 250.0, 450.0, 1150.0, 2470.0] | 0 | 0
Siemens NH-2-1000 | Siemens NH-2-1000 | 1000 | [4800.0, 120.0, 7.0, 0.1, 0.004] | 0 | 0 | [1900.0, 3500.0, 8400.0, 24000.0, 52000.0] | 0 | 0
Siemens NH-2-200 | Siemens NH-2-200 | 200 | [4800.0, 120.0, 7.0, 0.1, 0.004] | 0 | 0 | [280.0, 650.0, 1200.0, 3000.0, 7000.0] | 0 | 0
Siemens NH-2-224 | Siemens NH-2-224 | 224 | [4800.0, 120.0, 7.0, 0.2, 0.04, 0.004] | 0 | 0 | [400.0, 750.0, 1453.0, 3025.0, 4315.0, 7600.0] | 0 | 0
Siemens NH-2-250 | Siemens NH-2-250 | 250 | [4800.0, 120.0, 7.0, 0.1, 0.004] | 0 | 0 | [450.0, 800.0, 1650.0, 4000.0, 8500.0] | 0 | 0
Siemens NH-2-315 | Siemens NH-2-315 | 315 | [4800.0, 120.0, 7.0, 0.1, 0.004] | 0 | 0 | [550.0, 920.0, 1900.0, 5000.0, 11000.0] | 0 | 0
Siemens NH-2-355 | Siemens NH-2-355 | 355 | [4800.0, 120.0, 6.0, 0.1, 0.004] | 0 | 0 | [650.0, 1116.27, 2350.0, 5840.0, 12790.0] | 0 | 0
Siemens NH-2-400 | Siemens NH-2-400 | 400 | [4800.0, 120.0, 7.0, 0.1, 0.004] | 0 | 0 | [720.0, 1350.0, 2800.0, 6500.0, 15000.0] | 0 | 0
Siemens NH-2-425 | Siemens NH-2-425 | 425 | [4800.0, 120.0, 7.0, 0.1, 0.004] | 0 | 0 | [850.0, 1500.0, 3050.0, 7500.0, 16500.0] | 0 | 0
Siemens NH-2-630 | Siemens NH-2-630 | 630 | [4800.0, 120.0, 7.0, 0.1, 0.004] | 0 | 0 | [1200.0, 2000.0, 4800.0, 12000.0, 26000.0] | 0 | 0

## res_bus
| vm_pu | va_degree | p_mw | q_mvar
0 | 0.99394 | -0.17158 | 0.24633 | 0.1193
1 | 0.99395 | -0.17135 | 0 | 0
2 | 0.99254 | -0.21892 | 0 | 0
3 | 0.99388 | -0.17075 | 0 | 0
4 | 0.99827 | -0.02561 | 0.12805 | 0.062016
5 | 0.99251 | -0.21921 | 0.31924 | 0.15462
6 | 0.99846 | -0.019376 | 0 | 0
7 | 0.99386 | -0.17091 | 0.20477 | 0.099174
8 | 0.9912 | -0.22907 | 0.37856 | 0.18335
9 | 0.99113 | -0.22853 | 0 | 0
10 | 0.9908 | -0.22594 | 0 | 0
11 | 0.99138 | -0.24751 | 0.33133 | 0.16047
12 | 0.99011 | -0.2555 | 0.27013 | 0.13083
13 | 0.99136 | -0.24734 | 0 | 0
14 | 0.9908 | -0.22592 | 0.36272 | 0.17567
15 | 0.99079 | -0.2258 | 0 | 0
16 | 0.99037 | -0.22235 | 0 | 0
17 | 0.99036 | -0.22222 | 0.40941 | 0.19828
18 | 0.98781 | -0.13341 | 0.2048 | 0.099188
19 | 0.98782 | -0.13346 | 0 | 0
20 | 0.98793 | -0.1344 | 0 | 0
21 | 0.99186 | -0.26977 | 0 | 0
22 | 0.99319 | -0.18917 | 0 | 0
23 | 0.99167 | -0.28164 | 0 | 0
24 | 0.99182 | -0.26999 | 0 | 0
25 | 0.98835 | -0.13813 | 0 | 0
26 | 0.9878 | -0.13524 | 0.14557 | 0.070501
27 | 0.98771 | -0.13584 | 0.32488 | 0.15734
28 | 0.9884 | -0.13853 | 0.39409 | 0.19087
29 | 0.98763 | -0.13636 | 0 | 0
30 | 0.99673 | -0.034751 | 0.17706 | 0.085754
31 | 0.99588 | -0.08538 | 0 | 0
32 | 0.99704 | -0.016916 | 0 | 0
33 | 0.98853 | -0.13976 | 0 | 0
34 | 0.98711 | -0.13944 | 0.36017 | 0.17444
35 | 0.98713 | -0.13958 | 0 | 0
36 | 0.98747 | -0.13734 | 0.19575 | 0.094805
37 | 0.98647 | -0.36826 | 0.2914 | 0.14113
38 | 0.98648 | -0.36837 | 0 | 0
39 | 0.98642 | -0.36787 | 0 | 0
40 | 0.98681 | -0.35995 | 0 | 0
41 | 0.98681 | -0.35993 | 0.15807 | 0.076555
42 | 0.98714 | -0.35598 | 0 | 0
43 | 0.98639 | -0.36762 | 0.24482 | 0.11857
44 | 0.99477 | -0.15132 | 0.19598 | 0.094915
45 | 0.99439 | -0.17346 | 0.41286 | 0.19996
46 | 0.99562 | -0.10034 | 0.34671 | 0.16792
47 | 0.99411 | -0.17514 | 0 | 0
48 | 0.99397 | -0.17392 | 0 | 0
49 | 0.99395 | -0.17381 | 0.35076 | 0.16988
50 | 0.9938 | -0.17691 | 0 | 0
51 | 0.99226 | -0.16368 | 0 | 0
52 | 0.99365 | -0.18627 | 0.30914 | 0.14972
53 | 0.9936 | -0.18655 | 0 | 0
54 | 0.99395 | -0.17377 | 0 | 0
55 | 0.99224 | -0.16357 | 0.22067 | 0.10688
56 | 0.99177 | -0.16722 | 0 | 0
57 | 0.99584 | -0.085023 | 0 | 0
58 | 0.99581 | -0.085216 | 0.19898 | 0.09637
59 | 0.99158 | -0.2822 | 0 | 0
60 | 0.99148 | -0.28289 | 0 | 0
61 | 0.99158 | -0.28218 | 0.077716 | 0.037639
62 | 0.99137 | -0.28045 | 0 | 0
63 | 0.99318 | -0.18908 | 0.31761 | 0.15382
64 | 0.99137 | -0.28983 | 0.11076 | 0.053645
65 | 0.99166 | -0.28158 | 0.32962 | 0.15964
66 | 0.99112 | -0.2783 | 0.40336 | 0.19536
67 | 0.99112 | -0.27833 | 0 | 0
68 | 0.99103 | -0.27766 | 0 | 0
69 | 0.99096 | -0.27711 | 0 | 0
70 | 0.99103 | -0.27762 | 0.10517 | 0.050938
71 | 0.99093 | -0.27683 | 0 | 0
72 | 0.99091 | -0.27671 | 0 | 0
73 | 0.99093 | -0.27683 | 0.092711 | 0.044902
74 | 0.99135 | -0.28059 | 0.29813 | 0.14439
75 | 0.99096 | -0.27705 | 0.16977 | 0.082225
76 | 0.99091 | -0.27669 | 0.075567 | 0.036599
77 | 0.99106 | -0.1613 | 0.25846 | 0.12518
78 | 0.99106 | -0.16133 | 0 | 0
79 | 0.98941 | -0.14738 | 0 | 0
80 | 0.99173 | -0.16682 | 0.42935 | 0.20794
81 | 0.98941 | -0.14737 | 0.21289 | 0.10311
82 | 0.99167 | -0.16718 | 0.1865 | 0.090326
83 | 0.99219 | -0.16394 | 0.36332 | 0.17597
84 | 0.99879 | -0.0068402 | 0.27801 | 0.13465
85 | 0.99881 | -0.0067478 | 0 | 0
86 | 0.99876 | -0.0070045 | 0 | 0
87 | 0.99903 | -0.0055793 | 0 | 0
88 | 0.99864 | -0.0052468 | 0 | 0
89 | 0.99873 | -0.0071539 | 0.26935 | 0.13045
90 | 0.99804 | -0.011269 | 0 | 0
91 | 0.99803 | -0.011136 | 0.3119 | 0.15106
92 | 0.99924 | -0.0044002 | 0 | 0
93 | 0.99902 | -0.0054942 | 0.23338 | 0.11303
94 | 0.99861 | -0.0049219 | 0.41059 | 0.19886
95 | 0.99073 | -0.30571 | 0 | 0
96 | 0.99076 | -0.30596 | 0 | 0
97 | 0.99071 | -0.30581 | 0.33301 | 0.16128
98 | 0.9987 | -0.0073465 | 0 | 0
99 | 0.99953 | -0.0027075 | 0 | 0
100 | 0.99919 | -0.0039548 | 0.35636 | 0.17259
101 | 0.99076 | -0.30596 | 0.076666 | 0.037131
102 | 0.99091 | -0.3073 | 0 | 0
103 | 0.99636 | -0.035111 | 0 | 0
104 | 0.99633 | -0.035321 | 0.29161 | 0.14124
105 | 0.99549 | -0.045377 | 0 | 0
106 | 0.99617 | -0.033429 | 0 | 0
107 | 0.9935 | -0.029308 | 0 | 0
108 | 0.99548 | -0.045345 | 0.23146 | 0.1121
109 | 0.99616 | -0.033364 | 0.37615 | 0.18218
110 | 0.99325 | -0.027239 | 0.16412 | 0.079489
111 | 0.99307 | -0.025856 | 0 | 0
112 | 0.99298 | -0.02502 | 0 | 0
113 | 0.99182 | -0.015629 | 0 | 0
114 | 0.99297 | -0.024875 | 0.30616 | 0.14828
115 | 0.99146 | -0.012639 | 0.1261 | 0.061073
116 | 0.99059 | -0.019209 | 0 | 0
117 | 0.98584 | 0.020821 | 0.061806 | 0.029934
118 | 0.98591 | 0.020267 | 0 | 0
119 | 0.98428 | 0.0093613 | 0.053929 | 0.026119
120 | 0.98654 | 0.015223 | 0 | 0
121 | 0.98421 | 0.0099878 | 0 | 0
122 | 0.98301 | 0.001401 | 0.28574 | 0.13839
123 | 0.98802 | 0.0022595 | 0 | 0
124 | 0.98623 | 0.018193 | 1.8682 | 0.90482
125 | 0.98284 | 0.0020424 | 0.23611 | 0.11435
126 | 0.98285 | 0.0019895 | 0 | 0
127 | 0.98295 | 0.0011193 | 0 | 0
128 | 0.98296 | 0.001019 | 0 | 0
129 | 0.98296 | 0.0010536 | 0.084733 | 0.041038
130 | 0.98783 | 0.0037489 | 0 | 0
131 | 0.98802 | 0.0022988 | 0.14032 | 0.06796
132 | 0.98779 | 0.0040654 | 0.23137 | 0.11206
133 | 0.98774 | 0.0035908 | 0 | 0
134 | 0.98768 | 0.0040119 | 0 | 0
135 | 0.98765 | 0.0043478 | 0.18116 | 0.087738
136 | 0.98766 | -0.34884 | 0.25205 | 0.12207
137 | 0.98766 | -0.34886 | 0 | 0
138 | 0.98734 | -0.35324 | 0 | 0
139 | 0.98826 | -0.3406 | 0 | 0
140 | 0.98733 | -0.35317 | 0.16413 | 0.079491
141 | 0.98854 | -0.33679 | 0 | 0
142 | 0.98824 | -0.34072 | 0.37386 | 0.18107
143 | 0.98731 | -0.35331 | 0.19674 | 0.095288
144 | 0.98934 | -0.32593 | 0 | 0
145 | 0.98932 | -0.3258 | 0 | 0
146 | 0.98986 | -0.31872 | 0 | 0
147 | 0.98933 | -0.32586 | 0.082803 | 0.040104
148 | 0.98932 | -0.32578 | 0.15238 | 0.073802
149 | 0.99042 | -0.31098 | 0 | 0
150 | 0.99076 | -0.30842 | 0 | 0
151 | 0.99042 | -0.31095 | 0.2025 | 0.098077
152 | 0.98851 | -0.33699 | 0.28612 | 0.13857
153 | 0.98986 | -0.31867 | 0.39011 | 0.18894
154 | 0.98951 | -0.31677 | 0 | 0
155 | 0.99074 | -0.30825 | 0.34623 | 0.16769
156 | 0.9906 | -0.30695 | 0 | 0
157 | 0.99111 | -0.30585 | 0 | 0
158 | 0.99112 | -0.30581 | 0.3141 | 0.15212
159 | 0.99071 | -0.30557 | 0 | 0
160 | 0.99087 | -0.30751 | 0.29123 | 0.14105
161 | 0.99068 | -0.3053 | 0.39826 | 0.19288
162 | 0.98951 | -0.31674 | 0.20398 | 0.098793
163 | 0.99181 | -0.26981 | 0 | 0
164 | 0.99182 | -0.26991 | 0.33475 | 0.16213
165 | 0.9918 | -0.26974 | 0.23038 | 0.11158
166 | 0.9906 | -0.30694 | 0.09751 | 0.047226
167 | 0.99058 | -0.30676 | 0.40189 | 0.19465
168 | 0.99394 | -0.1737 | 0 | 0
169 | 0.99394 | -0.17369 | 0.084284 | 0.040821
170 | 1 | 0 | -22.5107 | -9.8397
171 | 0.99997 | 149.9981 | 0 | 0

## res_line
| p_from_mw | q_from_mvar | p_to_mw | q_to_mvar | pl_mw | ql_mvar | i_from_ka | i_to_ka | i_ka | vm_from_pu | va_from_degree | vm_to_pu | va_to_degree | loading_percent
0 | -2.3227 | -1.0872 | 2.3227 | 1.0853 | 2.5541e-05 | -0.001876 | 0.074484 | 0.074461 | 0.074484 | 0.99394 | -0.17158 | 0.99395 | -0.17135 | 8.8461
1 | 2.0764 | 0.96788 | -2.0743 | -0.96824 | 0.0021273 | -0.00036108 | 0.066536 | 0.066578 | 0.066578 | 0.99394 | -0.17158 | 0.99254 | -0.21892 | 8.1193
2 | 0.20479 | 0.092954 | -0.20477 | -0.099102 | 1.5027e-05 | -0.0061477 | 0.0065318 | 0.0066076 | 0.0066076 | 0.99395 | -0.17135 | 0.99388 | -0.17075 | 3.0035
3 | -2.5275 | -1.1783 | 2.5355 | 1.181 | 0.0079825 | 0.0027754 | 0.080992 | 0.080885 | 0.080992 | 0.99395 | -0.17135 | 0.99827 | -0.02561 | 9.8771
4 | 2.0743 | 0.96824 | -2.0742 | -0.96899 | 4.9382e-05 | -0.00074349 | 0.066578 | 0.066588 | 0.066588 | 0.99254 | -0.21892 | 0.99251 | -0.21921 | 18.3944
5 | 0.20477 | 0.099102 | -0.20477 | -0.099174 | 4.978e-06 | -7.2331e-05 | 0.0066076 | 0.0066086 | 0.0066086 | 0.99388 | -0.17075 | 0.99386 | -0.17091 | 3.147
6 | -2.6636 | -1.2431 | 2.6639 | 1.2432 | 0.00035969 | 0.00016031 | 0.084999 | 0.084994 | 0.084999 | 0.99827 | -0.02561 | 0.99846 | -0.019376 | 10.3657
7 | 0.60233 | 0.28612 | -0.60179 | -0.28745 | 0.00054665 | -0.0013296 | 0.019395 | 0.01942 | 0.01942 | 0.99251 | -0.21921 | 0.99138 | -0.24751 | 5.5485
8 | 1.1526 | 0.52825 | -1.1512 | -0.52805 | 0.0014301 | 0.00020278 | 0.036878 | 0.036886 | 0.036886 | 0.99251 | -0.21921 | 0.9912 | -0.22907 | 17.5649
9 | -2.6639 | -1.2432 | 2.6657 | 1.1409 | 0.001776 | -0.1023 | 0.084994 | 0.083768 | 0.084994 | 0.99846 | -0.019376 | 0.99924 | -0.0044002 | 10.0943
10 | 0.77265 | 0.3447 | -0.77259 | -0.34637 | 5.8011e-05 | -0.0016602 | 0.02464 | 0.02466 | 0.02466 | 0.9912 | -0.22907 | 0.99113 | -0.22853 | 11.2092
11 | 0.77259 | 0.34637 | -0.77232 | -0.35402 | 0.00026877 | -0.0076533 | 0.02466 | 0.024753 | 0.024753 | 0.99113 | -0.22853 | 0.9908 | -0.22594 | 11.2515
12 | 0.77232 | 0.35402 | -0.77232 | -0.35408 | 2.1268e-06 | -6.031e-05 | 0.024753 | 0.024754 | 0.024754 | 0.9908 | -0.22594 | 0.9908 | -0.22592 | 11.2518
13 | 0.27046 | 0.12698 | -0.27045 | -0.12826 | 5.5207e-06 | -0.001278 | 0.0087002 | 0.0087161 | 0.0087161 | 0.99138 | -0.24751 | 0.99136 | -0.24734 | 3.9618
14 | -0.27013 | -0.13083 | 0.27045 | 0.12826 | 0.000322 | -0.0025747 | 0.008751 | 0.0087161 | 0.008751 | 0.99011 | -0.2555 | 0.99136 | -0.24734 | 4.1672
15 | 0.4096 | 0.17841 | -0.40959 | -0.17915 | 7.1878e-06 | -0.00074216 | 0.013017 | 0.013026 | 0.013026 | 0.9908 | -0.22592 | 0.99079 | -0.2258 | 5.9207
16 | 0.40959 | 0.17915 | -0.40941 | -0.1977 | 0.00018294 | -0.01855 | 0.013026 | 0.013252 | 0.013252 | 0.99079 | -0.2258 | 0.99037 | -0.22235 | 6.0237
17 | 0.40941 | 0.1977 | -0.40941 | -0.19828 | 5.8706e-06 | -0.00058432 | 0.013252 | 0.01326 | 0.01326 | 0.99037 | -0.22235 | 0.99036 | -0.22222 | 6.0271
18 | -0.2048 | -0.099188 | 0.2048 | 0.098747 | 1.1158e-06 | -0.00044039 | 0.0066499 | 0.0066443 | 0.0066499 | 0.98781 | -0.13341 | 0.98782 | -0.13346 | 3.0227
19 | -0.2048 | -0.098747 | 0.20482 | 0.088547 | 2.533e-05 | -0.010201 | 0.0066443 | 0.0065203 | 0.0066443 | 0.98782 | -0.13346 | 0.98793 | -0.1344 | 3.0201
20 | -1.2316 | -0.58366 | 1.2322 | 0.57763 | 0.00056167 | -0.0060296 | 0.039825 | 0.039748 | 0.039825 | 0.98793 | -0.1344 | 0.98835 | -0.13813 | 18.1024
21 | 0.14558 | 0.069978 | -0.14557 | -0.070501 | 1.822e-05 | -0.00052261 | 0.0047199 | 0.0047267 | 0.0047267 | 0.98793 | -0.1344 | 0.9878 | -0.13524 | 2.2508
22 | 0.88123 | 0.42514 | -0.88104 | -0.42517 | 0.00018976 | -3.2917e-05 | 0.02859 | 0.028592 | 0.028592 | 0.98793 | -0.1344 | 0.98771 | -0.13584 | 13.6151
23 | -7.4981 | -3.203 | 7.5036 | 3.2163 | 0.0055211 | 0.013351 | 0.2373 | 0.23729 | 0.2373 | 0.99186 | -0.26977 | 0.99319 | -0.18917 | 18.3956
24 | 6.9329 | 2.9319 | -6.9322 | -2.9301 | 0.0007468 | 0.0017712 | 0.21908 | 0.21908 | 0.21908 | 0.99186 | -0.26977 | 0.99167 | -0.28164 | 16.9831
25 | 0.56516 | 0.27106 | -0.56514 | -0.27109 | 1.8322e-05 | -2.4812e-05 | 0.018243 | 0.018243 | 0.018243 | 0.99186 | -0.26977 | 0.99182 | -0.26999 | 8.6872
26 | 0.31761 | 0.15332 | -0.31761 | -0.15382 | 2.9941e-06 | -0.00050147 | 0.010251 | 0.010257 | 0.010257 | 0.99319 | -0.18917 | 0.99318 | -0.18908 | 4.6624
27 | -7.8212 | -3.3696 | 7.8243 | 3.3303 | 0.0031335 | -0.039364 | 0.24753 | 0.24706 | 0.24753 | 0.99319 | -0.18917 | 0.9936 | -0.18655 | 19.3987
28 | 0.32962 | 0.15931 | -0.32962 | -0.15964 | 2.1517e-06 | -0.00033242 | 0.010657 | 0.010662 | 0.010662 | 0.99167 | -0.28164 | 0.99166 | -0.28158 | 4.8461
29 | 6.6025 | 2.7708 | -6.602 | -2.7803 | 0.00053363 | -0.0095176 | 0.20844 | 0.20855 | 0.20855 | 0.99167 | -0.28164 | 0.99158 | -0.2822 | 16.344
30 | 0.23038 | 0.10943 | -0.23038 | -0.11101 | 4.9487e-06 | -0.0015742 | 0.0074234 | 0.0074432 | 0.0074432 | 0.99182 | -0.26999 | 0.99181 | -0.26981 | 3.3833
31 | 0.33476 | 0.16165 | -0.33475 | -0.16213 | 3.1681e-06 | -0.00047491 | 0.01082 | 0.010826 | 0.010826 | 0.99182 | -0.26999 | 0.99182 | -0.26991 | 4.9208
32 | -1.2322 | -0.57763 | 1.2323 | 0.57698 | 6.0414e-05 | -0.00065029 | 0.039748 | 0.03974 | 0.039748 | 0.98835 | -0.13813 | 0.9884 | -0.13853 | 18.0673
33 | 0.55617 | 0.26783 | -0.55613 | -0.26789 | 4.2569e-05 | -5.881e-05 | 0.018042 | 0.018043 | 0.018043 | 0.98771 | -0.13584 | 0.98763 | -0.13636 | 8.5918
34 | -1.6264 | -0.76785 | 1.6266 | 0.76638 | 0.00024304 | -0.0014677 | 0.052528 | 0.052509 | 0.052528 | 0.9884 | -0.13853 | 0.98853 | -0.13976 | 23.8763
35 | 0.55613 | 0.26789 | -0.55604 | -0.268 | 8.1493e-05 | -0.00011252 | 0.018043 | 0.018045 | 0.018045 | 0.98763 | -0.13636 | 0.98747 | -0.13734 | 8.5927
36 | 13.0582 | 5.778 | -13.052 | -5.7621 | 0.0061365 | 0.01595 | 0.41356 | 0.41357 | 0.41357 | 0.99673 | -0.034751 | 0.99588 | -0.08538 | 32.0595
37 | -13.2352 | -5.8638 | 13.2374 | 5.8695 | 0.0021949 | 0.0057102 | 0.41926 | 0.41925 | 0.41926 | 0.99673 | -0.034751 | 0.99704 | -0.016916 | 32.5005
38 | 0.19899 | 0.092565 | -0.19899 | -0.09628 | 8.5426e-06 | -0.0037144 | 0.0063618 | 0.006408 | 0.006408 | 0.99588 | -0.08538 | 0.99584 | -0.085023 | 2.9127
39 | 12.853 | 5.6695 | -12.8512 | -5.6649 | 0.0017833 | 0.0046302 | 0.40721 | 0.40721 | 0.40721 | 0.99588 | -0.08538 | 0.99562 | -0.10034 | 31.5666
40 | -13.2374 | -5.8695 | 13.2502 | 5.8177 | 0.012796 | -0.05181 | 0.41925 | 0.41856 | 0.41925 | 0.99704 | -0.016916 | 0.99804 | -0.011269 | 32.8569
41 | -1.6266 | -0.76638 | 1.6281 | 0.75705 | 0.0015399 | -0.0093353 | 0.052509 | 0.052388 | 0.052509 | 0.98853 | -0.13976 | 0.98941 | -0.14738 | 23.8676
42 | -0.36017 | -0.17444 | 0.36018 | 0.17369 | 5.8836e-06 | -0.00074746 | 0.011703 | 0.011694 | 0.011703 | 0.98711 | -0.13944 | 0.98713 | -0.13958 | 5.3197
43 | -0.36018 | -0.17369 | 0.3603 | 0.17319 | 0.00011991 | -0.00049796 | 0.011694 | 0.011686 | 0.011694 | 0.98713 | -0.13958 | 0.98747 | -0.13734 | 5.5685
44 | -0.2914 | -0.14113 | 0.2914 | 0.14038 | 3.8786e-06 | -0.00075155 | 0.0094748 | 0.0094653 | 0.0094748 | 0.98647 | -0.36826 | 0.98648 | -0.36837 | 4.3067
45 | 0.24484 | 0.1124 | -0.24483 | -0.11665 | 1.5322e-05 | -0.0042571 | 0.0078838 | 0.0079366 | 0.0079366 | 0.98648 | -0.36837 | 0.98642 | -0.36787 | 3.6076
46 | -0.53625 | -0.25278 | 0.53639 | 0.25231 | 0.0001432 | -0.00047053 | 0.017348 | 0.01734 | 0.017348 | 0.98648 | -0.36837 | 0.98681 | -0.35995 | 4.9567
47 | 0.24483 | 0.11665 | -0.24482 | -0.11857 | 6.9752e-06 | -0.001919 | 0.0079366 | 0.007961 | 0.007961 | 0.98642 | -0.36787 | 0.98639 | -0.36762 | 3.6186
48 | 0.15807 | 0.076403 | -0.15807 | -0.076555 | 2.3123e-07 | -0.00015255 | 0.0051358 | 0.0051378 | 0.0051378 | 0.98681 | -0.35995 | 0.98681 | -0.35993 | 2.3354
49 | -0.69446 | -0.32871 | 0.69467 | 0.29953 | 0.00021074 | -0.029178 | 0.022476 | 0.022123 | 0.022476 | 0.98681 | -0.35995 | 0.98714 | -0.35598 | 6.2088
50 | -0.69467 | -0.29953 | 0.69479 | 0.28154 | 0.00012663 | -0.017988 | 0.022123 | 0.021919 | 0.022123 | 0.98714 | -0.35598 | 0.98734 | -0.35324 | 6.1112
51 | 12.3027 | 5.3868 | -12.3002 | -5.3803 | 0.002516 | 0.0065119 | 0.38974 | 0.38974 | 0.38974 | 0.99477 | -0.15132 | 0.99439 | -0.17346 | 30.2126
52 | -12.4986 | -5.4817 | 12.5045 | 5.497 | 0.0058962 | 0.015279 | 0.39605 | 0.39605 | 0.39605 | 0.99477 | -0.15132 | 0.99562 | -0.10034 | 30.7019
53 | 11.8873 | 5.1803 | -11.884 | -5.1971 | 0.0032838 | -0.016772 | 0.37644 | 0.37665 | 0.37665 | 0.99439 | -0.17346 | 0.99411 | -0.17514 | 29.5182
54 | 11.4489 | 4.9957 | -11.4455 | -5.0143 | 0.0033522 | -0.018572 | 0.36273 | 0.36297 | 0.36297 | 0.99411 | -0.17514 | 0.9938 | -0.17691 | 28.446
55 | 0.43511 | 0.20138 | -0.43505 | -0.20728 | 6.5303e-05 | -0.0059031 | 0.013923 | 0.013996 | 0.013996 | 0.99411 | -0.17514 | 0.99397 | -0.17392 | 6.3618
56 | 0.43505 | 0.20728 | -0.43504 | -0.20781 | 5.8992e-06 | -0.00053013 | 0.013996 | 0.014003 | 0.014003 | 0.99397 | -0.17392 | 0.99395 | -0.17381 | 6.3648
57 | 0.084285 | 0.037933 | -0.084285 | -0.038844 | 3.7303e-07 | -0.00091084 | 0.0026844 | 0.0026954 | 0.0026954 | 0.99395 | -0.17381 | 0.99395 | -0.17377 | 1.2252
58 | 3.311 | 1.5367 | -3.3055 | -1.5437 | 0.0055038 | -0.0069926 | 0.10603 | 0.10614 | 0.10614 | 0.9938 | -0.17691 | 0.99226 | -0.16368 | 48.244
59 | 8.1345 | 3.4776 | -8.1338 | -3.4759 | 0.00069476 | 0.0017074 | 0.25697 | 0.25698 | 0.25698 | 0.9938 | -0.17691 | 0.99365 | -0.18627 | 19.9206
60 | 0.58403 | 0.28238 | -0.58402 | -0.28276 | 7.7836e-06 | -0.00038239 | 0.018873 | 0.018878 | 0.018878 | 0.99226 | -0.16368 | 0.99224 | -0.16357 | 8.5807
61 | 2.7215 | 1.2613 | -2.7203 | -1.2606 | 0.0012534 | 0.00067658 | 0.087266 | 0.087267 | 0.087267 | 0.99226 | -0.16368 | 0.99177 | -0.16722 | 41.5559
62 | 7.8247 | 3.3262 | -7.8243 | -3.3303 | 0.0003248 | -0.0040911 | 0.24701 | 0.24706 | 0.24706 | 0.99365 | -0.18627 | 0.9936 | -0.18655 | 19.3618
63 | 0.084285 | 0.038844 | -0.084284 | -0.040738 | 7.855e-07 | -0.0018938 | 0.0026954 | 0.0027188 | 0.0027188 | 0.99395 | -0.17377 | 0.99394 | -0.1737 | 1.2358
64 | 0.36334 | 0.17588 | -0.36332 | -0.17597 | 2.0543e-05 | -8.537e-05 | 0.011744 | 0.011745 | 0.011745 | 0.99224 | -0.16357 | 0.99219 | -0.16394 | 5.593
65 | 0.61589 | 0.29684 | -0.61586 | -0.29809 | 2.8415e-05 | -0.0012527 | 0.0199 | 0.019916 | 0.019916 | 0.99177 | -0.16722 | 0.99173 | -0.16682 | 9.0528
66 | 2.1044 | 0.96376 | -2.1028 | -0.9695 | 0.0016076 | -0.0057426 | 0.06737 | 0.067446 | 0.067446 | 0.99177 | -0.16722 | 0.99106 | -0.16133 | 30.6572
67 | 0.19899 | 0.09628 | -0.19898 | -0.09637 | 5.8252e-06 | -9.0595e-05 | 0.006408 | 0.0064092 | 0.0064092 | 0.99584 | -0.085023 | 0.99581 | -0.085216 | 3.052
68 | 5.379 | 2.2148 | -5.3785 | -2.2286 | 0.00050451 | -0.013769 | 0.16935 | 0.16951 | 0.16951 | 0.99158 | -0.2822 | 0.99148 | -0.28289 | 13.2844
69 | 0.077716 | 0.037209 | -0.077716 | -0.037639 | 1.5449e-07 | -0.00043075 | 0.0025085 | 0.0025139 | 0.0025139 | 0.99158 | -0.2822 | 0.99158 | -0.28218 | 1.1427
70 | 1.1453 | 0.52827 | -1.145 | -0.53152 | 0.00025502 | -0.0032462 | 0.036718 | 0.036759 | 0.036759 | 0.99158 | -0.2822 | 0.99137 | -0.28045 | 16.7086
71 | 5.3785 | 2.2286 | -5.3782 | -2.2279 | 0.00033593 | 0.00072535 | 0.16951 | 0.16951 | 0.16951 | 0.99148 | -0.28289 | 0.99137 | -0.28983 | 13.1403
72 | 0.29813 | 0.14435 | -0.29813 | -0.14439 | 6.0557e-06 | -3.9069e-05 | 0.0096454 | 0.0096459 | 0.0096459 | 0.99137 | -0.28045 | 0.99135 | -0.28059 | 4.5933
73 | 0.8469 | 0.38717 | -0.84667 | -0.39263 | 0.00023178 | -0.0054573 | 0.027115 | 0.027183 | 0.027183 | 0.99137 | -0.28045 | 0.99112 | -0.27833 | 12.3557
74 | 5.2674 | 2.1742 | -5.2666 | -2.1726 | 0.00075486 | 0.0016127 | 0.16593 | 0.16594 | 0.16594 | 0.99137 | -0.28983 | 0.99112 | -0.30581 | 12.8634
75 | -0.40336 | -0.19536 | 0.40337 | 0.19519 | 1.6542e-06 | -0.00017009 | 0.013054 | 0.013052 | 0.013054 | 0.99112 | -0.2783 | 0.99112 | -0.27833 | 5.9336
76 | 0.4433 | 0.19744 | -0.44326 | -0.20099 | 4.0629e-05 | -0.0035499 | 0.014134 | 0.014177 | 0.014177 | 0.99112 | -0.27833 | 0.99103 | -0.27766 | 6.444
77 | 0.33809 | 0.15084 | -0.33806 | -0.15463 | 2.5217e-05 | -0.0037855 | 0.010784 | 0.010829 | 0.010829 | 0.99103 | -0.27766 | 0.99096 | -0.27711 | 4.9223
78 | 0.10517 | 0.050148 | -0.10517 | -0.050938 | 5.1958e-07 | -0.00078982 | 0.003394 | 0.003404 | 0.003404 | 0.99103 | -0.27766 | 0.99103 | -0.27762 | 1.5473
79 | 0.16977 | 0.08148 | -0.16977 | -0.082225 | 1.2792e-06 | -0.00074491 | 0.0054857 | 0.0054951 | 0.0054951 | 0.99096 | -0.27711 | 0.99096 | -0.27705 | 2.4978
80 | 0.16829 | 0.073146 | -0.16828 | -0.077146 | 6.5681e-06 | -0.0039999 | 0.0053454 | 0.0053929 | 0.0053929 | 0.99096 | -0.27711 | 0.99093 | -0.27683 | 2.4513
81 | 0.075569 | 0.032412 | -0.075567 | -0.036261 | 1.2817e-06 | -0.0038492 | 0.0023954 | 0.0024418 | 0.0024418 | 0.99093 | -0.27683 | 0.99091 | -0.27671 | 1.1099
82 | 0.092711 | 0.044734 | -0.092711 | -0.044902 | 8.6129e-08 | -0.00016808 | 0.0029988 | 0.0030009 | 0.0030009 | 0.99093 | -0.27683 | 0.99093 | -0.27683 | 1.3641
83 | 0.075567 | 0.036261 | -0.075567 | -0.036599 | 1.1478e-07 | -0.00033747 | 0.0024418 | 0.0024461 | 0.0024461 | 0.99091 | -0.27671 | 0.99091 | -0.27669 | 1.1118
84 | -0.25846 | -0.12518 | 0.25846 | 0.12494 | 9.336e-07 | -0.00023419 | 0.0083649 | 0.0083619 | 0.0083649 | 0.99106 | -0.1613 | 0.99106 | -0.16133 | 3.8022
85 | 1.8443 | 0.84456 | -1.841 | -0.86002 | 0.0032832 | -0.015463 | 0.059085 | 0.059287 | 0.059287 | 0.99106 | -0.16133 | 0.98941 | -0.14738 | 26.9485
86 | 0.21289 | 0.10297 | -0.21289 | -0.10311 | 3.6198e-07 | -0.00013298 | 0.0068998 | 0.0069014 | 0.0069014 | 0.98941 | -0.14738 | 0.98941 | -0.14737 | 3.137
87 | 0.18651 | 0.090152 | -0.1865 | -0.090326 | 9.9587e-06 | -0.00017418 | 0.00603 | 0.0060322 | 0.0060322 | 0.99173 | -0.16682 | 0.99167 | -0.16718 | 2.8725
88 | -5.2341 | -2.3537 | 5.2342 | 2.3512 | 8.9282e-05 | -0.0025834 | 0.16587 | 0.16584 | 0.16587 | 0.99879 | -0.0068402 | 0.99881 | -0.0067478 | 12.9992
89 | 4.9561 | 2.2191 | -4.9559 | -2.2239 | 0.00014864 | -0.0048107 | 0.15695 | 0.157 | 0.157 | 0.99879 | -0.0068402 | 0.99876 | -0.0070045 | 12.3043
90 | -5.6448 | -2.5406 | 5.646 | 2.511 | 0.0011943 | -0.029671 | 0.17891 | 0.17855 | 0.17891 | 0.99881 | -0.0067478 | 0.99903 | -0.0055793 | 14.0211
91 | 0.41068 | 0.18948 | -0.41061 | -0.19728 | 7.541e-05 | -0.0077932 | 0.013072 | 0.013168 | 0.013168 | 0.99881 | -0.0067478 | 0.99864 | -0.0052468 | 5.9855
92 | 4.9559 | 2.2239 | -4.9558 | -2.2283 | 0.00013631 | -0.0044084 | 0.157 | 0.15706 | 0.15706 | 0.99876 | -0.0070045 | 0.99873 | -0.0071539 | 12.3085
93 | -19.4544 | -8.5416 | 19.4582 | 8.5355 | 0.0038432 | -0.006116 | 0.61394 | 0.61384 | 0.61394 | 0.99903 | -0.0055793 | 0.99924 | -0.0044002 | 48.1144
94 | 0.23338 | 0.1123 | -0.23338 | -0.11303 | 2.2975e-06 | -0.00073063 | 0.0074839 | 0.0074931 | 0.0074931 | 0.99903 | -0.0055793 | 0.99902 | -0.0054942 | 3.4059
95 | 13.575 | 5.9184 | -13.5621 | -5.9679 | 0.012838 | -0.049544 | 0.42791 | 0.42857 | 0.42857 | 0.99903 | -0.0055793 | 0.99804 | -0.011269 | 33.5871
96 | 0.41061 | 0.19728 | -0.41059 | -0.19886 | 1.5449e-05 | -0.001582 | 0.013168 | 0.013188 | 0.013188 | 0.99864 | -0.0052468 | 0.99861 | -0.0049219 | 5.9946
97 | 4.6864 | 2.0979 | -4.6863 | -2.1038 | 0.00016475 | -0.0059725 | 0.14841 | 0.14848 | 0.14848 | 0.99873 | -0.0071539 | 0.9987 | -0.0073465 | 11.6365
98 | 0.3119 | 0.15021 | -0.3119 | -0.15106 | 4.7998e-06 | -0.00085049 | 0.010013 | 0.010024 | 0.010024 | 0.99804 | -0.011269 | 0.99803 | -0.011136 | 4.5563
99 | -22.4803 | -9.8465 | 22.4866 | 9.8398 | 0.0063167 | -0.0066526 | 0.70901 | 0.70889 | 0.70901 | 0.99924 | -0.0044002 | 0.99953 | -0.0027075 | 55.5651
100 | 0.35638 | 0.17006 | -0.35636 | -0.17259 | 1.8524e-05 | -0.0025292 | 0.011408 | 0.01144 | 0.01144 | 0.99924 | -0.0044002 | 0.99919 | -0.0039548 | 5.1998
101 | -0.33301 | -0.16126 | 0.33302 | 0.15978 | 9.7934e-06 | -0.0014788 | 0.010781 | 0.010762 | 0.010781 | 0.99073 | -0.30571 | 0.99076 | -0.30596 | 4.9005
102 | 0.33301 | 0.16126 | -0.33301 | -0.16128 | 5.096e-06 | -2.5641e-05 | 0.010781 | 0.010781 | 0.010781 | 0.99073 | -0.30571 | 0.99071 | -0.30581 | 5.134
103 | 0.076666 | 0.037085 | -0.076666 | -0.037131 | 1.5987e-08 | -4.5673e-05 | 0.0024814 | 0.002482 | 0.002482 | 0.99076 | -0.30596 | 0.99076 | -0.30596 | 1.1282
104 | -0.40969 | -0.19686 | 0.40976 | 0.19019 | 6.6491e-05 | -0.0066789 | 0.013244 | 0.01316 | 0.013244 | 0.99076 | -0.30596 | 0.99091 | -0.3073 | 6.0199
105 | 4.6863 | 2.1038 | -4.6763 | -2.1284 | 0.0099468 | -0.024578 | 0.14848 | 0.14886 | 0.14886 | 0.9987 | -0.0073465 | 0.99636 | -0.035111 | 41.1216
106 | -22.4866 | -9.8398 | 22.4967 | 9.8292 | 0.01006 | -0.010614 | 0.70889 | 0.7087 | 0.70889 | 0.99953 | -0.0027075 | 1 | 0 | 55.5558
107 | 0.39835 | 0.18253 | -0.39827 | -0.19155 | 8.4603e-05 | -0.0090118 | 0.012765 | 0.012877 | 0.012877 | 0.99091 | -0.3073 | 0.99071 | -0.30557 | 5.8533
108 | 0.29124 | 0.14099 | -0.29123 | -0.14105 | 9.4572e-06 | -6.4088e-05 | 0.0094265 | 0.0094274 | 0.0094274 | 0.99091 | -0.3073 | 0.99087 | -0.30751 | 4.4892
109 | 3.8522 | 1.5388 | -3.8517 | -1.5684 | 0.00054692 | -0.029516 | 0.12085 | 0.12117 | 0.12117 | 0.99091 | -0.3073 | 0.99076 | -0.30842 | 9.4962
110 | -4.9516 | -2.0525 | 4.9525 | 2.0215 | 0.00096264 | -0.031064 | 0.15615 | 0.1558 | 0.15615 | 0.99091 | -0.3073 | 0.99111 | -0.30585 | 12.2377
111 | 4.0085 | 1.8148 | -4.0053 | -1.8263 | 0.0031804 | -0.011457 | 0.12749 | 0.12765 | 0.12765 | 0.99636 | -0.035111 | 0.99549 | -0.045377 | 35.2626
112 | 0.37623 | 0.17239 | -0.37615 | -0.18184 | 7.7459e-05 | -0.0094493 | 0.01199 | 0.012107 | 0.012107 | 0.99636 | -0.035111 | 0.99617 | -0.033429 | 5.5033
113 | 0.29162 | 0.14117 | -0.29161 | -0.14124 | 9.2796e-06 | -6.4226e-05 | 0.0093871 | 0.009388 | 0.009388 | 0.99636 | -0.035111 | 0.99633 | -0.035321 | 4.4705
114 | 3.7738 | 1.7145 | -3.7658 | -1.7219 | 0.0080231 | -0.0074332 | 0.1202 | 0.12032 | 0.12032 | 0.99549 | -0.045377 | 0.9935 | -0.029308 | 54.6893
115 | 0.23146 | 0.11183 | -0.23146 | -0.1121 | 8.4585e-07 | -0.00026941 | 0.0074544 | 0.0074578 | 0.0074578 | 0.99549 | -0.045377 | 0.99548 | -0.045345 | 3.3899
116 | 0.37615 | 0.18184 | -0.37615 | -0.18218 | 2.7753e-06 | -0.00033508 | 0.012107 | 0.012112 | 0.012112 | 0.99617 | -0.033429 | 0.99616 | -0.033364 | 5.5053
117 | 3.7658 | 1.7219 | -3.7648 | -1.7229 | 0.0010225 | -0.00094309 | 0.12032 | 0.12033 | 0.12033 | 0.9935 | -0.029308 | 0.99325 | -0.027239 | 54.6962
118 | 3.6006 | 1.6434 | -3.6 | -1.644 | 0.00065665 | -0.00068055 | 0.11503 | 0.11504 | 0.11504 | 0.99325 | -0.027239 | 0.99307 | -0.025856 | 52.2924
119 | 0.3062 | 0.14169 | -0.30616 | -0.14735 | 3.1144e-05 | -0.0056606 | 0.0098076 | 0.0098779 | 0.0098779 | 0.99307 | -0.025856 | 0.99298 | -0.02502 | 4.49
120 | 3.2938 | 1.5023 | -3.2894 | -1.5081 | 0.0044217 | -0.005716 | 0.10524 | 0.10532 | 0.10532 | 0.99307 | -0.025856 | 0.99182 | -0.015629 | 47.8732
121 | 0.30616 | 0.14735 | -0.30616 | -0.14828 | 5.14e-06 | -0.00092633 | 0.0098779 | 0.0098896 | 0.0098896 | 0.99298 | -0.02502 | 0.99297 | -0.024875 | 4.4953
122 | 3.2894 | 1.5081 | -3.2881 | -1.5097 | 0.001281 | -0.0016505 | 0.10532 | 0.10535 | 0.10535 | 0.99182 | -0.015629 | 0.99146 | -0.012639 | 47.8844
123 | 3.162 | 1.4486 | -3.1594 | -1.4472 | 0.0026061 | 0.0014651 | 0.10127 | 0.10127 | 0.10127 | 0.99146 | -0.012639 | 0.99059 | -0.019209 | 48.2233
124 | 3.1594 | 1.4472 | -3.1506 | -1.4595 | 0.0087371 | -0.012294 | 0.10127 | 0.10145 | 0.10145 | 0.99059 | -0.019209 | 0.98802 | 0.0022595 | 46.114
125 | -0.72409 | -0.33634 | 0.72414 | 0.33472 | 5.1065e-05 | -0.0016103 | 0.023379 | 0.023359 | 0.023379 | 0.98584 | 0.020821 | 0.98591 | 0.020267 | 10.6267
126 | 0.66229 | 0.3064 | -0.6613 | -0.30719 | 0.00098791 | -0.0007868 | 0.021368 | 0.021385 | 0.021385 | 0.98584 | 0.020821 | 0.98428 | 0.0093613 | 10.1835
127 | -0.72414 | -0.33472 | 0.72464 | 0.3189 | 0.00049668 | -0.01582 | 0.023359 | 0.023166 | 0.023359 | 0.98591 | 0.020267 | 0.98654 | 0.015223 | 10.6176
128 | 0.60737 | 0.28107 | -0.60732 | -0.28321 | 4.8079e-05 | -0.002145 | 0.019628 | 0.019655 | 0.019655 | 0.98428 | 0.0093613 | 0.98421 | 0.0099878 | 8.934
129 | -2.5935 | -1.2209 | 2.5977 | 1.2118 | 0.0041641 | -0.0090986 | 0.083878 | 0.083749 | 0.083878 | 0.98654 | 0.015223 | 0.98802 | 0.0022595 | 38.1262
130 | 1.8689 | 0.902 | -1.8682 | -0.90482 | 0.00063966 | -0.0028272 | 0.060722 | 0.06076 | 0.06076 | 0.98654 | 0.015223 | 0.98623 | 0.018193 | 27.6182
131 | 0.60732 | 0.28321 | -0.60662 | -0.28394 | 0.00069627 | -0.00073139 | 0.019655 | 0.019669 | 0.019669 | 0.98421 | 0.0099878 | 0.98301 | 0.001401 | 9.3664
132 | 0.32088 | 0.14555 | -0.32087 | -0.14564 | 1.4942e-05 | -8.0984e-05 | 0.010347 | 0.010348 | 0.010348 | 0.98301 | 0.001401 | 0.98296 | 0.001019 | 4.9279
133 | 0.41265 | 0.18025 | -0.41257 | -0.18878 | 8.5483e-05 | -0.008529 | 0.013157 | 0.013259 | 0.013259 | 0.98802 | 0.0022595 | 0.98783 | 0.0037489 | 6.0267
134 | 0.14032 | 0.067422 | -0.14032 | -0.06796 | 6.3804e-07 | -0.00053742 | 0.0045485 | 0.0045553 | 0.0045553 | 0.98802 | 0.0022595 | 0.98802 | 0.0022988 | 2.0706
135 | -0.23611 | -0.11435 | 0.23611 | 0.11393 | 1.4399e-06 | -0.00041885 | 0.0077053 | 0.0077 | 0.0077053 | 0.98284 | 0.0020424 | 0.98285 | 0.0019895 | 3.5024
136 | -0.23611 | -0.11393 | 0.23613 | 0.10635 | 2.5708e-05 | -0.0075781 | 0.0077 | 0.0076058 | 0.0077 | 0.98285 | 0.0019895 | 0.98295 | 0.0011193 | 3.5
137 | -0.23613 | -0.10635 | 0.23614 | 0.10538 | 3.2708e-06 | -0.00097759 | 0.0076058 | 0.007594 | 0.0076058 | 0.98295 | 0.0011193 | 0.98296 | 0.001019 | 3.4572
138 | 0.084733 | 0.040259 | -0.084733 | -0.041038 | 3.4345e-07 | -0.00077902 | 0.002755 | 0.0027649 | 0.0027649 | 0.98296 | 0.001019 | 0.98296 | 0.0010536 | 1.2568
139 | 0.41257 | 0.18878 | -0.41255 | -0.19045 | 1.6938e-05 | -0.0016739 | 0.013259 | 0.013279 | 0.013279 | 0.98783 | 0.0037489 | 0.98779 | 0.0040654 | 6.036
140 | 0.18118 | 0.078395 | -0.18118 | -0.07857 | 9.2259e-06 | -0.00017535 | 0.0057694 | 0.0057715 | 0.0057715 | 0.98779 | 0.0040654 | 0.98774 | 0.0035908 | 2.7483
141 | 0.18118 | 0.07857 | -0.18116 | -0.084016 | 1.0518e-05 | -0.0054453 | 0.0057715 | 0.0058367 | 0.0058367 | 0.98774 | 0.0035908 | 0.98768 | 0.0040119 | 2.653
142 | 0.18116 | 0.084016 | -0.18116 | -0.087738 | 7.331e-06 | -0.0037226 | 0.0058367 | 0.0058833 | 0.0058833 | 0.98768 | 0.0040119 | 0.98765 | 0.0043478 | 2.6742
143 | -0.25205 | -0.12207 | 0.25205 | 0.12191 | 6.2186e-07 | -0.00016178 | 0.0081855 | 0.0081834 | 0.0081855 | 0.98766 | -0.34884 | 0.98766 | -0.34886 | 3.7207
144 | 1.056 | 0.43679 | -1.0557 | -0.45586 | 0.00031285 | -0.01907 | 0.033401 | 0.03362 | 0.03362 | 0.98766 | -0.34886 | 0.98734 | -0.35324 | 9.2874
145 | -1.308 | -0.5587 | 1.3088 | 0.53039 | 0.00071318 | -0.028316 | 0.041573 | 0.041249 | 0.041573 | 0.98766 | -0.34886 | 0.98826 | -0.3406 | 11.4842
146 | 0.36088 | 0.17432 | -0.36088 | -0.17471 | 3.1221e-06 | -0.00039533 | 0.011718 | 0.011723 | 0.011723 | 0.98734 | -0.35324 | 0.98733 | -0.35317 | 5.3286
147 | -1.6826 | -0.71143 | 1.6831 | 0.70129 | 0.00042805 | -0.010143 | 0.053363 | 0.053245 | 0.053363 | 0.98826 | -0.3406 | 0.98854 | -0.33679 | 14.7411
148 | 0.37387 | 0.18104 | -0.37386 | -0.18107 | 7.0246e-06 | -2.682e-05 | 0.012134 | 0.012134 | 0.012134 | 0.98826 | -0.3406 | 0.98824 | -0.34072 | 5.7783
149 | 0.19675 | 0.095223 | -0.19674 | -0.095288 | 4.205e-06 | -6.4603e-05 | 0.0063908 | 0.0063917 | 0.0063917 | 0.98733 | -0.35317 | 0.98731 | -0.35331 | 3.0437
150 | 0.28613 | 0.13851 | -0.28612 | -0.13857 | 8.5522e-06 | -5.9615e-05 | 0.0092831 | 0.0092839 | 0.0092839 | 0.98854 | -0.33679 | 0.98851 | -0.33699 | 4.4209
151 | -1.9692 | -0.8398 | 1.9706 | 0.81526 | 0.0014328 | -0.024545 | 0.062515 | 0.062226 | 0.062515 | 0.98854 | -0.33679 | 0.98934 | -0.32593 | 17.2694
152 | 0.15238 | 0.071867 | -0.15238 | -0.073632 | 2.4487e-06 | -0.001765 | 0.004916 | 0.0049382 | 0.0049382 | 0.98934 | -0.32593 | 0.98932 | -0.3258 | 2.2446
153 | -2.2058 | -0.9255 | 2.2068 | 0.91125 | 0.0010494 | -0.014257 | 0.069798 | 0.06963 | 0.069798 | 0.98934 | -0.32593 | 0.98986 | -0.31872 | 19.2812
154 | 0.082804 | 0.03838 | -0.082803 | -0.040104 | 7.0408e-07 | -0.0017239 | 0.002663 | 0.0026846 | 0.0026846 | 0.98934 | -0.32593 | 0.98933 | -0.32586 | 1.2203
155 | 0.15238 | 0.073632 | -0.15238 | -0.073802 | 2.3725e-07 | -0.00017015 | 0.0049382 | 0.0049404 | 0.0049404 | 0.98932 | -0.3258 | 0.98932 | -0.32578 | 2.2456
156 | 0.39011 | 0.1887 | -0.39011 | -0.18894 | 2.1225e-06 | -0.00023219 | 0.012638 | 0.012641 | 0.012641 | 0.98986 | -0.31872 | 0.98986 | -0.31867 | 5.7458
157 | 0.20406 | 0.066944 | -0.20398 | -0.098519 | 7.4379e-05 | -0.031574 | 0.006263 | 0.0066086 | 0.0066086 | 0.98986 | -0.31872 | 0.98951 | -0.31677 | 3.0039
158 | -2.801 | -1.1669 | 2.8024 | 1.1553 | 0.0014211 | -0.011624 | 0.088492 | 0.08835 | 0.088492 | 0.98986 | -0.31872 | 0.99042 | -0.31098 | 24.4452
159 | -3.0049 | -1.2531 | 3.0059 | 1.1666 | 0.00097207 | -0.086487 | 0.094895 | 0.093948 | 0.094895 | 0.99042 | -0.31098 | 0.99076 | -0.30842 | 7.4369
160 | 0.2025 | 0.09786 | -0.2025 | -0.098077 | 5.321e-07 | -0.00021698 | 0.0065554 | 0.0065581 | 0.0065581 | 0.99042 | -0.31098 | 0.99042 | -0.31095 | 2.981
161 | 0.34624 | 0.16676 | -0.34623 | -0.16769 | 6.6209e-06 | -0.00092408 | 0.011198 | 0.011209 | 0.011209 | 0.99076 | -0.30842 | 0.99074 | -0.30825 | 5.0951
162 | 0.4995 | 0.23495 | -0.49941 | -0.24083 | 8.7563e-05 | -0.0058885 | 0.016083 | 0.016158 | 0.016158 | 0.99076 | -0.30842 | 0.9906 | -0.30695 | 7.3443
163 | 0.20398 | 0.098519 | -0.20398 | -0.098793 | 6.8539e-07 | -0.00027446 | 0.0066086 | 0.0066121 | 0.0066121 | 0.98951 | -0.31677 | 0.98951 | -0.31674 | 3.0055
164 | 0.09751 | 0.047081 | -0.09751 | -0.047226 | 8.2473e-08 | -0.00014528 | 0.0031555 | 0.0031573 | 0.0031573 | 0.9906 | -0.30695 | 0.9906 | -0.30694 | 1.4352
165 | 0.4019 | 0.19375 | -0.40189 | -0.19465 | 8.6403e-06 | -0.00089361 | 0.013002 | 0.013013 | 0.013013 | 0.9906 | -0.30695 | 0.99058 | -0.30676 | 5.9152
166 | -4.9525 | -2.0215 | 4.9525 | 2.0205 | 2.9844e-05 | -0.00096553 | 0.1558 | 0.15579 | 0.1558 | 0.99111 | -0.30585 | 0.99112 | -0.30581 | 12.2103
167 | 0.39827 | 0.19155 | -0.39826 | -0.19288 | 1.2703e-05 | -0.0013391 | 0.012877 | 0.012894 | 0.012894 | 0.99071 | -0.30557 | 0.99068 | -0.3053 | 5.861
168 | 0.23038 | 0.11101 | -0.23038 | -0.11158 | 1.7942e-06 | -0.00056868 | 0.0074432 | 0.0074504 | 0.0074504 | 0.99181 | -0.26981 | 0.9918 | -0.26974 | 3.3866
169 | 0.084284 | 0.040738 | -0.084284 | -0.040821 | 3.4738e-08 | -8.3042e-05 | 0.0027188 | 0.0027199 | 0.0027199 | 0.99394 | -0.1737 | 0.99394 | -0.17369 | 1.2363

## res_trafo
| p_hv_mw | q_hv_mvar | p_lv_mw | q_lv_mvar | pl_mw | ql_mvar | i_hv_ka | i_lv_ka | vm_hv_pu | va_hv_degree | vm_lv_pu | va_lv_degree | loading_percent
0 | 2.6518e-14 | 1.7507e-14 | 0.013999 | 0.0105 | 0.013999 | 0.0105 | 1.6678e-16 | 0.00050517 | 0.99997 | 149.9981 | 1 | 0 | 0.069998

## res_ext_grid
| p_mw | q_mvar
0 | 22.654 | 9.9091

## res_load
| p_mw | q_mvar
0 | 0.24633 | 0.1193
1 | 0.12805 | 0.062016
2 | 0.31924 | 0.15462
3 | 0.20477 | 0.099174
4 | 0.37856 | 0.18335
5 | 0.33133 | 0.16047
6 | 0.27013 | 0.13083
7 | 0.36272 | 0.17567
8 | 0.40941 | 0.19828
9 | 0.2048 | 0.099188
10 | 0.14557 | 0.070501
11 | 0.32488 | 0.15734
12 | 0.39409 | 0.19087
13 | 0.17706 | 0.085754
14 | 0.36017 | 0.17444
15 | 0.19575 | 0.094805
16 | 0.2914 | 0.14113
17 | 0.15807 | 0.076555
18 | 0.24482 | 0.11857
19 | 0.19598 | 0.094915
20 | 0.41286 | 0.19996
21 | 0.34671 | 0.16792
22 | 0.35076 | 0.16988
23 | 0.30914 | 0.14972
24 | 0.22067 | 0.10688
25 | 0.19898 | 0.09637
26 | 0.077716 | 0.037639
27 | 0.31761 | 0.15382
28 | 0.11076 | 0.053645
29 | 0.32962 | 0.15964
30 | 0.40336 | 0.19536
31 | 0.10517 | 0.050938
32 | 0.092711 | 0.044902
33 | 0.29813 | 0.14439
34 | 0.16977 | 0.082225
35 | 0.075567 | 0.036599
36 | 0.25846 | 0.12518
37 | 0.42935 | 0.20794
38 | 0.21289 | 0.10311
39 | 0.1865 | 0.090326
40 | 0.36332 | 0.17597
41 | 0.27801 | 0.13465
42 | 0.26935 | 0.13045
43 | 0.3119 | 0.15106
44 | 0.23338 | 0.11303
45 | 0.41059 | 0.19886
46 | 0.33301 | 0.16128
47 | 0.35636 | 0.17259
48 | 0.076666 | 0.037131
49 | 0.29161 | 0.14124
50 | 0.23146 | 0.1121
51 | 0.37615 | 0.18218
52 | 0.16412 | 0.079489
53 | 0.30616 | 0.14828
54 | 0.1261 | 0.061073
55 | 0.061806 | 0.029934
56 | 0.053929 | 0.026119
57 | 0.28574 | 0.13839
58 | 1.8682 | 0.90482
59 | 0.23611 | 0.11435
60 | 0.084733 | 0.041038
61 | 0.14032 | 0.06796
62 | 0.23137 | 0.11206
63 | 0.18116 | 0.087738
64 | 0.25205 | 0.12207
65 | 0.16413 | 0.079491
66 | 0.37386 | 0.18107
67 | 0.19674 | 0.095288
68 | 0.082803 | 0.040104
69 | 0.15238 | 0.073802
70 | 0.2025 | 0.098077
71 | 0.28612 | 0.13857
72 | 0.39011 | 0.18894
73 | 0.34623 | 0.16769
74 | 0.3141 | 0.15212
75 | 0.29123 | 0.14105
76 | 0.39826 | 0.19288
77 | 0.20398 | 0.098793
78 | 0.33475 | 0.16213
79 | 0.23038 | 0.11158
80 | 0.09751 | 0.047226
81 | 0.40189 | 0.19465
82 | 0.084284 | 0.040821
83 | 0.14332 | 0.069411

## dtypes
| element | column | dtype
0 | bus | name | object
1 | bus | vn_kv | float64
2 | bus | type | object
3 | bus | zone | object
4 | bus | in_service | bool
5 | load | name | object
6 | load | bus | uint32
7 | load | p_mw | float64
8 | load | q_mvar | float64
9 | load | const_z_percent | float64
10 | load | const_i_percent | float64
11 | load | sn_mva | float64
12 | load | scaling | float64
13 | load | in_service | bool
14 | load | type | object
15 | ext_grid | name | object
16 | ext_grid | bus | uint32
17 | ext_grid | vm_pu | float64
18 | ext_grid | va_degree | float64
19 | ext_grid | slack_weight | float64
20 | ext_grid | in_service | bool
21 | line | name | object
22 | line | std_type | object
23 | line | from_bus | uint32
24 | line | to_bus | uint32
25 | line | length_km | float64
26 | line | r_ohm_per_km | float64
27 | line | x_ohm_per_km | float64
28 | line | c_nf_per_km | float64
29 | line | g_us_per_km | float64
30 | line | max_i_ka | float64
31 | line | df | float64
32 | line | parallel | uint32
33 | line | type | object
34 | line | in_service | bool
35 | trafo | name | object
36 | trafo | std_type | object
37 | trafo | hv_bus | uint32
38 | trafo | lv_bus | uint32
39 | trafo | sn_mva | float64
40 | trafo | vn_hv_kv | float64
41 | trafo | vn_lv_kv | float64
42 | trafo | vk_percent | float64
43 | trafo | vkr_percent | float64
44 | trafo | pfe_kw | float64
45 | trafo | i0_percent | float64
46 | trafo | shift_degree | float64
47 | trafo | tap_side | object
48 | trafo | tap_neutral | int32
49 | trafo | tap_min | int32
50 | trafo | tap_max | int32
51 | trafo | tap_step_percent | float64
52 | trafo | tap_step_degree | float64
53 | trafo | tap_pos | int32
54 | trafo | tap_phase_shifter | bool
55 | trafo | parallel | uint32
56 | trafo | df | float64
57 | trafo | in_service | bool
58 | bus_geodata | x | float64
59 | bus_geodata | y | float64
60 | bus_geodata | coords | object
61 | res_bus | vm_pu | float64
62 | res_bus | va_degree | float64
63 | res_bus | p_mw | float64
64 | res_bus | q_mvar | float64
65 | res_line | p_from_mw | float64
66 | res_line | q_from_mvar | float64
67 | res_line | p_to_mw | float64
68 | res_line | q_to_mvar | float64
69 | res_line | pl_mw | float64
70 | res_line | ql_mvar | float64
71 | res_line | i_from_ka | float64
72 | res_line | i_to_ka | float64
73 | res_line | i_ka | float64
74 | res_line | vm_from_pu | float64
75 | res_line | va_from_degree | float64
76 | res_line | vm_to_pu | float64
77 | res_line | va_to_degree | float64
78 | res_line | loading_percent | float64
79 | res_trafo | p_hv_mw | float64
80 | res_trafo | q_hv_mvar | float64
81 | res_trafo | p_lv_mw | float64
82 | res_trafo | q_lv_mvar | float64
83 | res_trafo | pl_mw | float64
84 | res_trafo | ql_mvar | float64
85 | res_trafo | i_hv_ka | float64
86 | res_trafo | i_lv_ka | float64
87 | res_trafo | vm_hv_pu | float64
88 | res_trafo | va_hv_degree | float64
89 | res_trafo | vm_lv_pu | float64
90 | res_trafo | va_lv_degree | float64
91 | res_trafo | loading_percent | float64
92 | res_ext_grid | p_mw | float64
93 | res_ext_grid | q_mvar | float64
94 | res_load | p_mw | float64
95 | res_load | q_mvar | float64

## parameters
| version | format_version | converged | OPF_converged | name | f_hz | sn_mva
0 | 2.14.6 | 2.14.0 | TRUE | FALSE |  | 50 | 1