## bus
| name | vn_kv | type | zone | in_service
0 | bus_MV_421_0_node_0 | 20 | n |  | TRUE
1 | bus_MV_421_0_node_2 | 20 | n |  | TRUE
2 | bus_MV_421_0_node_1 | 20 | n |  | TRUE
3 | bus_MV_421_0_node_4 | 20 | n |  | TRUE
4 | bus_MV_421_0_node_3 | 20 | n |  | TRUE
5 | bus_MV_421_0_node_5 | 20 | n |  | TRUE
6 | bus_MV_421_0_node_47 | 20 | n |  | TRUE
7 | bus_MV_421_0_node_49 | 20 | n |  | TRUE
8 | bus_MV_421_0_node_132 | 20 | n |  | TRUE
9 | bus_MV_421_0_node_45 | 20 | n |  | TRUE
10 | bus_MV_421_0_node_130 | 20 | n |  | TRUE
11 | bus_MV_421_0_node_15 | 20 | n |  | TRUE
12 | bus_MV_421_0_node_160 | 20 | n |  | TRUE
13 | bus_MV_421_0_node_161 | 20 | n |  | TRUE
14 | bus_MV_421_0_node_159 | 20 | n |  | TRUE
15 | bus_MV_421_0_node_126 | 20 | n |  | TRUE
16 | bus_MV_421_0_node_157 | 20 | n |  | TRUE
17 | bus_MV_421_0_node_131 | 20 | n |  | TRUE
18 | bus_MV_421_0_node_12 | 20 | n |  | TRUE
19 | bus_MV_421_0_node_6 | 20 | n |  | TRUE
20 | bus_MV_421_0_node_13 | 20 | n |  | TRUE
21 | bus_MV_421_0_node_151 | 20 | n |  | TRUE
22 | bus_MV_421_0_node_9 | 20 | n |  | TRUE
23 | bus_MV_421_0_node_10 | 20 | n |  | TRUE
24 | bus_MV_421_0_node_11 | 20 | n |  | TRUE
25 | bus_MV_421_0_node_14 | 20 | n |  | TRUE
26 | bus_MV_421_0_node_18 | 20 | n |  | TRUE
27 | bus_MV_421_0_node_19 | 20 | n |  | TRUE
28 | bus_MV_421_0_node_153 | 20 | n |  | TRUE
29 | bus_MV_421_0_node_17 | 20 | n |  | TRUE
30 | bus_MV_421_0_node_16 | 20 | n |  | TRUE
31 | bus_MV_421_0_node_112 | 20 | n |  | TRUE
32 | bus_MV_421_0_node_114 | 20 | n |  | TRUE
33 | bus_MV_421_0_node_108 | 20 | n |  | TRUE
34 | bus_MV_421_0_node_20 | 20 | n |  | TRUE
35 | bus_MV_421_0_node_101 | 20 | n |  | TRUE
36 | bus_MV_421_0_node_102 | 20 | n |  | TRUE
37 | bus_MV_421_0_node_95 | 20 | n |  | TRUE
38 | bus_MV_421_0_node_35 | 20 | n |  | TRUE
39 | bus_MV_421_0_node_21 | 20 | n |  | TRUE
40 | bus_MV_421_0_node_23 | 20 | n |  | TRUE
41 | bus_MV_421_0_node_26 | 20 | n |  | TRUE
42 | bus_MV_421_0_node_22 | 20 | n |  | TRUE
43 | bus_MV_421_0_node_24 | 20 | n |  | TRUE
44 | bus_MV_421_0_node_158 | 20 | n |  | TRUE
45 | bus_MV_421_0_node_25 | 20 | n |  | TRUE
46 | bus_MV_421_0_node_50 | 20 | n |  | TRUE
47 | bus_MV_421_0_node_51 | 20 | n |  | TRUE
48 | bus_MV_421_0_node_121 | 20 | n |  | TRUE
49 | bus_MV_421_0_node_154 | 20 | n |  | TRUE
50 | bus_MV_421_0_node_115 | 20 | n |  | TRUE
51 | bus_MV_421_0_node_116 | 20 | n |  | TRUE
52 | bus_MV_421_0_node_43 | 20 | n |  | TRUE
53 | bus_MV_421_0_node_117 | 20 | n |  | TRUE
54 | bus_MV_421_0_node_118 | 20 | n |  | TRUE
55 | bus_MV_421_0_node_27 | 20 | n |  | TRUE
56 | bus_MV_421_0_node_28 | 20 | n |  | TRUE
57 | bus_MV_421_0_node_29 | 20 | n |  | TRUE
58 | bus_MV_421_0_node_31 | 20 | n |  | TRUE
59 | bus_MV_421_0_node_41 | 20 | n |  | TRUE
60 | bus_MV_421_0_node_52 | 20 | n |  | TRUE
61 | bus_MV_421_0_node_40 | 20 | n |  | TRUE
62 | bus_MV_421_0_node_32 | 20 | n |  | TRUE
63 | bus_MV_421_0_node_33 | 20 | n |  | TRUE
64 | bus_MV_421_0_node_34 | 20 | n |  | TRUE
65 | bus_MV_421_0_node_167 | 20 | n |  | TRUE
66 | bus_MV_421_0_node_103 | 20 | n |  | TRUE
67 | bus_MV_421_0_node_37 | 20 | n |  | TRUE
68 | bus_MV_421_0_node_38 | 20 | n |  | TRUE
69 | bus_MV_421_0_node_39 | 20 | n |  | TRUE
70 | bus_MV_421_0_node_164 | 20 | n |  | TRUE
71 | bus_MV_421_0_node_150 | 20 | n |  | TRUE
72 | bus_MV_421_0_node_48 | 20 | n |  | TRUE
73 | bus_MV_421_0_node_44 | 20 | n |  | TRUE
74 | bus_MV_421_0_node_46 | 20 | n |  | TRUE
75 | bus_MV_421_0_node_68 | 20 | n |  | TRUE
76 | bus_MV_421_0_node_64 | 20 | n |  | TRUE
77 | bus_MV_421_0_node_67 | 20 | n |  | TRUE
78 | bus_MV_421_0_node_156 | 20 | n |  | TRUE
79 | bus_MV_421_0_node_69 | 20 | n |  | TRUE
80 | bus_MV_421_0_node_168 | 20 | n |  | TRUE
81 | bus_MV_421_0_node_155 | 20 | n |  | TRUE
82 | bus_MV_421_0_node_93 | 20 | n |  | TRUE
83 | bus_MV_421_0_node_94 | 20 | n |  | TRUE
84 | bus_MV_421_0_node_65 | 20 | n |  | TRUE
85 | bus_MV_421_0_node_104 | 20 | n |  | TRUE
86 | bus_MV_421_0_node_105 | 20 | n |  | TRUE
87 | bus_MV_421_0_node_106 | 20 | n |  | TRUE
88 | bus_MV_421_0_node_162 | 20 | n |  | TRUE
89 | bus_MV_421_0_node_107 | 20 | n |  | TRUE
90 | bus_MV_421_0_node_110 | 20 | n |  | TRUE
91 | bus_MV_421_0_node_111 | 20 | n |  | TRUE
92 | bus_MV_421_0_node_109 | 20 | n |  | TRUE
93 | bus_MV_421_0_node_165 | 20 | n |  | TRUE
94 | bus_MV_421_0_node_113 | 20 | n |  | TRUE
95 | bus_MV_421_0_node_119 | 20 | n |  | TRUE
96 | bus_MV_421_0_node_120 | 20 | n |  | TRUE
97 | bus_MV_421_0_node_124 | 20 | n |  | TRUE
98 | bus_MV_421_0_node_125 | 20 | n |  | TRUE
99 | bus_MV_421_0_node_127 | 20 | n |  | TRUE
100 | bus_MV_421_0_node_128 | 20 | n |  | TRUE
101 | bus_MV_421_0_node_129 | 20 | n |  | TRUE
102 | bus_MV_421_0_node_53 | 20 | n |  | TRUE
103 | bus_MV_421_0_node_54 | 20 | n |  | TRUE
104 | bus_MV_421_0_node_55 | 20 | n |  | TRUE
105 | bus_MV_421_0_node_170 | 20 | n |  | TRUE
106 | bus_MV_421_0_node_81 | 20 | n |  | TRUE
107 | bus_MV_421_0_node_56 | 20 | n |  | TRUE
108 | bus_MV_421_0_node_57 | 20 | n |  | TRUE
109 | bus_MV_421_0_node_59 | 20 | n |  | TRUE
110 | bus_MV_421_0_node_84 | 20 | n |  | TRUE
111 | bus_MV_421_0_node_169 | 20 | n |  | TRUE
112 | bus_MV_421_0_node_82 | 20 | n |  | TRUE
113 | bus_MV_421_0_node_166 | 20 | n |  | TRUE
114 | bus_MV_421_0_node_88 | 20 | n |  | TRUE
115 | bus_MV_421_0_node_60 | 20 | n |  | TRUE
116 | bus_MV_421_0_node_61 | 20 | n |  | TRUE
117 | bus_MV_421_0_node_62 | 20 | n |  | TRUE
118 | bus_MV_421_0_node_148 | 20 | n |  | TRUE
119 | bus_MV_421_0_node_149 | 20 | n |  | TRUE
120 | bus_MV_421_0_node_66 | 20 | n |  | TRUE
121 | bus_MV_421_0_node_152 | 20 | n |  | TRUE
122 | bus_MV_421_0_node_87 | 20 | n |  | TRUE
123 | bus_MV_421_0_node_86 | 20 | n |  | TRUE
124 | bus_MV_421_0_node_91 | 20 | n |  | TRUE
125 | bus_MV_421_0_node_92 | 20 | n |  | TRUE
126 | bus_MV_421_0_node_90 | 20 | n |  | TRUE
127 | bus_MV_421_0_node_143 | 20 | n |  | TRUE
128 | bus_MV_421_0_node_136 | 20 | n |  | TRUE
129 | bus_MV_421_0_node_70 | 20 | n |  | TRUE
130 | bus_MV_421_0_node_71 | 20 | n |  | TRUE
131 | bus_MV_421_0_node_73 | 20 | n |  | TRUE
132 | bus_MV_421_0_node_72 | 20 | n |  | TRUE
133 | bus_MV_421_0_node_74 | 20 | n |  | TRUE
134 | bus_MV_421_0_node_99 | 20 | n |  | TRUE
135 | bus_MV_421_0_node_100 | 20 | n |  | TRUE
136 | bus_MV_421_0_node_75 | 20 | n |  | TRUE
137 | bus_MV_421_0_node_96 | 20 | n |  | TRUE
138 | bus_MV_421_0_node_98 | 20 | n |  | TRUE
139 | bus_MV_421_0_node_163 | 20 | n |  | TRUE
140 | bus_MV_421_0_node_83 | 20 | n |  | TRUE
141 | bus_MV_421_0_node_78 | 20 | n |  | TRUE
142 | bus_MV_421_0_node_76 | 20 | n |  | TRUE
143 | bus_MV_421_0_node_89 | 20 | n |  | TRUE
144 | bus_MV_421_0_node_77 | 20 | n |  | TRUE
145 | bus_MV_421_0_node_80 | 20 | n |  | TRUE
146 | bus_MV_421_0_node_85 | 20 | n |  | TRUE
147 | bus_MV_421_0_node_97 | 20 | n |  | TRUE
148 | bus_MV_421_0_node_142 | 20 | n |  | TRUE
149 | bus_MV_421_0_node_135 | 20 | n |  | TRUE
150 | bus_MV_421_0_node_133 | 20 | n |  | TRUE
151 | bus_MV_421_0_node_134 | 20 | n |  | TRUE
152 | bus_MV_421_0_node_137 | 20 | n |  | TRUE
153 | bus_MV_421_0_node_138 | 20 | n |  | TRUE
154 | bus_MV_421_0_node_139 | 20 | n |  | TRUE
155 | bus_MV_421_0_node_140 | 20 | n |  | TRUE
156 | bus_MV_421_0_node_141 | 20 | n |  | TRUE
157 | bus_MV_421_0_node_144 | 20 | n |  | TRUE
158 | bus_MV_421_0_node_145 | 20 | n |  | TRUE
159 | bus_MV_421_0_node_146 | 20 | n |  | TRUE
160 | bus_MV_421_0_node_147 | 20 | n |  | TRUE
161 | bus_HV_421_0_node_49 | 110 | n |  | TRUE

## load
| name | bus | p_mw | q_mvar | const_z_percent | const_i_percent | sn_mva | scaling | in_service | type
0 | MV_421_0_load_0 | 0 | 0.30907 | 0.14969 | 0 | 0 |  | 1 | TRUE | wye
1 | MV_421_0_load_49 | 7 | 0.28139 | 0.13628 | 0 | 0 |  | 1 | TRUE | wye
2 | MV_421_0_load_132 | 8 | 0.32142 | 0.15567 | 0 | 0 |  | 1 | TRUE | wye
3 | MV_421_0_load_130 | 10 | 0.43019 | 0.20835 | 0 | 0 |  | 1 | TRUE | wye
4 | MV_421_0_load_15 | 11 | 0.18468 | 0.089443 | 0 | 0 |  | 1 | TRUE | wye
5 | MV_421_0_load_161 | 13 | 0.37404 | 0.18115 | 0 | 0 |  | 1 | TRUE | wye
6 | MV_421_0_load_157 | 16 | 0.35143 | 0.17021 | 0 | 0 |  | 1 | TRUE | wye
7 | MV_421_0_load_6 | 19 | 0.36563 | 0.17708 | 0 | 0 |  | 1 | TRUE | wye
8 | MV_421_0_load_151 | 21 | 0.20273 | 0.098187 | 0 | 0 |  | 1 | TRUE | wye
9 | MV_421_0_load_9 | 22 | 0.17441 | 0.084471 | 0 | 0 |  | 1 | TRUE | wye
10 | MV_421_0_load_19 | 27 | 0.17947 | 0.086922 | 0 | 0 |  | 1 | TRUE | wye
11 | MV_421_0_load_153 | 28 | 0.40466 | 0.19599 | 0 | 0 |  | 1 | TRUE | wye
12 | MV_421_0_load_16 | 30 | 0.18265 | 0.088462 | 0 | 0 |  | 1 | TRUE | wye
13 | MV_421_0_load_114 | 32 | 0.32383 | 0.15684 | 0 | 0 |  | 1 | TRUE | wye
14 | MV_421_0_load_20 | 34 | 0.26768 | 0.12964 | 0 | 0 |  | 1 | TRUE | wye
15 | MV_421_0_load_101 | 35 | 0.4096 | 0.19838 | 0 | 0 |  | 1 | TRUE | wye
16 | MV_421_0_load_95 | 37 | 0.087514 | 0.042385 | 0 | 0 |  | 1 | TRUE | wye
17 | MV_421_0_load_21 | 39 | 0.36004 | 0.17438 | 0 | 0 |  | 1 | TRUE | wye
18 | MV_421_0_load_158 | 44 | 0.29347 | 0.14213 | 0 | 0 |  | 1 | TRUE | wye
19 | MV_421_0_load_50 | 46 | 0.29241 | 0.14162 | 0 | 0 |  | 1 | TRUE | wye
20 | MV_421_0_load_51 | 47 | 0.27959 | 0.13541 | 0 | 0 |  | 1 | TRUE | wye
21 | MV_421_0_load_121 | 48 | 0.37397 | 0.18112 | 0 | 0 |  | 1 | TRUE | wye
22 | MV_421_0_load_154 | 49 | 0.31881 | 0.15441 | 0 | 0 |  | 1 | TRUE | wye
23 | MV_421_0_load_115 | 50 | 0.32292 | 0.1564 | 0 | 0 |  | 1 | TRUE | wye
24 | MV_421_0_load_117 | 53 | 0.34634 | 0.16774 | 0 | 0 |  | 1 | TRUE | wye
25 | MV_421_0_load_27 | 55 | 0.32926 | 0.15947 | 0 | 0 |  | 1 | TRUE | wye
26 | MV_421_0_load_52 | 60 | 0.30602 | 0.14821 | 0 | 0 |  | 1 | TRUE | wye
27 | MV_421_0_load_40 | 61 | 0.32862 | 0.15916 | 0 | 0 |  | 1 | TRUE | wye
28 | MV_421_0_load_32 | 62 | 0.097195 | 0.047074 | 0 | 0 |  | 1 | TRUE | wye
29 | MV_421_0_load_33 | 63 | 0.18008 | 0.087218 | 0 | 0 |  | 1 | TRUE | wye
30 | MV_421_0_load_167 | 65 | 0.51442 | 0.24914 | 0 | 0 |  | 1 | TRUE | wye
31 | MV_421_0_load_37 | 67 | 0.14596 | 0.070693 | 0 | 0 |  | 1 | TRUE | wye
32 | MV_421_0_load_164 | 70 | 0.13821 | 0.066936 | 0 | 0 |  | 1 | TRUE | wye
33 | MV_421_0_load_150 | 71 | 0.15296 | 0.074082 | 0 | 0 |  | 1 | TRUE | wye
34 | MV_421_0_load_44 | 73 | 0.26296 | 0.12736 | 0 | 0 |  | 1 | TRUE | wye
35 | MV_421_0_load_64 | 76 | 0.20941 | 0.10142 | 0 | 0 |  | 1 | TRUE | wye
36 | MV_421_0_load_156 | 78 | 0.38786 | 0.18785 | 0 | 0 |  | 1 | TRUE | wye
37 | MV_421_0_load_168 | 80 | 0.26403 | 0.12787 | 0 | 0 |  | 1 | TRUE | wye
38 | MV_421_0_load_155 | 81 | 0.11682 | 0.056577 | 0 | 0 |  | 1 | TRUE | wye
39 | MV_421_0_load_104 | 85 | 0.39867 | 0.19309 | 0 | 0 |  | 1 | TRUE | wye
40 | MV_421_0_load_162 | 88 | 0.25514 | 0.12357 | 0 | 0 |  | 1 | TRUE | wye
41 | MV_421_0_load_107 | 89 | 0.32389 | 0.15687 | 0 | 0 |  | 1 | TRUE | wye
42 | MV_421_0_load_165 | 93 | 0.31632 | 0.1532 | 0 | 0 |  | 1 | TRUE | wye
43 | MV_421_0_load_113 | 94 | 0.2114 | 0.10239 | 0 | 0 |  | 1 | TRUE | wye
44 | MV_421_0_load_119 | 95 | 0.092359 | 0.044732 | 0 | 0 |  | 1 | TRUE | wye
45 | MV_421_0_load_124 | 97 | 0.33857 | 0.16398 | 0 | 0 |  | 1 | TRUE | wye
46 | MV_421_0_load_127 | 99 | 0.090639 | 0.043898 | 0 | 0 |  | 1 | TRUE | wye
47 | MV_421_0_load_128 | 100 | 0.13922 | 0.067429 | 0 | 0 |  | 1 | TRUE | wye
48 | MV_421_0_load_129 | 101 | 0.11321 | 0.054828 | 0 | 0 |  | 1 | TRUE | wye
49 | MV_421_0_load_53 | 102 | 0.34583 | 0.16749 | 0 | 0 |  | 1 | TRUE | wye
50 | MV_421_0_load_170 | 105 | 0.096243 | 0.046612 | 0 | 0 |  | 1 | TRUE | wye
51 | MV_421_0_load_57 | 108 | 0.36578 | 0.17716 | 0 | 0 |  | 1 | TRUE | wye
52 | MV_421_0_load_59 | 109 | 0.26521 | 0.12845 | 0 | 0 |  | 1 | TRUE | wye
53 | MV_421_0_load_169 | 111 | 0.33302 | 0.16129 | 0 | 0 |  | 1 | TRUE | wye
54 | MV_421_0_load_166 | 113 | 0.20387 | 0.09874 | 0 | 0 |  | 1 | TRUE | wye
55 | MV_421_0_load_60 | 115 | 0.37741 | 0.18279 | 0 | 0 |  | 1 | TRUE | wye
56 | MV_421_0_load_62 | 117 | 0.11003 | 0.05329 | 0 | 0 |  | 1 | TRUE | wye
57 | MV_421_0_load_148 | 118 | 0.31846 | 0.15424 | 0 | 0 |  | 1 | TRUE | wye
58 | MV_421_0_load_149 | 119 | 0.11803 | 0.057166 | 0 | 0 |  | 1 | TRUE | wye
59 | MV_421_0_load_152 | 121 | 0.36588 | 0.1772 | 0 | 0 |  | 1 | TRUE | wye
60 | MV_421_0_load_90 | 126 | 0.32263 | 0.15626 | 0 | 0 |  | 1 | TRUE | wye
61 | MV_421_0_load_143 | 127 | 0.24292 | 0.11765 | 0 | 0 |  | 1 | TRUE | wye
62 | MV_421_0_load_136 | 128 | 0.17866 | 0.086528 | 0 | 0 |  | 1 | TRUE | wye
63 | MV_421_0_load_70 | 129 | 0.38211 | 0.18507 | 0 | 0 |  | 1 | TRUE | wye
64 | MV_421_0_load_99 | 134 | 0.16169 | 0.07831 | 0 | 0 |  | 1 | TRUE | wye
65 | MV_421_0_load_100 | 135 | 0.22132 | 0.10719 | 0 | 0 |  | 1 | TRUE | wye
66 | MV_421_0_load_96 | 137 | 0.30417 | 0.14732 | 0 | 0 |  | 1 | TRUE | wye
67 | MV_421_0_load_98 | 138 | 0.20578 | 0.099662 | 0 | 0 |  | 1 | TRUE | wye
68 | MV_421_0_load_163 | 139 | 0.26776 | 0.12968 | 0 | 0 |  | 1 | TRUE | wye
69 | MV_421_0_load_76 | 142 | 0.40272 | 0.19505 | 0 | 0 |  | 1 | TRUE | wye
70 | MV_421_0_load_89 | 143 | 0.27332 | 0.13237 | 0 | 0 |  | 1 | TRUE | wye
71 | MV_421_0_load_85 | 146 | 0.17109 | 0.082864 | 0 | 0 |  | 1 | TRUE | wye
72 | MV_421_0_load_97 | 147 | 0.31096 | 0.1506 | 0 | 0 |  | 1 | TRUE | wye
73 | MV_421_0_load_133 | 150 | 0.10826 | 0.052433 | 0 | 0 |  | 1 | TRUE | wye
74 | MV_421_0_load_134 | 151 | 0.11164 | 0.054071 | 0 | 0 |  | 1 | TRUE | wye
75 | MV_421_0_load_137 | 152 | 0.29984 | 0.14522 | 0 | 0 |  | 1 | TRUE | wye
76 | MV_421_0_load_138 | 153 | 0.42981 | 0.20817 | 0 | 0 |  | 1 | TRUE | wye
77 | MV_421_0_load_141 | 156 | 0.80596 | 0.39035 | 0 | 0 |  | 1 | TRUE | wye
78 | MV_421_0_load_146 | 159 | 0.074905 | 0.036278 | 0 | 0 |  | 1 | TRUE | wye
79 | MV_421_0_load_147 | 160 | 0.86233 | 0.41764 | 0 | 0 |  | 1 | TRUE | wye

## ext_grid
| name | bus | vm_pu | va_degree | slack_weight | in_service
0 |  | 7 | 1 | 0 | 1 | TRUE

## line
| name | std_type | from_bus | to_bus | length_km | r_ohm_per_km | x_ohm_per_km | c_nf_per_km | g_us_per_km | max_i_ka | df | parallel | type | in_service
0 | MV_421_0_line_0 |  | 0 | 1 | 0.063735 | 0.445 | 0.132 | 190 | 0 | 0.22 | 1 | 1 | cs | TRUE
1 | MV_421_0_line_1 |  | 0 | 2 | 0.13549 | 0.5939 | 0.372 | 9.5 | 0 | 0.21 | 1 | 1 | ol | TRUE
2 | MV_421_0_line_2 |  | 1 | 3 | 0.4841 | 0.445 | 0.132 | 190 | 0 | 0.22 | 1 | 1 | cs | TRUE
3 | MV_421_0_line_3 |  | 2 | 4 | 0.049247 | 0.445 | 0.132 | 190 | 0 | 0.22 | 1 | 1 | cs | TRUE
4 | MV_421_0_line_4 |  | 2 | 5 | 0.25384 | 0.5939 | 0.372 | 9.5 | 0 | 0.21 | 1 | 1 | ol | TRUE
5 | MV_421_0_line_5 |  | 3 | 16 | 0.035488 | 0.5939 | 0.372 | 9.5 | 0 | 0.21 | 1 | 1 | ol | TRUE
6 | MV_421_0_line_6 |  | 4 | 10 | 0.043132 | 0.445 | 0.132 | 190 | 0 | 0.22 | 1 | 1 | cs | TRUE
7 | MV_421_0_line_7 |  | 5 | 11 | 0.035834 | 0.5939 | 0.372 | 9.5 | 0 | 0.21 | 1 | 1 | ol | TRUE
8 | MV_421_0_line_8 |  | 6 | 7 | 0.11784 | 0.1188 | 0.172 | 20.6 | 0 | 0.82 | 1 | 1 | ol | TRUE
9 | MV_421_0_line_9 |  | 6 | 8 | 0.1414 | 0.5939 | 0.372 | 9.5 | 0 | 0.21 | 1 | 1 | ol | TRUE
10 | MV_421_0_line_10 |  | 6 | 9 | 0.99734 | 0.061 | 0.056 | 608 | 0 | 0.842 | 1 | 1 | cs | TRUE
11 | MV_421_0_line_11 |  | 7 | 58 | 0.10408 | 0.061 | 0.056 | 608 | 0 | 0.842 | 1 | 1 | cs | TRUE
12 | MV_421_0_line_12 |  | 9 | 74 | 0.35762 | 0.061 | 0.056 | 608 | 0 | 0.842 | 1 | 1 | cs | TRUE
13 | MV_421_0_line_13 |  | 9 | 72 | 1.3884 | 0.445 | 0.132 | 190 | 0 | 0.22 | 1 | 1 | cs | TRUE
14 | MV_421_0_line_14 |  | 9 | 73 | 0.072663 | 0.5939 | 0.372 | 9.5 | 0 | 0.21 | 1 | 1 | ol | TRUE
15 | MV_421_0_line_15 |  | 10 | 17 | 0.017825 | 0.445 | 0.132 | 190 | 0 | 0.22 | 1 | 1 | cs | TRUE
16 | MV_421_0_line_16 |  | 12 | 13 | 0.040216 | 0.445 | 0.132 | 190 | 0 | 0.22 | 1 | 1 | cs | TRUE
17 | MV_421_0_line_17 |  | 12 | 14 | 0.43054 | 0.161 | 0.117 | 273 | 0 | 0.362 | 1 | 1 | cs | TRUE
18 | MV_421_0_line_18 |  | 12 | 15 | 1.4698 | 0.306 | 0.35 | 10 | 0 | 0.35 | 1 | 1 | ol | TRUE
19 | MV_421_0_line_19 |  | 14 | 49 | 0.43242 | 0.5939 | 0.372 | 9.5 | 0 | 0.21 | 1 | 1 | ol | TRUE
20 | MV_421_0_line_20 |  | 14 | 44 | 0.075862 | 0.161 | 0.117 | 273 | 0 | 0.362 | 1 | 1 | cs | TRUE
21 | MV_421_0_line_21 |  | 15 | 100 | 0.030044 | 0.445 | 0.132 | 190 | 0 | 0.22 | 1 | 1 | cs | TRUE
22 | MV_421_0_line_22 |  | 15 | 98 | 0.014319 | 0.445 | 0.132 | 190 | 0 | 0.22 | 1 | 1 | cs | TRUE
23 | MV_421_0_line_23 |  | 16 | 18 | 0.015669 | 0.445 | 0.132 | 190 | 0 | 0.22 | 1 | 1 | cs | TRUE
24 | MV_421_0_line_24 |  | 17 | 101 | 0.0020855 | 0.445 | 0.132 | 190 | 0 | 0.22 | 1 | 1 | cs | TRUE
25 | MV_421_0_line_25 |  | 18 | 20 | 0.77996 | 0.445 | 0.132 | 190 | 0 | 0.22 | 1 | 1 | cs | TRUE
26 | MV_421_0_line_26 |  | 18 | 23 | 0.23306 | 0.445 | 0.132 | 190 | 0 | 0.22 | 1 | 1 | cs | TRUE
27 | MV_421_0_line_27 |  | 19 | 20 | 0.42881 | 0.5939 | 0.372 | 9.5 | 0 | 0.21 | 1 | 1 | ol | TRUE
28 | MV_421_0_line_28 |  | 20 | 21 | 0.031058 | 0.445 | 0.132 | 190 | 0 | 0.22 | 1 | 1 | cs | TRUE
29 | MV_421_0_line_29 |  | 22 | 23 | 0.044729 | 0.445 | 0.132 | 190 | 0 | 0.22 | 1 | 1 | cs | TRUE
30 | MV_421_0_line_30 |  | 22 | 24 | 0.064971 | 0.445 | 0.132 | 190 | 0 | 0.22 | 1 | 1 | cs | TRUE
31 | MV_421_0_line_31 |  | 24 | 25 | 0.98768 | 0.445 | 0.132 | 190 | 0 | 0.22 | 1 | 1 | cs | TRUE
32 | MV_421_0_line_32 |  | 25 | 26 | 0.1974 | 0.445 | 0.132 | 190 | 0 | 0.22 | 1 | 1 | cs | TRUE
33 | MV_421_0_line_33 |  | 25 | 27 | 0.035248 | 0.5939 | 0.372 | 9.5 | 0 | 0.21 | 1 | 1 | ol | TRUE
34 | MV_421_0_line_34 |  | 26 | 28 | 0.085477 | 0.5939 | 0.372 | 9.5 | 0 | 0.21 | 1 | 1 | ol | TRUE
35 | MV_421_0_line_35 |  | 26 | 29 | 0.51568 | 0.445 | 0.132 | 190 | 0 | 0.22 | 1 | 1 | cs | TRUE
36 | MV_421_0_line_36 |  | 29 | 30 | 0.031905 | 0.5939 | 0.372 | 9.5 | 0 | 0.21 | 1 | 1 | ol | TRUE
37 | MV_421_0_line_37 |  | 31 | 32 | 0.066231 | 0.445 | 0.132 | 190 | 0 | 0.22 | 1 | 1 | cs | TRUE
38 | MV_421_0_line_38 |  | 31 | 33 | 0.5868 | 0.445 | 0.132 | 190 | 0 | 0.22 | 1 | 1 | cs | TRUE
39 | MV_421_0_line_39 |  | 33 | 90 | 0.5267 | 0.445 | 0.132 | 190 | 0 | 0.22 | 1 | 1 | cs | TRUE
40 | MV_421_0_line_40 |  | 33 | 91 | 0.53607 | 0.445 | 0.132 | 190 | 0 | 0.22 | 1 | 1 | cs | TRUE
41 | MV_421_0_line_41 |  | 33 | 89 | 0.017483 | 0.445 | 0.132 | 190 | 0 | 0.22 | 1 | 1 | cs | TRUE
42 | MV_421_0_line_42 |  | 34 | 35 | 0.9266 | 0.5939 | 0.372 | 9.5 | 0 | 0.21 | 1 | 1 | ol | TRUE
43 | MV_421_0_line_43 |  | 35 | 36 | 0.050173 | 0.445 | 0.132 | 190 | 0 | 0.22 | 1 | 1 | cs | TRUE
44 | MV_421_0_line_44 |  | 36 | 66 | 0.91817 | 0.445 | 0.132 | 190 | 0 | 0.22 | 1 | 1 | cs | TRUE
45 | MV_421_0_line_45 |  | 36 | 38 | 0.73172 | 0.5939 | 0.372 | 9.5 | 0 | 0.21 | 1 | 1 | ol | TRUE
46 | MV_421_0_line_46 |  | 37 | 38 | 0.56848 | 0.5939 | 0.372 | 9.5 | 0 | 0.21 | 1 | 1 | ol | TRUE
47 | MV_421_0_line_47 |  | 38 | 65 | 0.13123 | 0.445 | 0.132 | 190 | 0 | 0.22 | 1 | 1 | cs | TRUE
48 | MV_421_0_line_48 |  | 38 | 64 | 0.36532 | 0.445 | 0.132 | 190 | 0 | 0.22 | 1 | 1 | cs | TRUE
49 | MV_421_0_line_49 |  | 39 | 40 | 0.023528 | 0.445 | 0.132 | 190 | 0 | 0.22 | 1 | 1 | cs | TRUE
50 | MV_421_0_line_50 |  | 40 | 41 | 0.47678 | 0.445 | 0.132 | 190 | 0 | 0.22 | 1 | 1 | cs | TRUE
51 | MV_421_0_line_51 |  | 41 | 50 | 0.14489 | 0.445 | 0.132 | 190 | 0 | 0.22 | 1 | 1 | cs | TRUE
52 | MV_421_0_line_52 |  | 41 | 51 | 0.18007 | 0.445 | 0.132 | 190 | 0 | 0.22 | 1 | 1 | cs | TRUE
53 | MV_421_0_line_53 |  | 42 | 43 | 0.87251 | 0.061 | 0.056 | 608 | 0 | 0.842 | 1 | 1 | cs | TRUE
54 | MV_421_0_line_54 |  | 42 | 44 | 0.59131 | 0.1188 | 0.172 | 20.6 | 0 | 0.82 | 1 | 1 | ol | TRUE
55 | MV_421_0_line_55 |  | 43 | 45 | 0.58394 | 0.061 | 0.056 | 608 | 0 | 0.842 | 1 | 1 | cs | TRUE
56 | MV_421_0_line_56 |  | 43 | 46 | 0.05111 | 0.445 | 0.132 | 190 | 0 | 0.22 | 1 | 1 | cs | TRUE
57 | MV_421_0_line_57 |  | 44 | 48 | 0.40056 | 0.5939 | 0.372 | 9.5 | 0 | 0.21 | 1 | 1 | ol | TRUE
58 | MV_421_0_line_58 |  | 45 | 47 | 0.044628 | 0.061 | 0.056 | 608 | 0 | 0.842 | 1 | 1 | cs | TRUE
59 | MV_421_0_line_59 |  | 47 | 52 | 0.066041 | 0.061 | 0.056 | 608 | 0 | 0.842 | 1 | 1 | cs | TRUE
60 | MV_421_0_line_60 |  | 48 | 96 | 0.49873 | 0.5939 | 0.372 | 9.5 | 0 | 0.21 | 1 | 1 | ol | TRUE
61 | MV_421_0_line_61 |  | 49 | 86 | 0.88083 | 0.5939 | 0.372 | 9.5 | 0 | 0.21 | 1 | 1 | ol | TRUE
62 | MV_421_0_line_62 |  | 51 | 53 | 0.014616 | 0.445 | 0.132 | 190 | 0 | 0.22 | 1 | 1 | cs | TRUE
63 | MV_421_0_line_63 |  | 51 | 54 | 0.49124 | 0.445 | 0.132 | 190 | 0 | 0.22 | 1 | 1 | cs | TRUE
64 | MV_421_0_line_64 |  | 52 | 57 | 0.33775 | 0.061 | 0.056 | 608 | 0 | 0.842 | 1 | 1 | cs | TRUE
65 | MV_421_0_line_65 |  | 54 | 95 | 0.093 | 0.5939 | 0.372 | 9.5 | 0 | 0.21 | 1 | 1 | ol | TRUE
66 | MV_421_0_line_66 |  | 55 | 56 | 0.07191 | 0.445 | 0.132 | 190 | 0 | 0.22 | 1 | 1 | cs | TRUE
67 | MV_421_0_line_67 |  | 56 | 57 | 0.28906 | 0.061 | 0.056 | 608 | 0 | 0.842 | 1 | 1 | cs | TRUE
68 | MV_421_0_line_68 |  | 56 | 58 | 0.16249 | 0.061 | 0.056 | 608 | 0 | 0.842 | 1 | 1 | cs | TRUE
69 | MV_421_0_line_69 |  | 57 | 59 | 0.66843 | 0.445 | 0.132 | 190 | 0 | 0.22 | 1 | 1 | cs | TRUE
70 | MV_421_0_line_70 |  | 57 | 60 | 0.056939 | 0.445 | 0.132 | 190 | 0 | 0.22 | 1 | 1 | cs | TRUE
71 | MV_421_0_line_71 |  | 59 | 61 | 0.12882 | 0.5939 | 0.372 | 9.5 | 0 | 0.21 | 1 | 1 | ol | TRUE
72 | MV_421_0_line_72 |  | 62 | 63 | 0.040604 | 0.445 | 0.132 | 190 | 0 | 0.22 | 1 | 1 | cs | TRUE
73 | MV_421_0_line_73 |  | 62 | 64 | 0.063411 | 0.445 | 0.132 | 190 | 0 | 0.22 | 1 | 1 | cs | TRUE
74 | MV_421_0_line_74 |  | 66 | 71 | 0.066183 | 0.445 | 0.132 | 190 | 0 | 0.22 | 1 | 1 | cs | TRUE
75 | MV_421_0_line_75 |  | 67 | 68 | 0.032607 | 0.445 | 0.132 | 190 | 0 | 0.22 | 1 | 1 | cs | TRUE
76 | MV_421_0_line_76 |  | 68 | 69 | 0.18033 | 0.445 | 0.132 | 190 | 0 | 0.22 | 1 | 1 | cs | TRUE
77 | MV_421_0_line_77 |  | 69 | 70 | 0.041218 | 0.445 | 0.132 | 190 | 0 | 0.22 | 1 | 1 | cs | TRUE
78 | MV_421_0_line_78 |  | 69 | 71 | 1.108 | 0.5939 | 0.372 | 9.5 | 0 | 0.21 | 1 | 1 | ol | TRUE
79 | MV_421_0_line_79 |  | 70 | 72 | 0.041888 | 0.445 | 0.132 | 190 | 0 | 0.22 | 1 | 1 | cs | TRUE
80 | MV_421_0_line_80 |  | 74 | 75 | 0.75265 | 0.061 | 0.056 | 608 | 0 | 0.842 | 1 | 1 | cs | TRUE
81 | MV_421_0_line_81 |  | 74 | 76 | 0.060674 | 0.061 | 0.056 | 608 | 0 | 0.842 | 1 | 1 | cs | TRUE
82 | MV_421_0_line_82 |  | 75 | 79 | 0.35118 | 0.161 | 0.117 | 273 | 0 | 0.362 | 1 | 1 | cs | TRUE
83 | MV_421_0_line_83 |  | 75 | 80 | 0.029286 | 0.5939 | 0.372 | 9.5 | 0 | 0.21 | 1 | 1 | ol | TRUE
84 | MV_421_0_line_84 |  | 76 | 84 | 0.09369 | 0.1188 | 0.172 | 20.6 | 0 | 0.82 | 1 | 1 | ol | TRUE
85 | MV_421_0_line_85 |  | 77 | 78 | 0.065236 | 0.445 | 0.132 | 190 | 0 | 0.22 | 1 | 1 | cs | TRUE
86 | MV_421_0_line_86 |  | 77 | 79 | 0.30889 | 0.445 | 0.132 | 190 | 0 | 0.22 | 1 | 1 | cs | TRUE
87 | MV_421_0_line_87 |  | 79 | 81 | 0.048383 | 0.445 | 0.132 | 190 | 0 | 0.22 | 1 | 1 | cs | TRUE
88 | MV_421_0_line_88 |  | 79 | 82 | 0.19667 | 0.445 | 0.132 | 190 | 0 | 0.22 | 1 | 1 | cs | TRUE
89 | MV_421_0_line_89 |  | 79 | 83 | 0.12064 | 0.445 | 0.132 | 190 | 0 | 0.22 | 1 | 1 | cs | TRUE
90 | MV_421_0_line_90 |  | 82 | 127 | 0.090639 | 0.445 | 0.132 | 190 | 0 | 0.22 | 1 | 1 | cs | TRUE
91 | MV_421_0_line_91 |  | 82 | 124 | 0.24436 | 0.445 | 0.132 | 190 | 0 | 0.22 | 1 | 1 | cs | TRUE
92 | MV_421_0_line_92 |  | 83 | 128 | 0.022431 | 0.445 | 0.132 | 190 | 0 | 0.22 | 1 | 1 | cs | TRUE
93 | MV_421_0_line_93 |  | 84 | 120 | 1.0365 | 0.061 | 0.056 | 608 | 0 | 0.842 | 1 | 1 | cs | TRUE
94 | MV_421_0_line_94 |  | 85 | 86 | 0.07061 | 0.5939 | 0.372 | 9.5 | 0 | 0.21 | 1 | 1 | ol | TRUE
95 | MV_421_0_line_95 |  | 86 | 87 | 0.53548 | 0.445 | 0.132 | 190 | 0 | 0.22 | 1 | 1 | cs | TRUE
96 | MV_421_0_line_96 |  | 87 | 88 | 0.008619 | 0.445 | 0.132 | 190 | 0 | 0.22 | 1 | 1 | cs | TRUE
97 | MV_421_0_line_97 |  | 88 | 92 | 0.029562 | 0.445 | 0.132 | 190 | 0 | 0.22 | 1 | 1 | cs | TRUE
98 | MV_421_0_line_98 |  | 90 | 93 | 0.014191 | 0.445 | 0.132 | 190 | 0 | 0.22 | 1 | 1 | cs | TRUE
99 | MV_421_0_line_99 |  | 90 | 92 | 0.16021 | 0.445 | 0.132 | 190 | 0 | 0.22 | 1 | 1 | cs | TRUE
100 | MV_421_0_line_100 |  | 91 | 94 | 0.005401 | 0.445 | 0.132 | 190 | 0 | 0.22 | 1 | 1 | cs | TRUE
101 | MV_421_0_line_101 |  | 95 | 96 | 0.078931 | 0.445 | 0.132 | 190 | 0 | 0.22 | 1 | 1 | cs | TRUE
102 | MV_421_0_line_102 |  | 97 | 98 | 0.020831 | 0.445 | 0.132 | 190 | 0 | 0.22 | 1 | 1 | cs | TRUE
103 | MV_421_0_line_103 |  | 98 | 99 | 0.017099 | 0.445 | 0.132 | 190 | 0 | 0.22 | 1 | 1 | cs | TRUE
104 | MV_421_0_line_104 |  | 99 | 101 | 0.021808 | 0.445 | 0.132 | 190 | 0 | 0.22 | 1 | 1 | cs | TRUE
105 | MV_421_0_line_105 |  | 102 | 103 | 0.034012 | 0.445 | 0.132 | 190 | 0 | 0.22 | 1 | 1 | cs | TRUE
106 | MV_421_0_line_106 |  | 103 | 104 | 0.48283 | 0.122 | 0.112 | 304 | 0 | 0.421 | 1 | 1 | cs | TRUE
107 | MV_421_0_line_107 |  | 103 | 105 | 0.81959 | 0.119 | 0.32 | 11 | 0 | 0.645 | 1 | 1 | ol | TRUE
108 | MV_421_0_line_108 |  | 104 | 107 | 0.32219 | 0.445 | 0.132 | 190 | 0 | 0.22 | 1 | 1 | cs | TRUE
109 | MV_421_0_line_109 |  | 104 | 108 | 0.06625 | 0.122 | 0.112 | 304 | 0 | 0.421 | 1 | 1 | cs | TRUE
110 | MV_421_0_line_110 |  | 105 | 106 | 0.015152 | 0.1188 | 0.172 | 20.6 | 0 | 0.82 | 1 | 1 | ol | TRUE
111 | MV_421_0_line_111 |  | 106 | 144 | 0.50316 | 0.061 | 0.056 | 608 | 0 | 0.842 | 1 | 1 | cs | TRUE
112 | MV_421_0_line_112 |  | 107 | 109 | 0.056756 | 0.445 | 0.132 | 190 | 0 | 0.22 | 1 | 1 | cs | TRUE
113 | MV_421_0_line_113 |  | 108 | 110 | 0.60304 | 0.2376 | 0.344 | 10.3 | 0 | 0.41 | 1 | 1 | ol | TRUE
114 | MV_421_0_line_114 |  | 110 | 111 | 0.025213 | 0.445 | 0.132 | 190 | 0 | 0.22 | 1 | 1 | cs | TRUE
115 | MV_421_0_line_115 |  | 110 | 112 | 0.73468 | 0.445 | 0.132 | 190 | 0 | 0.22 | 1 | 1 | cs | TRUE
116 | MV_421_0_line_116 |  | 112 | 139 | 0.026795 | 0.445 | 0.132 | 190 | 0 | 0.22 | 1 | 1 | cs | TRUE
117 | MV_421_0_line_117 |  | 112 | 140 | 0.2367 | 0.445 | 0.132 | 190 | 0 | 0.22 | 1 | 1 | cs | TRUE
118 | MV_421_0_line_118 |  | 112 | 136 | 0.71928 | 0.445 | 0.132 | 190 | 0 | 0.22 | 1 | 1 | cs | TRUE
119 | MV_421_0_line_119 |  | 113 | 114 | 0.012466 | 0.445 | 0.132 | 190 | 0 | 0.22 | 1 | 1 | cs | TRUE
120 | MV_421_0_line_120 |  | 114 | 145 | 0.23914 | 0.445 | 0.132 | 190 | 0 | 0.22 | 1 | 1 | cs | TRUE
121 | MV_421_0_line_121 |  | 115 | 116 | 0.067321 | 0.5939 | 0.372 | 9.5 | 0 | 0.21 | 1 | 1 | ol | TRUE
122 | MV_421_0_line_122 |  | 116 | 117 | 0.030499 | 0.445 | 0.132 | 190 | 0 | 0.22 | 1 | 1 | cs | TRUE
123 | MV_421_0_line_123 |  | 116 | 118 | 0.21919 | 0.5939 | 0.372 | 9.5 | 0 | 0.21 | 1 | 1 | ol | TRUE
124 | MV_421_0_line_124 |  | 118 | 119 | 0.11268 | 0.445 | 0.132 | 190 | 0 | 0.22 | 1 | 1 | cs | TRUE
125 | MV_421_0_line_125 |  | 119 | 122 | 0.073892 | 0.445 | 0.132 | 190 | 0 | 0.22 | 1 | 1 | cs | TRUE
126 | MV_421_0_line_126 |  | 120 | 121 | 0.063118 | 0.061 | 0.056 | 608 | 0 | 0.842 | 1 | 1 | cs | TRUE
127 | MV_421_0_line_127 |  | 121 | 122 | 0.31327 | 0.1188 | 0.172 | 20.6 | 0 | 0.82 | 1 | 1 | ol | TRUE
128 | MV_421_0_line_128 |  | 122 | 123 | 0.27372 | 0.061 | 0.056 | 608 | 0 | 0.842 | 1 | 1 | cs | TRUE
129 | MV_421_0_line_129 |  | 123 | 146 | 0.13097 | 0.061 | 0.056 | 608 | 0 | 0.842 | 1 | 1 | cs | TRUE
130 | MV_421_0_line_130 |  | 124 | 125 | 0.27113 | 0.445 | 0.132 | 190 | 0 | 0.22 | 1 | 1 | cs | TRUE
131 | MV_421_0_line_131 |  | 124 | 126 | 0.033712 | 0.5939 | 0.372 | 9.5 | 0 | 0.21 | 1 | 1 | ol | TRUE
132 | MV_421_0_line_132 |  | 125 | 147 | 0.019585 | 0.445 | 0.132 | 190 | 0 | 0.22 | 1 | 1 | cs | TRUE
133 | MV_421_0_line_133 |  | 127 | 148 | 0.070064 | 0.445 | 0.132 | 190 | 0 | 0.22 | 1 | 1 | cs | TRUE
134 | MV_421_0_line_134 |  | 128 | 149 | 0.014427 | 0.445 | 0.132 | 190 | 0 | 0.22 | 1 | 1 | cs | TRUE
135 | MV_421_0_line_135 |  | 129 | 130 | 0.047282 | 0.445 | 0.132 | 190 | 0 | 0.22 | 1 | 1 | cs | TRUE
136 | MV_421_0_line_136 |  | 130 | 131 | 0.91013 | 0.445 | 0.132 | 190 | 0 | 0.22 | 1 | 1 | cs | TRUE
137 | MV_421_0_line_137 |  | 131 | 135 | 0.041959 | 0.445 | 0.132 | 190 | 0 | 0.22 | 1 | 1 | cs | TRUE
138 | MV_421_0_line_138 |  | 131 | 132 | 0.76462 | 0.445 | 0.132 | 190 | 0 | 0.22 | 1 | 1 | cs | TRUE
139 | MV_421_0_line_139 |  | 132 | 133 | 0.94126 | 0.445 | 0.132 | 190 | 0 | 0.22 | 1 | 1 | cs | TRUE
140 | MV_421_0_line_140 |  | 132 | 134 | 0.073643 | 0.445 | 0.132 | 190 | 0 | 0.22 | 1 | 1 | cs | TRUE
141 | MV_421_0_line_141 |  | 133 | 136 | 0.34564 | 0.445 | 0.132 | 190 | 0 | 0.22 | 1 | 1 | cs | TRUE
142 | MV_421_0_line_142 |  | 133 | 137 | 0.055145 | 0.5939 | 0.372 | 9.5 | 0 | 0.21 | 1 | 1 | ol | TRUE
143 | MV_421_0_line_143 |  | 136 | 138 | 0.04687 | 0.445 | 0.132 | 190 | 0 | 0.22 | 1 | 1 | cs | TRUE
144 | MV_421_0_line_144 |  | 140 | 143 | 0.00388 | 0.445 | 0.132 | 190 | 0 | 0.22 | 1 | 1 | cs | TRUE
145 | MV_421_0_line_145 |  | 140 | 141 | 0.29904 | 0.445 | 0.132 | 190 | 0 | 0.22 | 1 | 1 | cs | TRUE
146 | MV_421_0_line_146 |  | 141 | 142 | 0.055636 | 0.445 | 0.132 | 190 | 0 | 0.22 | 1 | 1 | cs | TRUE
147 | MV_421_0_line_147 |  | 144 | 145 | 0.21465 | 0.061 | 0.056 | 608 | 0 | 0.842 | 1 | 1 | cs | TRUE
148 | MV_421_0_line_148 |  | 145 | 146 | 0.22634 | 0.061 | 0.056 | 608 | 0 | 0.842 | 1 | 1 | cs | TRUE
149 | MV_421_0_line_149 |  | 148 | 155 | 0.048274 | 0.445 | 0.132 | 190 | 0 | 0.22 | 1 | 1 | cs | TRUE
150 | MV_421_0_line_150 |  | 149 | 152 | 0.019608 | 0.445 | 0.132 | 190 | 0 | 0.22 | 1 | 1 | cs | TRUE
151 | MV_421_0_line_151 |  | 149 | 150 | 0.033521 | 0.445 | 0.132 | 190 | 0 | 0.22 | 1 | 1 | cs | TRUE
152 | MV_421_0_line_152 |  | 150 | 151 | 0.00062873 | 0.445 | 0.132 | 190 | 0 | 0.22 | 1 | 1 | cs | TRUE
153 | MV_421_0_line_153 |  | 153 | 154 | 0.057393 | 0.445 | 0.132 | 190 | 0 | 0.22 | 1 | 1 | cs | TRUE
154 | MV_421_0_line_154 |  | 153 | 155 | 0.065661 | 0.445 | 0.132 | 190 | 0 | 0.22 | 1 | 1 | cs | TRUE
155 | MV_421_0_line_155 |  | 154 | 156 | 0.043553 | 0.445 | 0.132 | 190 | 0 | 0.22 | 1 | 1 | cs | TRUE
156 | MV_421_0_line_156 |  | 156 | 157 | 0.0061429 | 0.445 | 0.132 | 190 | 0 | 0.22 | 1 | 1 | cs | TRUE
157 | MV_421_0_line_157 |  | 157 | 158 | 0.03615 | 0.445 | 0.132 | 190 | 0 | 0.22 | 1 | 1 | cs | TRUE
158 | MV_421_0_line_158 |  | 158 | 159 | 0.019705 | 0.445 | 0.132 | 190 | 0 | 0.22 | 1 | 1 | cs | TRUE
159 | MV_421_0_line_159 |  | 158 | 160 | 0.045419 | 0.445 | 0.132 | 190 | 0 | 0.22 | 1 | 1 | cs | TRUE

## trafo
| name | std_type | hv_bus | lv_bus | sn_mva | vn_hv_kv | vn_lv_kv | vk_percent | vkr_percent | pfe_kw | i0_percent | shift_degree | tap_side | tap_neutral | tap_min | tap_max | tap_step_percent | tap_step_degree | tap_pos | tap_phase_shifter | parallel | df | in_service
0 | MV_421_0_trafo_49 | 25 MVA 110/20 kV | 161 | 7 | 25 | 110 | 20 | 12 | 0.41 | 14 | 0.07 | 150 | hv | 0 | -9 | 9 | 1.5 | 0 | 0 | FALSE | 1 | 1 | TRUE

## bus_geodata
| x | y | coords
0 | 2660716.614 | 1257157.8312
1 | 2660767.7378 | 1257196.0942
2 | 2660650.0587 | 1257275.8452
3 | 2661057.5725 | 1257074.5099
4 | 2660639.1926 | 1257323.7239
5 | 2660897.5558 | 1257332.2255
6 | 2660618.3504 | 1259793.3171
7 | 2660580.6776 | 1259681.6615
8 | 2660485.3829 | 1259745.2144
9 | 2660852.7411 | 1260236.4664
10 | 2660600.9054 | 1257322.0429
11 | 2660933.3663 | 1257333.5169
12 | 2659405.8534 | 1258257.4616
13 | 2659378.8467 | 1258227.5915
14 | 2659185.7674 | 1258547.4887
15 | 2660548.5917 | 1257333.0147
16 | 2661032.396 | 1257049.4991
17 | 2660588.4815 | 1257309.2612
18 | 2661023.6397 | 1257036.4884
19 | 2661624.5824 | 1256789.066
20 | 2661200.1336 | 1256850.0644
21 | 2661170.2379 | 1256841.6607
22 | 2660809.208 | 1256987.4336
23 | 2660843.5418 | 1257015.665
24 | 2660762.7488 | 1256943.1613
25 | 2660534.2175 | 1256579.7606
26 | 2660383.2444 | 1256617.9914
27 | 2660563.5336 | 1256599.3299
28 | 2660390.4028 | 1256532.8145
29 | 2660073.7488 | 1256509.3666
30 | 2660041.8456 | 1256509.7212
31 | 2658561.0144 | 1256487.1354
32 | 2658542.6855 | 1256550.7885
33 | 2658294.8932 | 1256795.3857
34 | 2659013.8972 | 1262080.1907
35 | 2659645.0734 | 1261401.8007
36 | 2659693.1096 | 1261386.8519
37 | 2660295.6161 | 1261821.9665
38 | 2660414.8019 | 1261266.12
39 | 2659735.6554 | 1259028.2242
40 | 2659728.5842 | 1259050.6691
41 | 2659657.4632 | 1259337.6817
42 | 2659633.2925 | 1258979.9464
43 | 2660148.7928 | 1259079.6218
44 | 2659164.0227 | 1258620.1793
45 | 2660375.0991 | 1258985.1012
46 | 2660164.5142 | 1259030.9797
47 | 2660418.0982 | 1258997.5044
48 | 2659006.7952 | 1258988.587
49 | 2658796.7944 | 1258358.5778
50 | 2659797.3502 | 1259376.9436
51 | 2659554.2074 | 1259465.4346
52 | 2660481.1047 | 1259017.8846
53 | 2659540.7202 | 1259459.7059
54 | 2659264.8021 | 1259451.387
55 | 2660460.6443 | 1259365.4941
56 | 2660489.6178 | 1259431.2265
57 | 2660530.6724 | 1259215.6232
58 | 2660547.4304 | 1259583.0054
59 | 2660856.5189 | 1258943.7778
60 | 2660587.3182 | 1259208.3863
61 | 2660958.3589 | 1258864.8905
62 | 2660446.1265 | 1261036.8338
63 | 2660421.9001 | 1261069.4182
64 | 2660490.3866 | 1261017.2325
65 | 2660428.4179 | 1261160.682
66 | 2659255.9755 | 1260912.5027
67 | 2660519.7902 | 1260633.5421
68 | 2660487.1123 | 1260632.2183
69 | 2660354.8127 | 1260594.229
70 | 2660365.0615 | 1260554.3823
71 | 2659307.0272 | 1260954.6205
72 | 2660371.2043 | 1260512.9481
73 | 2660825.7973 | 1260303.9497
74 | 2661111.7427 | 1260360.4917
75 | 2661444.2937 | 1260623.2149
76 | 2661172.1964 | 1260353.5333
77 | 2661213.0377 | 1260704.4003
78 | 2661196.9895 | 1260642.1556
79 | 2661369.7364 | 1260822.487
80 | 2661449.0729 | 1260652.1079
81 | 2661417.1187 | 1260832.9417
82 | 2661242.3648 | 1260893.1749
83 | 2661436.2688 | 1260871.9689
84 | 2661211.6773 | 1260268.5684
85 | 2658355.1052 | 1257517.539
86 | 2658375.0514 | 1257585.273
87 | 2658232.4762 | 1257240.0225
88 | 2658234.2031 | 1257231.5779
89 | 2658277.4277 | 1256794.612
90 | 2658221.4251 | 1257105.5734
91 | 2658522.4552 | 1256944.0581
92 | 2658233.8907 | 1257202.0204
93 | 2658235.6191 | 1257104.5233
94 | 2658517.0776 | 1256943.4045
95 | 2659176.934 | 1259481.8523
96 | 2659118.7493 | 1259474.588
97 | 2660579.5684 | 1257349.6975
98 | 2660561.2427 | 1257339.7934
99 | 2660572.1807 | 1257326.6499
100 | 2660548.7408 | 1257307.2279
101 | 2660586.934 | 1257310.6592
102 | 2663176.0498 | 1260598.2828
103 | 2663144.9717 | 1260612.3058
104 | 2663012.1707 | 1260941.1206
105 | 2662353.6794 | 1260825.8178
106 | 2662343.8592 | 1260837.3561
107 | 2663185.7804 | 1261097.5531
108 | 2662971.6431 | 1260889.4959
109 | 2663235.434 | 1261124.65
110 | 2662421.6928 | 1261136.8961
111 | 2662405.4397 | 1261149.6674
112 | 2662038.8575 | 1261354.2189
113 | 2662317.605 | 1260687.8034
114 | 2662307.6534 | 1260695.3486
115 | 2662175.518 | 1259918.0357
116 | 2662111.6446 | 1259939.3029
117 | 2662100.1997 | 1259911.0328
118 | 2662157.5451 | 1260153.6299
119 | 2662053.7451 | 1260196.2909
120 | 2661638.1862 | 1260139.0108
121 | 2661701.4223 | 1260139.4366
122 | 2661997.8107 | 1260240.8852
123 | 2662172.1014 | 1260320.527
124 | 2661283.404 | 1261063.4019
125 | 2661057.4173 | 1261136.7755
126 | 2661301.1545 | 1261092.0623
127 | 2661155.3694 | 1260873.7724
128 | 2661458.1912 | 1260876.717
129 | 2661215.5428 | 1261776.4329
130 | 2661246.6909 | 1261740.7846
131 | 2661434.5806 | 1261825.8501
132 | 2661501.649 | 1261214.7432
133 | 2661577.6204 | 1261518.6781
134 | 2661485.3787 | 1261265.4315
135 | 2661465.0661 | 1261854.7768
136 | 2661740.5806 | 1261310.6456
137 | 2661528.1191 | 1261542.981
138 | 2661696.2502 | 1261325.0873
139 | 2662045.9709 | 1261380.0569
140 | 2661993.0872 | 1261156.6945
141 | 2661961.887 | 1260911.755
142 | 2662002.7449 | 1260876.6127
143 | 2661996.4014 | 1261154.6611
144 | 2662032.9283 | 1260719.7364
145 | 2662140.1512 | 1260599.8623
146 | 2662181.2062 | 1260438.0307
147 | 2661064.1599 | 1261155.1696
148 | 2661092.0472 | 1260843.7854
149 | 2661472.2916 | 1260879.7709
150 | 2661479.1749 | 1260846.9652
151 | 2661479.3018 | 1260846.3494
152 | 2661491.4546 | 1260883.9229
153 | 2661021.9571 | 1260883.2139
154 | 2660998.9205 | 1260935.781
155 | 2661048.3122 | 1260823.0746
156 | 2661039.39 | 1260951.8779
157 | 2661045.098 | 1260954.1483
158 | 2661078.2545 | 1260968.7788
159 | 2661096.2836 | 1260976.7317
160 | 2661060.8921 | 1261010.7486
161 | 2660580.6776 | 1259681.6615

## line_std_types
| c_nf_per_km | r_ohm_per_km | x_ohm_per_km | max_i_ka | type | q_mm2 | alpha | voltage_rating
NAYY 4x50 SE | 210 | 0.642 | 0.083 | 0.142 | cs | 50 | 0.00403 | LV
NAYY 4x120 SE | 264 | 0.225 | 0.08 | 0.242 | cs | 120 | 0.00403 | LV
NAYY 4x150 SE | 261 | 0.208 | 0.08 | 0.27 | cs | 150 | 0.00403 | LV
NA2XS2Y 1x95 RM/25 12/20 kV | 216 | 0.313 | 0.132 | 0.252 | cs | 95 | 0.00403 | MV
NA2XS2Y 1x185 RM/25 12/20 kV | 273 | 0.161 | 0.117 | 0.362 | cs | 185 | 0.00403 | MV
NA2XS2Y 1x240 RM/25 12/20 kV | 304 | 0.122 | 0.112 | 0.421 | cs | 240 | 0.00403 | MV
NA2XS2Y 1x95 RM/25 6/10 kV | 315 | 0.313 | 0.123 | 0.249 | cs | 95 | 0.00403 | MV
NA2XS2Y 1x185 RM/25 6/10 kV | 406 | 0.161 | 0.11 | 0.358 | cs | 185 | 0.00403 | MV
NA2XS2Y 1x240 RM/25 6/10 kV | 456 | 0.122 | 0.105 | 0.416 | cs | 240 | 0.00403 | MV
NA2XS2Y 1x150 RM/25 12/20 kV | 250 | 0.206 | 0.116 | 0.319 | cs | 150 | 0.00403 | MV
NA2XS2Y 1x120 RM/25 12/20 kV | 230 | 0.253 | 0.119 | 0.283 | cs | 120 | 0.00403 | MV
NA2XS2Y 1x70 RM/25 12/20 kV | 190 | 0.443 | 0.132 | 0.22 | cs | 70 | 0.00403 | MV
NA2XS2Y 1x150 RM/25 6/10 kV | 360 | 0.206 | 0.11 | 0.315 | cs | 150 | 0.00403 | MV
NA2XS2Y 1x120 RM/25 6/10 kV | 340 | 0.253 | 0.113 | 0.28 | cs | 120 | 0.00403 | MV
NA2XS2Y 1x70 RM/25 6/10 kV | 280 | 0.443 | 0.123 | 0.217 | cs | 70 | 0.00403 | MV
N2XS(FL)2Y 1x120 RM/35 64/110 kV | 112 | 0.153 | 0.166 | 0.366 | cs | 120 | 0.00393 | HV
N2XS(FL)2Y 1x185 RM/35 64/110 kV | 125 | 0.099 | 0.156 | 0.457 | cs | 185 | 0.00393 | HV
N2XS(FL)2Y 1x240 RM/35 64/110 kV | 135 | 0.075 | 0.149 | 0.526 | cs | 240 | 0.00393 | HV
N2XS(FL)2Y 1x300 RM/35 64/110 kV | 144 | 0.06 | 0.144 | 0.588 | cs | 300 | 0.00393 | HV
15-AL1/3-ST1A 0.4 | 11 | 1.8769 | 0.35 | 0.105 | ol | 16 | 0.00403 | LV
24-AL1/4-ST1A 0.4 | 11.25 | 1.2012 | 0.335 | 0.14 | ol | 24 | 0.00403 | LV
48-AL1/8-ST1A 0.4 | 12.2 | 0.5939 | 0.3 | 0.21 | ol | 48 | 0.00403 | LV
94-AL1/15-ST1A 0.4 | 13.2 | 0.306 | 0.29 | 0.35 | ol | 94 | 0.00403 | LV
34-AL1/6-ST1A 10.0 | 9.7 | 0.8342 | 0.36 | 0.17 | ol | 34 | 0.00403 | MV
48-AL1/8-ST1A 10.0 | 10.1 | 0.5939 | 0.35 | 0.21 | ol | 48 | 0.00403 | MV
70-AL1/11-ST1A 10.0 | 10.4 | 0.4132 | 0.339 | 0.29 | ol | 70 | 0.00403 | MV
94-AL1/15-ST1A 10.0 | 10.75 | 0.306 | 0.33 | 0.35 | ol | 94 | 0.00403 | MV
122-AL1/20-ST1A 10.0 | 11.1 | 0.2376 | 0.323 | 0.41 | ol | 122 | 0.00403 | MV
149-AL1/24-ST1A 10.0 | 11.25 | 0.194 | 0.315 | 0.47 | ol | 149 | 0.00403 | MV
34-AL1/6-ST1A 20.0 | 9.15 | 0.8342 | 0.382 | 0.17 | ol | 34 | 0.00403 | MV
48-AL1/8-ST1A 20.0 | 9.5 | 0.5939 | 0.372 | 0.21 | ol | 48 | 0.00403 | MV
70-AL1/11-ST1A 20.0 | 9.7 | 0.4132 | 0.36 | 0.29 | ol | 70 | 0.00403 | MV
94-AL1/15-ST1A 20.0 | 10 | 0.306 | 0.35 | 0.35 | ol | 94 | 0.00403 | MV
122-AL1/20-ST1A 20.0 | 10.3 | 0.2376 | 0.344 | 0.41 | ol | 122 | 0.00403 | MV
149-AL1/24-ST1A 20.0 | 10.5 | 0.194 | 0.337 | 0.47 | ol | 149 | 0.00403 | MV
184-AL1/30-ST1A 20.0 | 10.75 | 0.1571 | 0.33 | 0.535 | ol | 184 | 0.00403 | MV
243-AL1/39-ST1A 20.0 | 11 | 0.1188 | 0.32 | 0.645 | ol | 243 | 0.00403 | MV
48-AL1/8-ST1A 110.0 | 8 | 0.5939 | 0.46 | 0.21 | ol | 48 | 0.00403 | HV
70-AL1/11-ST1A 110.0 | 8.4 | 0.4132 | 0.45 | 0.29 | ol | 70 | 0.00403 | HV
94-AL1/15-ST1A 110.0 | 8.65 | 0.306 | 0.44 | 0.35 | ol | 94 | 0.00403 | HV
122-AL1/20-ST1A 110.0 | 8.5 | 0.2376 | 0.43 | 0.41 | ol | 122 | 0.00403 | HV
149-AL1/24-ST1A 110.0 | 8.75 | 0.194 | 0.41 | 0.47 | ol | 149 | 0.00403 | HV
184-AL1/30-ST1A 110.0 | 8.8 | 0.1571 | 0.4 | 0.535 | ol | 184 | 0.00403 | HV
243-AL1/39-ST1A 110.0 | 9 | 0.1188 | 0.39 | 0.645 | ol | 243 | 0.00403 | HV
305-AL1/39-ST1A 110.0 | 9.2 | 0.0949 | 0.38 | 0.74 | ol | 305 | 0.00403 | HV
490-AL1/64-ST1A 110.0 | 9.75 | 0.059 | 0.37 | 0.96 | ol | 490 | 0.00403 | HV
679-AL1/86-ST1A 110.0 | 9.95 | 0.042 | 0.36 | 1.15 | ol | 679 | 0.00403 | HV
490-AL1/64-ST1A 220.0 | 10 | 0.059 | 0.285 | 0.96 | ol | 490 | 0.00403 | HV
679-AL1/86-ST1A 220.0 | 11.7 | 0.042 | 0.275 | 1.15 | ol | 679 | 0.00403 | HV
490-AL1/64-ST1A 380.0 | 11 | 0.059 | 0.253 | 0.96 | ol | 490 | 0.00403 | HV
679-AL1/86-ST1A 380.0 | 14.6 | 0.042 | 0.25 | 1.15 | ol | 679 | 0.00403 | HV

## trafo_std_types
| i0_percent | pfe_kw | vkr_percent | sn_mva | vn_lv_kv | vn_hv_kv | vk_percent | shift_degree | vector_group | tap_side | tap_neutral | tap_min | tap_max | tap_step_degree | tap_step_percent | tap_phase_shifter
160 MVA 380/110 kV | 0.06 | 60 | 0.25 | 160 | 110 | 380 | 12.2 | 0 | Yy0 | hv | 0 | -9 | 9 | 0 | 1.5 | FALSE
100 MVA 220/110 kV | 0.06 | 55 | 0.26 | 100 | 110 | 220 | 12 | 0 | Yy0 | hv | 0 | -9 | 9 | 0 | 1.5 | FALSE
63 MVA 110/20 kV | 0.04 | 22 | 0.32 | 63 | 20 | 110 | 18 | 150 | YNd5 | hv | 0 | -9 | 9 | 0 | 1.5 | FALSE
40 MVA 110/20 kV | 0.05 | 18 | 0.34 | 40 | 20 | 110 | 16.2 | 150 | YNd5 | hv | 0 | -9 | 9 | 0 | 1.5 | FALSE
25 MVA 110/20 kV | 0.07 | 14 | 0.41 | 25 | 20 | 110 | 12 | 150 | YNd5 | hv | 0 | -9 | 9 | 0 | 1.5 | FALSE
63 MVA 110/10 kV | 0.04 | 22 | 0.32 | 63 | 10 | 110 | 18 | 150 | YNd5 | hv | 0 | -9 | 9 | 0 | 1.5 | FALSE
40 MVA 110/10 kV | 0.05 | 18 | 0.34 | 40 | 10 | 110 | 16.2 | 150 | YNd5 | hv | 0 | -9 | 9 | 0 | 1.5 | FALSE
25 MVA 110/10 kV | 0.07 | 14 | 0.41 | 25 | 10 | 110 | 12 | 150 | YNd5 | hv | 0 | -9 | 9 | 0 | 1.5 | FALSE
0.25 MVA 20/0.4 kV | 0.32 | 0.8 | 1.44 | 0.25 | 0.4 | 20 | 6 | 150 | Yzn5 | hv | 0 | -2 | 2 | 0 | 2.5 | FALSE
0.4 MVA 20/0.4 kV | 0.3375 | 1.35 | 1.425 | 0.4 | 0.4 | 20 | 6 | 150 | Dyn5 | hv | 0 | -2 | 2 | 0 | 2.5 | FALSE
0.63 MVA 20/0.4 kV | 0.2619 | 1.65 | 1.206 | 0.63 | 0.4 | 20 | 6 | 150 | Dyn5 | hv | 0 | -2 | 2 | 0 | 2.5 | FALSE
0.25 MVA 10/0.4 kV | 0.24 | 0.6 | 1.2 | 0.25 | 0.4 | 10 | 4 | 150 | Dyn5 | hv | 0 | -2 | 2 | 0 | 2.5 | FALSE
0.4 MVA 10/0.4 kV | 0.2375 | 0.95 | 1.325 | 0.4 | 0.4 | 10 | 4 | 150 | Dyn5 | hv | 0 | -2 | 2 | 0 | 2.5 | FALSE
0.63 MVA 10/0.4 kV | 0.1873 | 1.18 | 1.0794 | 0.63 | 0.4 | 10 | 4 | 150 | Dyn5 | hv | 0 | -2 | 2 | 0 | 2.5 | FALSE

## trafo3w_std_types
| sn_hv_mva | sn_mv_mva | sn_lv_mva | vn_hv_kv | vn_mv_kv | vn_lv_kv | vk_hv_percent | vk_mv_percent | vk_lv_percent | vkr_hv_percent | vkr_mv_percent | vkr_lv_percent | pfe_kw | i0_percent | shift_mv_degree | shift_lv_degree | vector_group | tap_side | tap_neutral | tap_min | tap_max | tap_step_percent
63/25/38 MVA 110/20/10 kV | 63 | 25 | 38 | 110 | 20 | 10 | 10.4 | 10.4 | 10.4 | 0.28 | 0.32 | 0.35 | 35 | 0.89 | 0 | 0 | YN0yn0yn0 | hv | 0 | -10 | 10 | 1.2
63/25/38 MVA 110/10/10 kV | 63 | 25 | 38 | 110 | 10 | 10 | 10.4 | 10.4 | 10.4 | 0.28 | 0.32 | 0.35 | 35 | 0.89 | 0 | 0 | YN0yn0yn0 | hv | 0 | -10 | 10 | 1.2

## fuse_std_types
| fuse_type | i_rated_a | t_avg | t_min | t_total | x_avg | x_min | x_total
HV 100A | HV 100A | 100 | 0 | [10.0, 3.64, 0.854, 0.281, 0.1, 0.0531, 0.022, 0.01] | [10.0, 4.267, 1.21, 0.403, 0.1, 0.058, 0.022, 0.01] | 0 | [300.0, 350.0, 450.0, 550.0, 700.0, 850.0, 1200.0, 1752.0] | [600.0, 700.0, 900.0, 1150.0, 1665.0, 2000.0, 3000.0, 4313.0]
HV 10A | HV 10A | 10 | 0 | [10.0, 1675.0, 0.344, 0.156, 0.1, 0.0417, 0.0171, 0.01] | [10.0, 1.3, 0.3, 0.155, 0.1, 0.0555, 0.023, 0.01] | 0 | [30.0, 32.0, 35.0, 37.0, 39.0, 50.0, 70.0, 88.0] | [60.0, 70.0, 80.0, 87.0, 94.0, 110.0, 150.0, 216.0]
HV 125A | HV 125A | 125 | 0 | [10.0, 1.82, 0.344, 0.1, 0.0467, 0.0269, 0.01] | [10.0, 2.478, 0.426, 0.1, 0.0427, 0.0211, 0.01] | 0 | [375.0, 500.0, 700.0, 925.0, 1200.0, 1500.0, 2341.0] | [750.0, 1000.0, 1500.0, 2200.0, 3000.0, 4000.0, 5765.0]
HV 160A | HV 160A | 160 | 0 | [10.0, 4.15, 1.03, 0.198, 0.1, 0.051, 0.0172, 0.01] | [10.0, 2.3, 0.734, 0.274, 0.1, 0.046, 0.0177, 0.01] | 0 | [480.0, 550.0, 700.0, 1000.0, 1260.0, 1600.0, 2500.0, 3227.0] | [960.0, 1300.0, 1700.0, 2200.0, 2996.0, 4000.0, 6000.0, 7946.0]
HV 16A | HV 16A | 16 | 0 | [10.0, 0.352, 0.164, 0.1, 0.0649, 0.0342, 0.01] | [10.0, 2.34, 0.722, 0.181, 0.1, 0.055, 0.0296, 0.01] | 0 | [48.0, 60.0, 65.0, 71.0, 80.0, 100.0, 162.0] | [96.0, 110.0, 125.0, 150.0, 168.0, 200.0, 250.0, 398.0]
HV 200A | HV 200A | 200 | 0 | [10.0, 4.267, 1.21, 0.403, 0.1, 0.058, 0.022, 0.01] | [10.0, 3.73, 1.654, 0.328, 0.1, 0.0531, 0.019, 0.01] | 0 | [600.0, 700.0, 900.0, 1150.0, 1665.0, 2000.0, 3000.0, 4313.0] | [1200.0, 1500.0, 1800.0, 2700.0, 3960.0, 5000.0, 7500.0, 10620.0]
HV 20A | HV 20A | 20 | 0 | [10.0, 1.3, 0.3, 0.155, 0.1, 0.0555, 0.023, 0.01] | [10.0, 1.3, 0.161, 0.1, 0.0611, 0.0399, 0.0141, 0.01] | 0 | [60.0, 70.0, 80.0, 87.0, 94.0, 110.0, 150.0, 216.0] | [120.0, 150.0, 200.0, 223.0, 260.0, 300.0, 450.0, 532.0]
HV 25A | HV 25A | 25 | 0 | [10.0, 2.512, 0.833, 0.299, 0.1, 0.0372, 0.0223, 0.01] | [10.0, 3.125, 0.597, 0.198, 0.1, 0.0378, 0.022, 0.01] | 0 | [75.0, 82.0, 90.0, 100.0, 124.0, 170.0, 200.0, 289.0] | [150.0, 170.0, 210.0, 250.0, 294.0, 400.0, 500.0, 711.0]
HV 31.5A | HV 31.5A | 31.5 | 0 | [10.0, 2.34, 0.722, 0.181, 0.1, 0.055, 0.0296, 0.01] | [10.0, 2.84, 0.368, 0.164, 0.1, 0.0621, 0.0378, 0.0195, 0.01] | 0 | [95.0, 110.0, 125.0, 150.0, 165.0, 200.0, 250.0, 390.0] | [189.0, 220.0, 300.0, 350.0, 393.0, 450.0, 530.0, 700.0, 960.0]
HV 40A | HV 40A | 40 | 0 | [10.0, 1.3, 0.161, 0.1, 0.0611, 0.0399, 0.0141, 0.01] | [10.0, 2.05, 0.369, 0.198, 0.1, 0.051, 0.0298, 0.01] | 0 | [120.0, 150.0, 200.0, 223.0, 260.0, 300.0, 450.0, 532.0] | [240.0, 300.0, 400.0, 450.0, 530.0, 650.0, 800.0, 1311.0]
HV 50A | HV 50A | 50 | 0 | [10.0, 3.215, 0.597, 0.198, 0.1, 0.0378, 0.022, 0.01] | [10.0, 3.64, 0.854, 0.281, 0.1, 0.0531, 0.022, 0.01] | 0 | [150.0, 170.0, 210.0, 250.0, 294.0, 400.0, 500.0, 711.0] | [300.0, 350.0, 450.0, 550.0, 700.0, 850.0, 1200.0, 1752.0]
HV 6.3A | HV 6.3A | 6.3 | 0 | [10.0, 1.39, 0.344, 0.168, 0.1, 0.056, 0.0263, 0.01] | [10.0, 1.711, 0.516, 0.198, 0.1, 0.0634, 0.0303, 0.01] | 0 | [19.0, 19.5, 20.4, 20.8, 22.0, 25.0, 32.0, 48.0] | [38.0, 40.0, 43.0, 48.0, 53.0, 60.0, 75.0, 118.0]
HV 63A | HV 63A | 63 | 0 | [10.0, 2.84, 0.368, 0.164, 0.1, 0.0621, 0.0378, 0.0195, 0.01] | [10.0, 1.82, 0.344, 0.1, 0.0467, 0.0269, 0.01] | 0 | [189.0, 220.0, 300.0, 350.0, 393.0, 450.0, 530.0, 700.0, 961.0] | [378.0, 500.0, 700.0, 934.0, 1200.0, 1500.0, 2366.0]
HV 80A | HV 80A | 80 | 0 | [10.0, 2.05, 0.369, 0.198, 0.1, 0.051, 0.0298, 0.01] | [10.0, 4.15, 1.03, 0.198, 0.1, 0.051, 0.0172, 0.01] | 0 | [240.0, 300.0, 400.0, 450.0, 530.0, 650.0, 800.0, 1311.0] | [480.0, 550.0, 700.0, 1000.0, 1260.0, 1600.0, 2500.0, 3227.0]
Siemens NH-1-100 | Siemens NH-1-100 | 100 | [5400.0, 2000.0, 400.0, 20.0, 1.0, 0.2, 0.012, 0.004] | 0 | 0 | [150.0, 190.0, 250.0, 430.0, 900.0, 1250.0, 2700.0, 3600.0] | 0 | 0
Siemens NH-1-125 | Siemens NH-1-125 | 125 | [4800.0, 120.0, 7.0, 0.1, 0.004] | 0 | 0 | [180.0, 400.0, 740.0, 2000.0, 4250.0] | 0 | 0
Siemens NH-1-16 | Siemens NH-1-16 | 16 | [4000.0, 400.0, 2.0, 0.1, 0.04, 0.01] | 0 | 0 | [26.0, 35.0, 75.0, 150.0, 200.0, 300.0] | 0 | 0
Siemens NH-1-160 | Siemens NH-1-160 | 160 | [4800.0, 120.0, 7.0, 0.1, 0.004] | 0 | 0 | [210.0, 500.0, 900.0, 2300.0, 5000.0] | 0 | 0
Siemens NH-1-25 | Siemens NH-1-25 | 25 | [4000.0, 1000.0, 10.0, 0.2, 0.02, 0.01] | 0 | 0 | [40.0, 50.0, 100.0, 210.0, 400.0, 500.0] | 0 | 0
Siemens NH-1-50 | Siemens NH-1-50 | 50 | [4000.0, 40.0, 4.0, 1.0, 0.02, 0.01] | 0 | 0 | [86.0, 200.0, 300.0, 400.0, 1000.0, 1280.0] | 0 | 0
Siemens NH-1-63 | Siemens NH-1-63 | 63 | [4000.0, 100.0, 10.0, 2.0, 0.04, 0.01] | 0 | 0 | [100.0, 200.0, 300.0, 400.0, 1000.0, 1500.0] | 0 | 0
Siemens NH-1-80 | Siemens NH-1-80 | 80 | [4800.0, 120.0, 7.0, 0.1, 0.01] | 0 | 0 | [150.58, 250.0, 450.0, 1150.0, 2470.0] | 0 | 0
Siemens NH-2-1000 | Siemens NH-2-1000 | 1000 | [4800.0, 120.0, 7.0, 0.1, 0.004] | 0 | 0 | [1900.0, 3500.0, 8400.0, 24000.0, 52000.0] | 0 | 0
Siemens NH-2-200 | Siemens NH-2-200 | 200 | [4800.0, 120.0, 7.0, 0.1, 0.004] | 0 | 0 | [280.0, 650.0, 1200.0, 3000.0, 7000.0] | 0 | 0
Siemens NH-2-224 | Siemens NH-2-224 | 224 | [4800.0, 120.0, 7.0, 0.2, 0.04, 0.004] | 0 | 0 | [400.0, 750.0, 1453.0, 3025.0, 4315.0, 7600.0] | 0 | 0
Siemens NH-2-250 | Siemens NH-2-250 | 250 | [4800.0, 120.0, 7.0, 0.1, 0.004] | 0 | 0 | [450.0, 800.0, 1650.0, 4000.0, 8500.0] | 0 | 0
Siemens NH-2-315 | Siemens NH-2-315 | 315 | [4800.0, 120.0, 7.0, 0.1, 0.004] | 0 | 0 | [550.0, 920.0, 1900.0, 5000.0, 11000.0] | 0 | 0
Siemens NH-2-355 | Siemens NH-2-355 | 355 | [4800.0, 120.0, 6.0, 0.1, 0.004] | 0 | 0 | [650.0, 1116.27, 2350.0, 5840.0, 12790.0] | 0 | 0
Siemens NH-2-400 | Siemens NH-2-400 | 400 | [4800.0, 120.0, 7.0, 0.1, 0.004] | 0 | 0 | [720.0, 1350.0, 2800.0, 6500.0, 15000.0] | 0 | 0
Siemens NH-2-425 | Siemens NH-2-425 | 425 | [4800.0, 120.0, 7.0, 0.1, 0.004] | 0 | 0 | [850.0, 1500.0, 3050.0, 7500.0, 16500.0] | 0 | 0
Siemens NH-2-630 | Siemens NH-2-630 | 630 | [4800.0, 120.0, 7.0, 0.1, 0.004] | 0 | 0 | [1200.0, 2000.0, 4800.0, 12000.0, 26000.0] | 0 | 0

## res_bus
| vm_pu | va_degree | p_mw | q_mvar
0 | 0.98494 | -0.33225 | 0.30907 | 0.14969
1 | 0.98479 | -0.33112 | 0 | 0
2 | 0.98551 | -0.32763 | 0 | 0
3 | 0.98363 | -0.3223 | 0 | 0
4 | 0.98566 | -0.3288 | 0 | 0
5 | 0.98542 | -0.32822 | 0 | 0
6 | 0.99928 | -0.02578 | 0 | 0
7 | 1 | 0 | -22.1131 | -9.7302
8 | 0.99919 | -0.026331 | 0.32142 | 0.15567
9 | 0.99664 | -0.077813 | 0 | 0
10 | 0.98579 | -0.32982 | 0.43019 | 0.20835
11 | 0.9854 | -0.3283 | 0.18468 | 0.089443
12 | 0.99211 | -0.1755 | 0 | 0
13 | 0.99209 | -0.17532 | 0.37404 | 0.18115
14 | 0.99302 | -0.1652 | 0 | 0
15 | 0.98607 | -0.3321 | 0 | 0
16 | 0.98351 | -0.32333 | 0.35143 | 0.17021
17 | 0.98585 | -0.33033 | 0 | 0
18 | 0.98347 | -0.32311 | 0 | 0
19 | 0.98259 | -0.32011 | 0.36563 | 0.17708
20 | 0.9829 | -0.31814 | 0 | 0
21 | 0.9829 | -0.31807 | 0.20273 | 0.098187
22 | 0.98314 | -0.32068 | 0.17441 | 0.084471
23 | 0.98319 | -0.32108 | 0 | 0
24 | 0.98308 | -0.32023 | 0 | 0
25 | 0.9821 | -0.31267 | 0 | 0
26 | 0.98196 | -0.31142 | 0 | 0
27 | 0.98209 | -0.31275 | 0.17947 | 0.086922
28 | 0.98189 | -0.31185 | 0.40466 | 0.19599
29 | 0.98183 | -0.31046 | 0 | 0
30 | 0.98182 | -0.31053 | 0.18265 | 0.088462
31 | 0.98601 | -0.18694 | 0 | 0
32 | 0.98598 | -0.18668 | 0.32383 | 0.15684
33 | 0.98625 | -0.18896 | 0 | 0
34 | 0.98673 | -0.061446 | 0.26768 | 0.12964
35 | 0.98721 | -0.058325 | 0.4096 | 0.19838
36 | 0.98726 | -0.058737 | 0 | 0
37 | 0.98591 | -0.068321 | 0.087514 | 0.042385
38 | 0.98601 | -0.067686 | 0 | 0
39 | 0.9897 | -0.17106 | 0.36004 | 0.17438
40 | 0.98971 | -0.17116 | 0 | 0
41 | 0.98993 | -0.17307 | 0 | 0
42 | 0.99557 | -0.08375 | 0 | 0
43 | 0.99706 | -0.056053 | 0 | 0
44 | 0.99326 | -0.16234 | 0.29347 | 0.14213
45 | 0.99808 | -0.036622 | 0 | 0
46 | 0.99704 | -0.055875 | 0.29241 | 0.14162
47 | 0.99816 | -0.035129 | 0.27959 | 0.13541
48 | 0.9921 | -0.17088 | 0.37397 | 0.18112
49 | 0.99122 | -0.17885 | 0.31881 | 0.15441
50 | 0.98987 | -0.17251 | 0.32292 | 0.1564
51 | 0.99008 | -0.17437 | 0 | 0
52 | 0.99828 | -0.032848 | 0 | 0
53 | 0.99008 | -0.17431 | 0.34634 | 0.16774
54 | 0.99073 | -0.17973 | 0 | 0
55 | 0.99943 | -0.01006 | 0.32926 | 0.15947
56 | 0.99946 | -0.01034 | 0 | 0
57 | 0.9989 | -0.021145 | 0 | 0
58 | 0.99979 | -0.0040415 | 0 | 0
59 | 0.99862 | -0.018857 | 0 | 0
60 | 0.99887 | -0.020939 | 0.30602 | 0.14821
61 | 0.99854 | -0.019371 | 0.32862 | 0.15916
62 | 0.98585 | -0.066389 | 0.097195 | 0.047074
63 | 0.98584 | -0.0663 | 0.18008 | 0.087218
64 | 0.98588 | -0.066598 | 0 | 0
65 | 0.98592 | -0.066868 | 0.51442 | 0.24914
66 | 0.98909 | -0.074569 | 0 | 0
67 | 0.99286 | -0.047941 | 0.14596 | 0.070693
68 | 0.99286 | -0.047998 | 0 | 0
69 | 0.9929 | -0.048283 | 0 | 0
70 | 0.99299 | -0.049091 | 0.13821 | 0.066936
71 | 0.98922 | -0.075659 | 0.15296 | 0.074082
72 | 0.9931 | -0.04998 | 0 | 0
73 | 0.9966 | -0.078046 | 0.26296 | 0.12736
74 | 0.99587 | -0.093005 | 0 | 0
75 | 0.99512 | -0.10659 | 0 | 0
76 | 0.99579 | -0.094467 | 0.20941 | 0.10142
77 | 0.99415 | -0.1141 | 0 | 0
78 | 0.99412 | -0.1138 | 0.38786 | 0.18785
79 | 0.99431 | -0.11545 | 0 | 0
80 | 0.99511 | -0.10668 | 0.26403 | 0.12787
81 | 0.9943 | -0.11538 | 0.11682 | 0.056577
82 | 0.99354 | -0.10852 | 0 | 0
83 | 0.9942 | -0.11446 | 0 | 0
84 | 0.99555 | -0.10325 | 0 | 0
85 | 0.98805 | -0.20361 | 0.39867 | 0.19309
86 | 0.98811 | -0.20326 | 0 | 0
87 | 0.98713 | -0.19567 | 0 | 0
88 | 0.98711 | -0.19554 | 0.25514 | 0.12357
89 | 0.98624 | -0.18889 | 0.32389 | 0.15687
90 | 0.98683 | -0.19334 | 0 | 0
91 | 0.9861 | -0.18778 | 0 | 0
92 | 0.98707 | -0.1952 | 0 | 0
93 | 0.98682 | -0.19328 | 0.31632 | 0.1532
94 | 0.9861 | -0.18777 | 0.2114 | 0.10239
95 | 0.99091 | -0.17829 | 0.092359 | 0.044732
96 | 0.99103 | -0.17921 | 0 | 0
97 | 0.986 | -0.3315 | 0.33857 | 0.16398
98 | 0.98601 | -0.33159 | 0 | 0
99 | 0.98594 | -0.33105 | 0.090639 | 0.043898
100 | 0.98606 | -0.33205 | 0.13922 | 0.067429
101 | 0.98586 | -0.33039 | 0.11321 | 0.054828
102 | 0.9905 | -0.29153 | 0.34583 | 0.16749
103 | 0.99052 | -0.29168 | 0 | 0
104 | 0.98985 | -0.30482 | 0 | 0
105 | 0.99243 | -0.17853 | 0.096243 | 0.046612
106 | 0.99246 | -0.17757 | 0 | 0
107 | 0.98974 | -0.30389 | 0 | 0
108 | 0.98977 | -0.30647 | 0.36578 | 0.17716
109 | 0.98972 | -0.3037 | 0.26521 | 0.12845
110 | 0.98825 | -0.36084 | 0 | 0
111 | 0.98824 | -0.36073 | 0.33302 | 0.16129
112 | 0.98617 | -0.34625 | 0 | 0
113 | 0.99295 | -0.16586 | 0.20387 | 0.09874
114 | 0.99296 | -0.16589 | 0 | 0
115 | 0.99309 | -0.15532 | 0.37741 | 0.18279
116 | 0.99314 | -0.15501 | 0 | 0
117 | 0.99314 | -0.15497 | 0.11003 | 0.05329
118 | 0.99335 | -0.15368 | 0.31846 | 0.15424
119 | 0.99346 | -0.15477 | 0.11803 | 0.057166
120 | 0.99438 | -0.12705 | 0 | 0
121 | 0.99431 | -0.12848 | 0.36588 | 0.1772
122 | 0.99355 | -0.15557 | 0 | 0
123 | 0.99332 | -0.16038 | 0 | 0
124 | 0.99334 | -0.1068 | 0 | 0
125 | 0.99323 | -0.10584 | 0 | 0
126 | 0.99332 | -0.10693 | 0.32263 | 0.15626
127 | 0.99326 | -0.10593 | 0.24292 | 0.11765
128 | 0.99418 | -0.11427 | 0.17866 | 0.086528
129 | 0.98256 | -0.32227 | 0.38211 | 0.18507
130 | 0.98259 | -0.32249 | 0 | 0
131 | 0.98303 | -0.3261 | 0 | 0
132 | 0.98362 | -0.33021 | 0 | 0
133 | 0.98454 | -0.3358 | 0 | 0
134 | 0.98361 | -0.33006 | 0.16169 | 0.07831
135 | 0.98302 | -0.32599 | 0.22132 | 0.10719
136 | 0.98501 | -0.33881 | 0 | 0
137 | 0.9845 | -0.33601 | 0.30417 | 0.14732
138 | 0.985 | -0.33869 | 0.20578 | 0.099662
139 | 0.98617 | -0.34617 | 0.26776 | 0.12968
140 | 0.98597 | -0.34446 | 0 | 0
141 | 0.98581 | -0.34307 | 0 | 0
142 | 0.98579 | -0.34279 | 0.40272 | 0.19505
143 | 0.98597 | -0.34444 | 0.27332 | 0.13237
144 | 0.99285 | -0.1698 | 0 | 0
145 | 0.99302 | -0.16643 | 0 | 0
146 | 0.9932 | -0.16266 | 0.17109 | 0.082864
147 | 0.99323 | -0.10577 | 0.31096 | 0.1506
148 | 0.99306 | -0.10412 | 0 | 0
149 | 0.99417 | -0.11418 | 0 | 0
150 | 0.99416 | -0.11409 | 0.10826 | 0.052433
151 | 0.99416 | -0.11409 | 0.11164 | 0.054071
152 | 0.99416 | -0.11411 | 0.29984 | 0.14522
153 | 0.99275 | -0.10116 | 0.42981 | 0.20817
154 | 0.99262 | -0.09996 | 0 | 0
155 | 0.99293 | -0.10287 | 0 | 0
156 | 0.99252 | -0.099047 | 0.80596 | 0.39035
157 | 0.99251 | -0.098978 | 0 | 0
158 | 0.99247 | -0.098571 | 0 | 0
159 | 0.99247 | -0.098553 | 0.074905 | 0.036278
160 | 0.99242 | -0.098097 | 0.86233 | 0.41764
161 | 0.99997 | 149.9981 | 0 | 0

## res_line
| p_from_mw | q_from_mvar | p_to_mw | q_to_mvar | pl_mw | ql_mvar | i_from_ka | i_to_ka | i_ka | vm_from_pu | va_from_degree | vm_to_pu | va_to_degree | loading_percent
0 | 1.8657 | 0.82328 | -1.8654 | -0.82466 | 0.00030404 | -0.0013858 | 0.059769 | 0.059786 | 0.059786 | 0.98494 | -0.33225 | 0.98479 | -0.33112 | 27.1755
1 | -2.1748 | -0.97296 | 2.1759 | 0.97354 | 0.001177 | 0.00058025 | 0.069828 | 0.069826 | 0.069828 | 0.98494 | -0.33225 | 0.98551 | -0.32763 | 33.2515
2 | 1.8654 | 0.82466 | -1.8631 | -0.83517 | 0.0023152 | -0.01051 | 0.059786 | 0.05992 | 0.05992 | 0.98479 | -0.33112 | 0.98363 | -0.3223 | 27.2362
3 | -2.3606 | -1.0627 | 2.361 | 1.0616 | 0.00037798 | -0.00103 | 0.075831 | 0.075817 | 0.075831 | 0.98551 | -0.32763 | 0.98566 | -0.3288 | 34.4686
4 | 0.1847 | 0.089119 | -0.18468 | -0.089403 | 1.633e-05 | -0.00028406 | 0.006007 | 0.0060107 | 0.0060107 | 0.98551 | -0.32763 | 0.98542 | -0.32822 | 2.8623
5 | 1.8631 | 0.83517 | -1.8628 | -0.83507 | 0.00022702 | 0.00010121 | 0.05992 | 0.05992 | 0.05992 | 0.98363 | -0.3223 | 0.98351 | -0.32333 | 28.5334
6 | -2.361 | -1.0616 | 2.3613 | 1.0607 | 0.00033094 | -0.00090247 | 0.075817 | 0.075805 | 0.075817 | 0.98566 | -0.3288 | 0.98579 | -0.32982 | 34.4624
7 | 0.18468 | 0.089403 | -0.18468 | -0.089443 | 2.3069e-06 | -4.0094e-05 | 0.0060107 | 0.0060113 | 0.0060113 | 0.98542 | -0.32822 | 0.9854 | -0.3283 | 2.8625
8 | -12.6891 | -5.5248 | 12.6959 | 5.5342 | 0.0067132 | 0.0094146 | 0.39981 | 0.3998 | 0.39981 | 0.99928 | -0.02578 | 1 | 0 | 48.7571
9 | 0.32144 | 0.15552 | -0.32142 | -0.15567 | 2.6815e-05 | -0.00015175 | 0.010316 | 0.010318 | 0.010318 | 0.99928 | -0.02578 | 0.99919 | -0.026331 | 4.9132
10 | 12.3677 | 5.3693 | -12.3399 | -5.4197 | 0.027752 | -0.050412 | 0.3895 | 0.39038 | 0.39038 | 0.99928 | -0.02578 | 0.99664 | -0.077813 | 46.3633
11 | 9.4033 | 4.1855 | -9.4016 | -4.1919 | 0.0016821 | -0.0064064 | 0.29713 | 0.29722 | 0.29722 | 1 | 0 | 0.99979 | -0.0040415 | 35.2991
12 | 10.0647 | 4.4007 | -10.0581 | -4.4217 | 0.0066317 | -0.021031 | 0.31817 | 0.31849 | 0.31849 | 0.99664 | -0.077813 | 0.99587 | -0.093005 | 37.8252
13 | 2.0122 | 0.89172 | -2.0047 | -0.92228 | 0.0075791 | -0.030562 | 0.063751 | 0.064143 | 0.064143 | 0.99664 | -0.077813 | 0.9931 | -0.04998 | 29.1559
14 | 0.26297 | 0.12728 | -0.26296 | -0.12736 | 9.272e-06 | -8.0353e-05 | 0.0084622 | 0.0084633 | 0.0084633 | 0.99664 | -0.077813 | 0.9966 | -0.078046 | 4.0301
15 | -2.7915 | -1.2691 | 2.7917 | 1.2687 | 0.00019187 | -0.00035669 | 0.089798 | 0.089793 | 0.089798 | 0.98579 | -0.32982 | 0.98585 | -0.33033 | 40.8171
16 | 0.37404 | 0.18021 | -0.37404 | -0.18115 | 7.8434e-06 | -0.00094277 | 0.012081 | 0.012093 | 0.012093 | 0.99211 | -0.1755 | 0.99209 | -0.17532 | 5.4967
17 | -3.865 | -1.7943 | 3.8682 | 1.7821 | 0.0031923 | -0.012231 | 0.12399 | 0.12381 | 0.12399 | 0.99211 | -0.1755 | 0.99302 | -0.1652 | 34.2511
18 | 3.491 | 1.6141 | -3.4741 | -1.5966 | 0.016902 | 0.017525 | 0.11191 | 0.11193 | 0.11193 | 0.99211 | -0.1755 | 0.98607 | -0.3321 | 31.9804
19 | 2.1597 | 0.9874 | -2.156 | -0.98561 | 0.0036721 | 0.001792 | 0.069035 | 0.069041 | 0.069041 | 0.99302 | -0.1652 | 0.99122 | -0.17885 | 32.8766
20 | -6.0279 | -2.7695 | 6.0293 | 2.7679 | 0.0013625 | -0.0015768 | 0.19285 | 0.19281 | 0.19285 | 0.99302 | -0.1652 | 0.99326 | -0.16234 | 53.2723
21 | 0.13922 | 0.066732 | -0.13922 | -0.067429 | 8.2099e-07 | -0.00069724 | 0.0045199 | 0.0045287 | 0.0045287 | 0.98607 | -0.3321 | 0.98606 | -0.33205 | 2.0585
22 | 3.3349 | 1.5299 | -3.3346 | -1.5301 | 0.00022056 | -0.00026698 | 0.10741 | 0.10742 | 0.10742 | 0.98607 | -0.3321 | 0.98601 | -0.33159 | 48.8256
23 | 1.5114 | 0.66486 | -1.5114 | -0.66521 | 4.9138e-05 | -0.00034729 | 0.048465 | 0.048469 | 0.048469 | 0.98351 | -0.32333 | 0.98347 | -0.32311 | 22.0316
24 | -2.7917 | -1.2687 | 2.7917 | 1.2687 | 2.2448e-05 | -4.1737e-05 | 0.089793 | 0.089792 | 0.089793 | 0.98585 | -0.33033 | 0.98586 | -0.33039 | 40.8148
25 | 0.56883 | 0.25623 | -0.56848 | -0.27413 | 0.00035339 | -0.017897 | 0.018312 | 0.018536 | 0.018536 | 0.98347 | -0.32311 | 0.9829 | -0.31814 | 8.4253
26 | 0.94254 | 0.40898 | -0.94226 | -0.41428 | 0.00028357 | -0.0052965 | 0.030158 | 0.030221 | 0.030221 | 0.98347 | -0.32311 | 0.98319 | -0.32108 | 13.737
27 | -0.36563 | -0.17708 | 0.36574 | 0.17666 | 0.00010878 | -0.00042627 | 0.011935 | 0.011929 | 0.011935 | 0.98259 | -0.32011 | 0.9829 | -0.31814 | 5.6835
28 | 0.20273 | 0.097471 | -0.20273 | -0.098187 | 1.8122e-06 | -0.00071586 | 0.0066066 | 0.0066158 | 0.0066158 | 0.9829 | -0.31814 | 0.9829 | -0.31807 | 3.0072
29 | -0.9422 | -0.41529 | 0.94226 | 0.41428 | 5.456e-05 | -0.0010161 | 0.030234 | 0.030221 | 0.030234 | 0.98314 | -0.32068 | 0.98319 | -0.32108 | 13.7425
30 | 0.76779 | 0.33082 | -0.76774 | -0.3323 | 5.2305e-05 | -0.0014838 | 0.024548 | 0.024565 | 0.024565 | 0.98314 | -0.32068 | 0.98308 | -0.32023 | 11.1661
31 | 0.76774 | 0.3323 | -0.76693 | -0.35483 | 0.00080445 | -0.022529 | 0.024565 | 0.024839 | 0.024839 | 0.98308 | -0.32023 | 0.9821 | -0.31267 | 11.2903
32 | 0.58746 | 0.26795 | -0.58736 | -0.27247 | 9.52e-05 | -0.004517 | 0.018979 | 0.019035 | 0.019035 | 0.9821 | -0.31267 | 0.98196 | -0.31142 | 8.6522
33 | 0.17947 | 0.086883 | -0.17947 | -0.086922 | 2.1575e-06 | -3.9234e-05 | 0.005861 | 0.0058615 | 0.0058615 | 0.9821 | -0.31267 | 0.98209 | -0.31275 | 2.7912
34 | 0.40469 | 0.1959 | -0.40466 | -0.19599 | 2.661e-05 | -8.1719e-05 | 0.013218 | 0.013219 | 0.013219 | 0.98196 | -0.31142 | 0.98189 | -0.31185 | 6.2947
35 | 0.18268 | 0.076563 | -0.18265 | -0.088426 | 2.3904e-05 | -0.011863 | 0.0058229 | 0.0059665 | 0.0059665 | 0.98196 | -0.31142 | 0.98183 | -0.31046 | 2.7121
36 | 0.18265 | 0.088426 | -0.18265 | -0.088462 | 2.0238e-06 | -3.5449e-05 | 0.0059665 | 0.005967 | 0.005967 | 0.98183 | -0.31046 | 0.98182 | -0.31053 | 2.8414
37 | 0.32384 | 0.15531 | -0.32383 | -0.15684 | 9.7944e-06 | -0.0015344 | 0.010515 | 0.010535 | 0.010535 | 0.98601 | -0.18694 | 0.98598 | -0.18668 | 4.7885
38 | -0.32384 | -0.15531 | 0.32393 | 0.14171 | 8.5227e-05 | -0.013599 | 0.010515 | 0.010349 | 0.010515 | 0.98601 | -0.18694 | 0.98625 | -0.18896 | 4.7796
39 | -0.85925 | -0.38799 | 0.85979 | 0.37591 | 0.00053261 | -0.012081 | 0.027595 | 0.02745 | 0.027595 | 0.98625 | -0.18896 | 0.98683 | -0.19334 | 12.5434
40 | 0.21143 | 0.089822 | -0.2114 | -0.10226 | 3.3065e-05 | -0.012438 | 0.0067239 | 0.0068746 | 0.0068746 | 0.98625 | -0.18896 | 0.9861 | -0.18778 | 3.1248
41 | 0.32389 | 0.15646 | -0.32389 | -0.15687 | 2.5884e-06 | -0.00040525 | 0.010528 | 0.010534 | 0.010534 | 0.98625 | -0.18896 | 0.98624 | -0.18889 | 4.788
42 | -0.26768 | -0.12964 | 0.2678 | 0.12864 | 0.0001248 | -0.00099938 | 0.0087013 | 0.0086876 | 0.0087013 | 0.98673 | -0.061446 | 0.98721 | -0.058325 | 4.1435
43 | -0.6774 | -0.32702 | 0.67744 | 0.32586 | 3.2384e-05 | -0.0011579 | 0.021996 | 0.021981 | 0.021996 | 0.98721 | -0.058325 | 0.98726 | -0.058737 | 9.998
44 | -1.5578 | -0.73693 | 1.5609 | 0.71644 | 0.003096 | -0.020489 | 0.05039 | 0.050126 | 0.05039 | 0.98726 | -0.058737 | 0.98909 | -0.074569 | 22.9045
45 | 0.88037 | 0.41107 | -0.87932 | -0.41126 | 0.0010526 | -0.00019099 | 0.02841 | 0.02842 | 0.02842 | 0.98726 | -0.058737 | 0.98601 | -0.067686 | 13.5336
46 | -0.087514 | -0.042385 | 0.087523 | 0.041731 | 8.1863e-06 | -0.0006546 | 0.0028471 | 0.0028388 | 0.0028471 | 0.98591 | -0.068321 | 0.98601 | -0.067686 | 1.3558
47 | 0.51447 | 0.24611 | -0.51442 | -0.24914 | 4.8954e-05 | -0.0030313 | 0.016697 | 0.016736 | 0.016736 | 0.98601 | -0.067686 | 0.98592 | -0.066868 | 7.6071
48 | 0.27733 | 0.12341 | -0.27729 | -0.13188 | 3.8963e-05 | -0.0084673 | 0.008887 | 0.0089908 | 0.0089908 | 0.98601 | -0.067686 | 0.98588 | -0.066598 | 4.0867
49 | -0.36004 | -0.17438 | 0.36005 | 0.17383 | 4.2741e-06 | -0.00054898 | 0.011669 | 0.011662 | 0.011669 | 0.9897 | -0.17106 | 0.98971 | -0.17116 | 5.3039
50 | -0.36005 | -0.17383 | 0.36013 | 0.1627 | 8.5527e-05 | -0.011128 | 0.011662 | 0.011524 | 0.011662 | 0.98971 | -0.17116 | 0.98993 | -0.17307 | 5.3007
51 | 0.32294 | 0.15301 | -0.32292 | -0.1564 | 2.1091e-05 | -0.0033836 | 0.010421 | 0.010464 | 0.010464 | 0.98993 | -0.17307 | 0.98987 | -0.17251 | 4.7562
52 | -0.68307 | -0.31571 | 0.68319 | 0.31153 | 0.00011549 | -0.0041795 | 0.021944 | 0.021893 | 0.021944 | 0.98993 | -0.17307 | 0.99008 | -0.17437 | 9.9746
53 | -7.8356 | -3.62 | 7.8456 | 3.563 | 0.0099696 | -0.05702 | 0.25028 | 0.24948 | 0.25028 | 0.99557 | -0.08375 | 0.99706 | -0.056053 | 29.7242
54 | 7.8356 | 3.62 | -7.8224 | -3.6024 | 0.013202 | 0.0176 | 0.25028 | 0.2503 | 0.2503 | 0.99557 | -0.08375 | 0.99326 | -0.16234 | 30.5239
55 | -8.138 | -3.7034 | 8.1452 | 3.6656 | 0.0071464 | -0.037838 | 0.25887 | 0.25834 | 0.25887 | 0.99706 | -0.056053 | 0.99808 | -0.036622 | 30.7445
56 | 0.29242 | 0.14041 | -0.29241 | -0.14162 | 6.0282e-06 | -0.0012113 | 0.0093918 | 0.0094071 | 0.0094071 | 0.99706 | -0.056053 | 0.99704 | -0.055875 | 4.2759
57 | 1.4997 | 0.69238 | -1.498 | -0.69182 | 0.0016449 | 0.00055913 | 0.048007 | 0.048012 | 0.048012 | 0.99326 | -0.16234 | 0.9921 | -0.17088 | 22.863
58 | -8.1452 | -3.6656 | 8.1457 | 3.6627 | 0.00054497 | -0.0028967 | 0.25834 | 0.2583 | 0.25834 | 0.99808 | -0.036622 | 0.99816 | -0.035129 | 30.6816
59 | -8.4253 | -3.7981 | 8.4262 | 3.7939 | 0.00086318 | -0.0042354 | 0.26728 | 0.26722 | 0.26728 | 0.99816 | -0.035129 | 0.99828 | -0.032848 | 31.7434
60 | 1.1241 | 0.5107 | -1.1229 | -0.51056 | 0.001147 | 0.00013307 | 0.035925 | 0.035932 | 0.035932 | 0.9921 | -0.17088 | 0.99103 | -0.17921 | 17.1103
61 | 1.8372 | 0.8312 | -1.8318 | -0.82884 | 0.0054138 | 0.0023611 | 0.058727 | 0.05874 | 0.05874 | 0.99122 | -0.17885 | 0.98811 | -0.20326 | 27.9713
62 | 0.34634 | 0.1674 | -0.34634 | -0.16774 | 2.4554e-06 | -0.00034136 | 0.011216 | 0.01122 | 0.01122 | 0.99008 | -0.17437 | 0.99008 | -0.17431 | 5.1
63 | -1.0295 | -0.47893 | 1.0302 | 0.46764 | 0.00071574 | -0.011293 | 0.033107 | 0.032967 | 0.033107 | 0.99008 | -0.17437 | 0.99073 | -0.17973 | 15.0485
64 | -8.4262 | -3.7939 | 8.4306 | 3.7722 | 0.0044084 | -0.021685 | 0.26722 | 0.26692 | 0.26722 | 0.99828 | -0.032848 | 0.9989 | -0.021145 | 31.7364
65 | -1.0302 | -0.46764 | 1.0304 | 0.46764 | 0.00018007 | 3.7967e-06 | 0.032967 | 0.032965 | 0.032967 | 0.99073 | -0.17973 | 0.99091 | -0.17829 | 15.6984
66 | -0.32926 | -0.15947 | 0.32927 | 0.15776 | 1.0698e-05 | -0.0017119 | 0.010567 | 0.010546 | 0.010567 | 0.99943 | -0.01006 | 0.99946 | -0.01034 | 4.8032
67 | 9.0697 | 4.0441 | -9.0654 | -4.0622 | 0.0043557 | -0.01805 | 0.28682 | 0.28708 | 0.28708 | 0.99946 | -0.01034 | 0.9989 | -0.021145 | 34.0954
68 | -9.399 | -4.2019 | 9.4016 | 4.1919 | 0.0026281 | -0.0099929 | 0.29736 | 0.29722 | 0.29736 | 0.99946 | -0.01034 | 0.99979 | -0.0040415 | 35.3165
69 | 0.32875 | 0.14313 | -0.32865 | -0.15902 | 9.7559e-05 | -0.015891 | 0.010362 | 0.010554 | 0.010554 | 0.9989 | -0.021145 | 0.99862 | -0.018857 | 4.7973
70 | 0.30602 | 0.14686 | -0.30602 | -0.14821 | 7.3272e-06 | -0.0013543 | 0.0098095 | 0.0098265 | 0.0098265 | 0.9989 | -0.021145 | 0.99887 | -0.020939 | 4.4666
71 | 0.32865 | 0.15902 | -0.32862 | -0.15916 | 2.557e-05 | -0.00013733 | 0.010554 | 0.010556 | 0.010556 | 0.99862 | -0.018857 | 0.99854 | -0.019371 | 5.0267
72 | 0.18008 | 0.086276 | -0.18008 | -0.087218 | 1.857e-06 | -0.00094166 | 0.0058471 | 0.0058591 | 0.0058591 | 0.98585 | -0.066389 | 0.98584 | -0.0663 | 2.6632
73 | -0.27728 | -0.13335 | 0.27729 | 0.13188 | 6.857e-06 | -0.0014695 | 0.0090094 | 0.0089908 | 0.0090094 | 0.98585 | -0.066389 | 0.98588 | -0.066598 | 4.0952
74 | -1.5609 | -0.71644 | 1.5611 | 0.71496 | 0.00022192 | -0.0014803 | 0.050126 | 0.050107 | 0.050126 | 0.98909 | -0.074569 | 0.98922 | -0.075659 | 22.7845
75 | -0.14596 | -0.070693 | 0.14596 | 0.069925 | 9.6591e-07 | -0.00076716 | 0.0047154 | 0.0047057 | 0.0047154 | 0.99286 | -0.047941 | 0.99286 | -0.047998 | 2.1434
76 | -0.14596 | -0.069925 | 0.14597 | 0.065682 | 5.2716e-06 | -0.004243 | 0.0047057 | 0.0046537 | 0.0047057 | 0.99286 | -0.047998 | 0.9929 | -0.048283 | 2.139
77 | -1.866 | -0.85717 | 1.8662 | 0.85626 | 0.0001961 | -0.00091212 | 0.059703 | 0.059692 | 0.059703 | 0.9929 | -0.048283 | 0.99299 | -0.049091 | 27.1379
78 | 1.7201 | 0.79149 | -1.7141 | -0.78904 | 0.0059844 | 0.0024492 | 0.05505 | 0.055066 | 0.055066 | 0.9929 | -0.048283 | 0.98922 | -0.075659 | 26.2217
79 | -2.0044 | -0.9232 | 2.0047 | 0.92228 | 0.00023012 | -0.00091801 | 0.064155 | 0.064143 | 0.064155 | 0.99299 | -0.049091 | 0.9931 | -0.04998 | 29.1613
80 | 4.528 | 2.0815 | -4.5252 | -2.1358 | 0.0028882 | -0.054336 | 0.14446 | 0.14516 | 0.14516 | 0.99587 | -0.093005 | 0.99512 | -0.10659 | 17.2397
81 | 5.53 | 2.3402 | -5.5297 | -2.3445 | 0.00033651 | -0.0042882 | 0.17406 | 0.17412 | 0.17412 | 0.99587 | -0.093005 | 0.99579 | -0.094467 | 20.6789
82 | 4.2611 | 2.008 | -4.258 | -2.0176 | 0.0031707 | -0.0096164 | 0.13665 | 0.1368 | 0.1368 | 0.99512 | -0.10659 | 0.99431 | -0.11545 | 37.789
83 | 0.26403 | 0.12784 | -0.26403 | -0.12787 | 3.7789e-06 | -3.2253e-05 | 0.0085099 | 0.0085104 | 0.0085104 | 0.99512 | -0.10659 | 0.99511 | -0.10668 | 4.0526
84 | 5.3203 | 2.2431 | -5.3194 | -2.242 | 0.0009355 | 0.001114 | 0.16738 | 0.16738 | 0.16738 | 0.99579 | -0.094467 | 0.99555 | -0.10325 | 20.4126
85 | 0.38788 | 0.18632 | -0.38786 | -0.18785 | 1.3618e-05 | -0.0015353 | 0.012495 | 0.012514 | 0.012514 | 0.99415 | -0.1141 | 0.99412 | -0.1138 | 5.6883
86 | -0.38788 | -0.18632 | 0.38794 | 0.17904 | 6.3913e-05 | -0.0072714 | 0.012495 | 0.012405 | 0.012495 | 0.99415 | -0.1141 | 0.99431 | -0.11545 | 5.6795
87 | 0.11682 | 0.055435 | -0.11682 | -0.056577 | 9.1375e-07 | -0.0011418 | 0.0037541 | 0.0037684 | 0.0037684 | 0.99431 | -0.11545 | 0.9943 | -0.11538 | 1.7129
88 | 3.0547 | 1.4498 | -3.0522 | -1.4537 | 0.0025318 | -0.0038879 | 0.098168 | 0.098226 | 0.098226 | 0.99431 | -0.11545 | 0.99354 | -0.10852 | 44.6483
89 | 0.69851 | 0.3333 | -0.69842 | -0.33612 | 8.1448e-05 | -0.0028233 | 0.02247 | 0.022506 | 0.022506 | 0.99431 | -0.11545 | 0.9942 | -0.11446 | 10.2298
90 | 2.4184 | 1.1594 | -2.4177 | -1.1614 | 0.00073503 | -0.0019176 | 0.077925 | 0.077952 | 0.077952 | 0.99354 | -0.10852 | 0.99326 | -0.10593 | 35.4327
91 | 0.63377 | 0.29427 | -0.63363 | -0.29999 | 0.00013493 | -0.0057181 | 0.020302 | 0.020373 | 0.020373 | 0.99354 | -0.10852 | 0.99334 | -0.1068 | 9.2607
92 | 0.69842 | 0.33612 | -0.69841 | -0.33664 | 1.5172e-05 | -0.00052485 | 0.022506 | 0.022512 | 0.022512 | 0.9942 | -0.11446 | 0.99418 | -0.11427 | 10.2328
93 | 5.3194 | 2.242 | -5.314 | -2.3155 | 0.0053427 | -0.073495 | 0.16738 | 0.16828 | 0.16828 | 0.99555 | -0.10325 | 0.99438 | -0.12705 | 19.9856
94 | -0.39867 | -0.19309 | 0.39869 | 0.19302 | 2.107e-05 | -6.9099e-05 | 0.012942 | 0.012941 | 0.012942 | 0.98805 | -0.20361 | 0.98811 | -0.20326 | 6.1629
95 | 1.4331 | 0.63582 | -1.4316 | -0.64785 | 0.0015047 | -0.012024 | 0.045804 | 0.045953 | 0.045953 | 0.98811 | -0.20326 | 0.98713 | -0.19567 | 20.8879
96 | 1.4316 | 0.64785 | -1.4316 | -0.64804 | 2.4299e-05 | -0.00019331 | 0.045953 | 0.045956 | 0.045956 | 0.98713 | -0.19567 | 0.98711 | -0.19554 | 20.889
97 | 1.1765 | 0.52447 | -1.1764 | -0.52514 | 5.6011e-05 | -0.0006711 | 0.037669 | 0.037677 | 0.037677 | 0.98711 | -0.19554 | 0.98707 | -0.1952 | 17.126
98 | 0.31632 | 0.15287 | -0.31632 | -0.1532 | 2.0018e-06 | -0.00032936 | 0.010277 | 0.010281 | 0.010281 | 0.98683 | -0.19334 | 0.98682 | -0.19328 | 4.6733
99 | -1.1761 | -0.52878 | 1.1764 | 0.52514 | 0.00030398 | -0.0036359 | 0.037722 | 0.037677 | 0.037722 | 0.98683 | -0.19334 | 0.98707 | -0.1952 | 17.1462
100 | 0.2114 | 0.10226 | -0.2114 | -0.10239 | 3.4085e-07 | -0.00012529 | 0.0068746 | 0.0068762 | 0.0068762 | 0.9861 | -0.18778 | 0.9861 | -0.18777 | 3.1255
101 | -1.1228 | -0.51237 | 1.1229 | 0.51056 | 0.00013613 | -0.0018103 | 0.035954 | 0.035932 | 0.035954 | 0.99091 | -0.17829 | 0.99103 | -0.17921 | 16.3427
102 | -0.33857 | -0.16398 | 0.33857 | 0.16349 | 3.3715e-06 | -0.00048253 | 0.011014 | 0.011008 | 0.011014 | 0.986 | -0.3315 | 0.98601 | -0.33159 | 5.0063
103 | 2.9961 | 1.3666 | -2.9958 | -1.367 | 0.0002122 | -0.00033395 | 0.096411 | 0.096416 | 0.096416 | 0.98601 | -0.33159 | 0.98594 | -0.33105 | 43.8254
104 | 2.9052 | 1.3231 | -2.905 | -1.3235 | 0.00025436 | -0.00043065 | 0.093468 | 0.093474 | 0.093474 | 0.98594 | -0.33105 | 0.98586 | -0.33039 | 42.4882
105 | -0.34583 | -0.16749 | 0.34584 | 0.1667 | 5.6894e-06 | -0.00079505 | 0.011199 | 0.011189 | 0.011199 | 0.9905 | -0.29153 | 0.99052 | -0.29168 | 5.0904
106 | 3.1964 | 1.3978 | -3.1946 | -1.4142 | 0.0018306 | -0.016404 | 0.10167 | 0.10189 | 0.10189 | 0.99052 | -0.29168 | 0.98985 | -0.30482 | 24.2011
107 | -3.5423 | -1.5645 | 3.546 | 1.5734 | 0.0037262 | 0.0089063 | 0.11286 | 0.11284 | 0.11286 | 0.99052 | -0.29168 | 0.99243 | -0.17853 | 17.4971
108 | 0.26524 | 0.11959 | -0.26521 | -0.12712 | 3.1304e-05 | -0.0075272 | 0.0084853 | 0.008578 | 0.008578 | 0.98985 | -0.30482 | 0.98974 | -0.30389 | 3.8991
109 | 2.9294 | 1.2946 | -2.9291 | -1.2969 | 0.0002116 | -0.0022853 | 0.093401 | 0.093431 | 0.093431 | 0.98985 | -0.30482 | 0.98977 | -0.30647 | 22.1925
110 | -3.6422 | -1.62 | 3.6423 | 1.6201 | 7.2602e-05 | 6.6482e-05 | 0.11595 | 0.11595 | 0.11595 | 0.99243 | -0.17853 | 0.99246 | -0.17757 | 14.1405
111 | -3.6423 | -1.6201 | 3.6435 | 1.5833 | 0.0012332 | -0.036748 | 0.11595 | 0.11551 | 0.11595 | 0.99246 | -0.17757 | 0.99285 | -0.1698 | 13.7709
112 | 0.26521 | 0.12712 | -0.26521 | -0.12845 | 5.5862e-06 | -0.0013258 | 0.008578 | 0.0085948 | 0.0085948 | 0.98974 | -0.30389 | 0.98972 | -0.3037 | 3.9067
113 | 2.5634 | 1.1198 | -2.5605 | -1.1164 | 0.0028614 | 0.0033793 | 0.081585 | 0.081594 | 0.081594 | 0.98977 | -0.30647 | 0.98825 | -0.36084 | 19.9009
114 | 0.33302 | 0.1607 | -0.33302 | -0.16129 | 3.9296e-06 | -0.00058676 | 0.010801 | 0.010809 | 0.010809 | 0.98825 | -0.36084 | 0.98824 | -0.36073 | 4.9131
115 | 2.2275 | 0.95567 | -2.2225 | -0.9713 | 0.0049304 | -0.015633 | 0.070802 | 0.071 | 0.071 | 0.98825 | -0.36084 | 0.98617 | -0.34625 | 32.2729
116 | 0.26776 | 0.12906 | -0.26776 | -0.12968 | 2.7105e-06 | -0.00062138 | 0.0087009 | 0.0087088 | 0.0087088 | 0.98617 | -0.34625 | 0.98617 | -0.34617 | 3.9585
117 | 0.67627 | 0.31367 | -0.67612 | -0.31912 | 0.00015094 | -0.0054503 | 0.021822 | 0.02189 | 0.02189 | 0.98617 | -0.34625 | 0.98597 | -0.34446 | 9.9499
118 | 1.2785 | 0.52857 | -1.2769 | -0.54478 | 0.0015821 | -0.016213 | 0.040497 | 0.040687 | 0.040687 | 0.98617 | -0.34625 | 0.98501 | -0.33881 | 18.4939
119 | -0.20387 | -0.09874 | 0.20387 | 0.098447 | 7.2137e-07 | -0.00029325 | 0.0065856 | 0.0065819 | 0.0065856 | 0.99295 | -0.16586 | 0.99296 | -0.16589 | 2.9935
120 | -0.20387 | -0.098447 | 0.20389 | 0.092821 | 1.3683e-05 | -0.0056258 | 0.0065819 | 0.0065124 | 0.0065819 | 0.99296 | -0.16589 | 0.99302 | -0.16643 | 2.9918
121 | -0.37741 | -0.18279 | 0.37743 | 0.18272 | 1.7821e-05 | -6.8103e-05 | 0.01219 | 0.012189 | 0.01219 | 0.99309 | -0.15532 | 0.99314 | -0.15501 | 5.8046
122 | 0.11003 | 0.052572 | -0.11003 | -0.05329 | 5.1286e-07 | -0.00071809 | 0.0035446 | 0.0035536 | 0.0035536 | 0.99314 | -0.15501 | 0.99314 | -0.15497 | 1.6153
123 | -0.48746 | -0.23529 | 0.48756 | 0.23509 | 9.6648e-05 | -0.00019761 | 0.015733 | 0.01573 | 0.015733 | 0.99314 | -0.15501 | 0.99335 | -0.15368 | 7.492
124 | -0.80601 | -0.38933 | 0.80611 | 0.38671 | 0.00010166 | -0.0026248 | 0.026013 | 0.025979 | 0.026013 | 0.99335 | -0.15368 | 0.99346 | -0.15477 | 11.824
125 | -0.92415 | -0.44387 | 0.92423 | 0.44216 | 8.748e-05 | -0.0017155 | 0.02979 | 0.029768 | 0.02979 | 0.99346 | -0.15477 | 0.99355 | -0.15557 | 13.541
126 | 5.314 | 2.3155 | -5.3137 | -2.32 | 0.0003272 | -0.0044676 | 0.16828 | 0.16833 | 0.16833 | 0.99438 | -0.12705 | 0.99431 | -0.12848 | 19.9922
127 | 4.9478 | 2.1427 | -4.9451 | -2.1396 | 0.0027362 | 0.0031603 | 0.15654 | 0.15655 | 0.15655 | 0.99431 | -0.12848 | 0.99355 | -0.15557 | 19.0915
128 | 4.0209 | 1.6974 | -4.02 | -1.7173 | 0.00080698 | -0.019899 | 0.12681 | 0.12704 | 0.12704 | 0.99355 | -0.15557 | 0.99332 | -0.16038 | 15.0883
129 | 4.02 | 1.7173 | -4.0197 | -1.7268 | 0.00038719 | -0.0095169 | 0.12704 | 0.12716 | 0.12716 | 0.99332 | -0.16038 | 0.9932 | -0.16266 | 15.1017
130 | 0.31099 | 0.14377 | -0.31096 | -0.15014 | 3.6167e-05 | -0.0063761 | 0.0099568 | 0.010036 | 0.010036 | 0.99334 | -0.1068 | 0.99323 | -0.10584 | 4.5619
131 | 0.32264 | 0.15622 | -0.32263 | -0.15626 | 6.5188e-06 | -3.5627e-05 | 0.010417 | 0.010418 | 0.010418 | 0.99334 | -0.1068 | 0.99332 | -0.10693 | 4.961
132 | 0.31096 | 0.15014 | -0.31096 | -0.1506 | 2.635e-06 | -0.00046052 | 0.010036 | 0.010042 | 0.010042 | 0.99323 | -0.10584 | 0.99323 | -0.10577 | 4.5645
133 | 2.1747 | 1.0437 | -2.1743 | -1.0452 | 0.00045987 | -0.0015136 | 0.070108 | 0.070128 | 0.070128 | 0.99326 | -0.10593 | 0.99306 | -0.10412 | 31.8765
134 | 0.51975 | 0.25012 | -0.51974 | -0.25045 | 5.404e-06 | -0.00033886 | 0.016748 | 0.016753 | 0.016753 | 0.99418 | -0.11427 | 0.99417 | -0.11418 | 7.6148
135 | -0.38211 | -0.18507 | 0.38212 | 0.18398 | 9.8105e-06 | -0.001087 | 0.012474 | 0.01246 | 0.012474 | 0.98256 | -0.32227 | 0.98259 | -0.32249 | 5.6699
136 | -0.38212 | -0.18398 | 0.38231 | 0.16304 | 0.0001847 | -0.020935 | 0.01246 | 0.012205 | 0.01246 | 0.98259 | -0.32249 | 0.98303 | -0.3261 | 5.6636
137 | 0.22132 | 0.10622 | -0.22132 | -0.10719 | 2.9161e-06 | -0.00096723 | 0.007209 | 0.0072214 | 0.0072214 | 0.98303 | -0.3261 | 0.98302 | -0.32599 | 3.2824
138 | -0.60363 | -0.26927 | 0.60401 | 0.25173 | 0.00038045 | -0.01754 | 0.01941 | 0.019204 | 0.01941 | 0.98303 | -0.3261 | 0.98362 | -0.33021 | 8.8226
139 | -0.7657 | -0.32834 | 0.76645 | 0.30679 | 0.00074364 | -0.021543 | 0.024451 | 0.024206 | 0.024451 | 0.98362 | -0.33021 | 0.98454 | -0.3358 | 11.114
140 | 0.16169 | 0.07661 | -0.16169 | -0.07831 | 2.722e-06 | -0.0017004 | 0.0052511 | 0.0052727 | 0.0052727 | 0.98362 | -0.33021 | 0.98361 | -0.33006 | 2.3967
141 | -1.0706 | -0.45405 | 1.0712 | 0.44621 | 0.00053506 | -0.0078444 | 0.034098 | 0.034007 | 0.034098 | 0.98454 | -0.3358 | 0.98501 | -0.33881 | 15.4991
142 | 0.30418 | 0.14726 | -0.30417 | -0.14732 | 9.6481e-06 | -5.7767e-05 | 0.009909 | 0.0099098 | 0.0099098 | 0.98454 | -0.3358 | 0.9845 | -0.33601 | 4.719
143 | 0.20578 | 0.098577 | -0.20578 | -0.099662 | 2.8037e-06 | -0.0010849 | 0.006687 | 0.0067008 | 0.0067008 | 0.98501 | -0.33881 | 0.985 | -0.33869 | 3.0458
144 | 0.27332 | 0.13228 | -0.27332 | -0.13237 | 4.0946e-07 | -8.9936e-05 | 0.0088902 | 0.0088914 | 0.0088914 | 0.98597 | -0.34446 | 0.98597 | -0.34444 | 4.0415
145 | 0.4028 | 0.18684 | -0.40273 | -0.19376 | 6.7918e-05 | -0.0069197 | 0.013 | 0.013087 | 0.013087 | 0.98597 | -0.34446 | 0.98581 | -0.34307 | 5.9487
146 | 0.40273 | 0.19376 | -0.40272 | -0.19505 | 1.2737e-05 | -0.0012871 | 0.013087 | 0.013103 | 0.013103 | 0.98581 | -0.34307 | 0.98579 | -0.34279 | 5.9561
147 | -3.6435 | -1.5833 | 3.6441 | 1.5677 | 0.00052325 | -0.015689 | 0.11551 | 0.11532 | 0.11551 | 0.99285 | -0.1698 | 0.99302 | -0.16643 | 13.7183
148 | -3.848 | -1.6605 | 3.8486 | 1.644 | 0.00061383 | -0.016492 | 0.12183 | 0.12164 | 0.12183 | 0.99302 | -0.16643 | 0.9932 | -0.16266 | 14.4694
149 | 2.1743 | 1.0452 | -2.174 | -1.0463 | 0.00031701 | -0.0010425 | 0.070128 | 0.070143 | 0.070143 | 0.99306 | -0.10412 | 0.99293 | -0.10287 | 31.883
150 | 0.29984 | 0.14476 | -0.29984 | -0.14522 | 2.4481e-06 | -0.00046198 | 0.0096679 | 0.0096738 | 0.0096738 | 0.99417 | -0.11418 | 0.99416 | -0.11411 | 4.3972
151 | 0.2199 | 0.1057 | -0.2199 | -0.10649 | 2.2493e-06 | -0.00079036 | 0.0070846 | 0.0070946 | 0.0070946 | 0.99417 | -0.11418 | 0.99416 | -0.11409 | 3.2248
152 | 0.11164 | 0.054056 | -0.11164 | -0.054071 | 1.0973e-08 | -1.4833e-05 | 0.0036018 | 0.003602 | 0.003602 | 0.99416 | -0.11409 | 0.99416 | -0.11409 | 1.6373
153 | 1.7437 | 0.83952 | -1.7435 | -0.8408 | 0.00024272 | -0.0012784 | 0.056275 | 0.056292 | 0.056292 | 0.99275 | -0.10116 | 0.99262 | -0.09996 | 25.5874
154 | -2.1735 | -1.0477 | 2.174 | 1.0463 | 0.00043139 | -0.0014174 | 0.070162 | 0.070143 | 0.070162 | 0.99275 | -0.10116 | 0.99293 | -0.10287 | 31.8919
155 | 1.7435 | 0.8408 | -1.7433 | -0.84177 | 0.00018429 | -0.00096983 | 0.056292 | 0.056305 | 0.056305 | 0.99262 | -0.09996 | 0.99252 | -0.099047 | 25.5933
156 | 0.93733 | 0.45143 | -0.93732 | -0.45157 | 7.5092e-06 | -0.00014225 | 0.030259 | 0.030261 | 0.030261 | 0.99252 | -0.099047 | 0.99251 | -0.098978 | 13.755
157 | 0.93732 | 0.45157 | -0.93728 | -0.45241 | 4.4209e-05 | -0.0008371 | 0.030261 | 0.030272 | 0.030272 | 0.99251 | -0.098978 | 0.99247 | -0.098571 | 13.7599
158 | 0.074905 | 0.035815 | -0.074905 | -0.036278 | 1.5379e-07 | -0.00046338 | 0.002415 | 0.0024208 | 0.0024208 | 0.99247 | -0.098571 | 0.99247 | -0.098553 | 1.1004
159 | 0.86237 | 0.41659 | -0.86233 | -0.41764 | 4.7076e-05 | -0.0010542 | 0.027857 | 0.02787 | 0.02787 | 0.99247 | -0.098571 | 0.99242 | -0.098097 | 12.6684

## res_trafo
| p_hv_mw | q_hv_mvar | p_lv_mw | q_lv_mvar | pl_mw | ql_mvar | i_hv_ka | i_lv_ka | vm_hv_pu | va_hv_degree | vm_lv_pu | va_lv_degree | loading_percent
0 | 2.6518e-14 | 1.7507e-14 | 0.013999 | 0.0105 | 0.013999 | 0.0105 | 1.6678e-16 | 0.00050517 | 0.99997 | 149.9981 | 1 | 0 | 0.069998

## res_ext_grid
| p_mw | q_mvar
0 | 22.3945 | 9.8665

## res_load
| p_mw | q_mvar
0 | 0.30907 | 0.14969
1 | 0.28139 | 0.13628
2 | 0.32142 | 0.15567
3 | 0.43019 | 0.20835
4 | 0.18468 | 0.089443
5 | 0.37404 | 0.18115
6 | 0.35143 | 0.17021
7 | 0.36563 | 0.17708
8 | 0.20273 | 0.098187
9 | 0.17441 | 0.084471
10 | 0.17947 | 0.086922
11 | 0.40466 | 0.19599
12 | 0.18265 | 0.088462
13 | 0.32383 | 0.15684
14 | 0.26768 | 0.12964
15 | 0.4096 | 0.19838
16 | 0.087514 | 0.042385
17 | 0.36004 | 0.17438
18 | 0.29347 | 0.14213
19 | 0.29241 | 0.14162
20 | 0.27959 | 0.13541
21 | 0.37397 | 0.18112
22 | 0.31881 | 0.15441
23 | 0.32292 | 0.1564
24 | 0.34634 | 0.16774
25 | 0.32926 | 0.15947
26 | 0.30602 | 0.14821
27 | 0.32862 | 0.15916
28 | 0.097195 | 0.047074
29 | 0.18008 | 0.087218
30 | 0.51442 | 0.24914
31 | 0.14596 | 0.070693
32 | 0.13821 | 0.066936
33 | 0.15296 | 0.074082
34 | 0.26296 | 0.12736
35 | 0.20941 | 0.10142
36 | 0.38786 | 0.18785
37 | 0.26403 | 0.12787
38 | 0.11682 | 0.056577
39 | 0.39867 | 0.19309
40 | 0.25514 | 0.12357
41 | 0.32389 | 0.15687
42 | 0.31632 | 0.1532
43 | 0.2114 | 0.10239
44 | 0.092359 | 0.044732
45 | 0.33857 | 0.16398
46 | 0.090639 | 0.043898
47 | 0.13922 | 0.067429
48 | 0.11321 | 0.054828
49 | 0.34583 | 0.16749
50 | 0.096243 | 0.046612
51 | 0.36578 | 0.17716
52 | 0.26521 | 0.12845
53 | 0.33302 | 0.16129
54 | 0.20387 | 0.09874
55 | 0.37741 | 0.18279
56 | 0.11003 | 0.05329
57 | 0.31846 | 0.15424
58 | 0.11803 | 0.057166
59 | 0.36588 | 0.1772
60 | 0.32263 | 0.15626
61 | 0.24292 | 0.11765
62 | 0.17866 | 0.086528
63 | 0.38211 | 0.18507
64 | 0.16169 | 0.07831
65 | 0.22132 | 0.10719
66 | 0.30417 | 0.14732
67 | 0.20578 | 0.099662
68 | 0.26776 | 0.12968
69 | 0.40272 | 0.19505
70 | 0.27332 | 0.13237
71 | 0.17109 | 0.082864
72 | 0.31096 | 0.1506
73 | 0.10826 | 0.052433
74 | 0.11164 | 0.054071
75 | 0.29984 | 0.14522
76 | 0.42981 | 0.20817
77 | 0.80596 | 0.39035
78 | 0.074905 | 0.036278
79 | 0.86233 | 0.41764

## dtypes
| element | column | dtype
0 | bus | name | object
1 | bus | vn_kv | float64
2 | bus | type | object
3 | bus | zone | object
4 | bus | in_service | bool
5 | load | name | object
6 | load | bus | uint32
7 | load | p_mw | float64
8 | load | q_mvar | float64
9 | load | const_z_percent | float64
10 | load | const_i_percent | float64
11 | load | sn_mva | float64
12 | load | scaling | float64
13 | load | in_service | bool
14 | load | type | object
15 | ext_grid | name | object
16 | ext_grid | bus | uint32
17 | ext_grid | vm_pu | float64
18 | ext_grid | va_degree | float64
19 | ext_grid | slack_weight | float64
20 | ext_grid | in_service | bool
21 | line | name | object
22 | line | std_type | object
23 | line | from_bus | uint32
24 | line | to_bus | uint32
25 | line | length_km | float64
26 | line | r_ohm_per_km | float64
27 | line | x_ohm_per_km | float64
28 | line | c_nf_per_km | float64
29 | line | g_us_per_km | float64
30 | line | max_i_ka | float64
31 | line | df | float64
32 | line | parallel | uint32
33 | line | type | object
34 | line | in_service | bool
35 | trafo | name | object
36 | trafo | std_type | object
37 | trafo | hv_bus | uint32
38 | trafo | lv_bus | uint32
39 | trafo | sn_mva | float64
40 | trafo | vn_hv_kv | float64
41 | trafo | vn_lv_kv | float64
42 | trafo | vk_percent | float64
43 | trafo | vkr_percent | float64
44 | trafo | pfe_kw | float64
45 | trafo | i0_percent | float64
46 | trafo | shift_degree | float64
47 | trafo | tap_side | object
48 | trafo | tap_neutral | int32
49 | trafo | tap_min | int32
50 | trafo | tap_max | int32
51 | trafo | tap_step_percent | float64
52 | trafo | tap_step_degree | float64
53 | trafo | tap_pos | int32
54 | trafo | tap_phase_shifter | bool
55 | trafo | parallel | uint32
56 | trafo | df | float64
57 | trafo | in_service | bool
58 | bus_geodata | x | float64
59 | bus_geodata | y | float64
60 | bus_geodata | coords | object
61 | res_bus | vm_pu | float64
62 | res_bus | va_degree | float64
63 | res_bus | p_mw | float64
64 | res_bus | q_mvar | float64
65 | res_line | p_from_mw | float64
66 | res_line | q_from_mvar | float64
67 | res_line | p_to_mw | float64
68 | res_line | q_to_mvar | float64
69 | res_line | pl_mw | float64
70 | res_line | ql_mvar | float64
71 | res_line | i_from_ka | float64
72 | res_line | i_to_ka | float64
73 | res_line | i_ka | float64
74 | res_line | vm_from_pu | float64
75 | res_line | va_from_degree | float64
76 | res_line | vm_to_pu | float64
77 | res_line | va_to_degree | float64
78 | res_line | loading_percent | float64
79 | res_trafo | p_hv_mw | float64
80 | res_trafo | q_hv_mvar | float64
81 | res_trafo | p_lv_mw | float64
82 | res_trafo | q_lv_mvar | float64
83 | res_trafo | pl_mw | float64
84 | res_trafo | ql_mvar | float64
85 | res_trafo | i_hv_ka | float64
86 | res_trafo | i_lv_ka | float64
87 | res_trafo | vm_hv_pu | float64
88 | res_trafo | va_hv_degree | float64
89 | res_trafo | vm_lv_pu | float64
90 | res_trafo | va_lv_degree | float64
91 | res_trafo | loading_percent | float64
92 | res_ext_grid | p_mw | float64
93 | res_ext_grid | q_mvar | float64
94 | res_load | p_mw | float64
95 | res_load | q_mvar | float64

## parameters
| version | format_version | converged | OPF_converged | name | f_hz | sn_mva
0 | 2.14.6 | 2.14.0 | TRUE | FALSE |  | 50 | 1