## bus
| name | vn_kv | type | zone | in_service
0 | bus_MV_460_0_node_0 | 20 | n |  | TRUE
1 | bus_MV_460_0_node_1 | 20 | n |  | TRUE
2 | bus_MV_460_0_node_2 | 20 | n |  | TRUE
3 | bus_MV_460_0_node_67 | 20 | n |  | TRUE
4 | bus_MV_460_0_node_3 | 20 | n |  | TRUE
5 | bus_MV_460_0_node_51 | 20 | n |  | TRUE
6 | bus_MV_460_0_node_75 | 20 | n |  | TRUE
7 | bus_MV_460_0_node_65 | 20 | n |  | TRUE
8 | bus_MV_460_0_node_49 | 20 | n |  | TRUE
9 | bus_MV_460_0_node_48 | 20 | n |  | TRUE
10 | bus_MV_460_0_node_50 | 20 | n |  | TRUE
11 | bus_MV_460_0_node_52 | 20 | n |  | TRUE
12 | bus_MV_460_0_node_53 | 20 | n |  | TRUE
13 | bus_MV_460_0_node_157 | 20 | n |  | TRUE
14 | bus_MV_460_0_node_80 | 20 | n |  | TRUE
15 | bus_MV_460_0_node_57 | 20 | n |  | TRUE
16 | bus_MV_460_0_node_74 | 20 | n |  | TRUE
17 | bus_MV_460_0_node_58 | 20 | n |  | TRUE
18 | bus_MV_460_0_node_59 | 20 | n |  | TRUE
19 | bus_MV_460_0_node_61 | 20 | n |  | TRUE
20 | bus_MV_460_0_node_73 | 20 | n |  | TRUE
21 | bus_MV_460_0_node_5 | 20 | n |  | TRUE
22 | bus_MV_460_0_node_6 | 20 | n |  | TRUE
23 | bus_MV_460_0_node_7 | 20 | n |  | TRUE
24 | bus_MV_460_0_node_9 | 20 | n |  | TRUE
25 | bus_MV_460_0_node_42 | 20 | n |  | TRUE
26 | bus_MV_460_0_node_8 | 20 | n |  | TRUE
27 | bus_MV_460_0_node_18 | 20 | n |  | TRUE
28 | bus_MV_460_0_node_19 | 20 | n |  | TRUE
29 | bus_MV_460_0_node_46 | 20 | n |  | TRUE
30 | bus_MV_460_0_node_147 | 20 | n |  | TRUE
31 | bus_MV_460_0_node_45 | 20 | n |  | TRUE
32 | bus_MV_460_0_node_10 | 20 | n |  | TRUE
33 | bus_MV_460_0_node_11 | 20 | n |  | TRUE
34 | bus_MV_460_0_node_31 | 20 | n |  | TRUE
35 | bus_MV_460_0_node_32 | 20 | n |  | TRUE
36 | bus_MV_460_0_node_33 | 20 | n |  | TRUE
37 | bus_MV_460_0_node_154 | 20 | n |  | TRUE
38 | bus_MV_460_0_node_34 | 20 | n |  | TRUE
39 | bus_MV_460_0_node_35 | 20 | n |  | TRUE
40 | bus_MV_460_0_node_36 | 20 | n |  | TRUE
41 | bus_MV_460_0_node_37 | 20 | n |  | TRUE
42 | bus_MV_460_0_node_38 | 20 | n |  | TRUE
43 | bus_MV_460_0_node_155 | 20 | n |  | TRUE
44 | bus_MV_460_0_node_39 | 20 | n |  | TRUE
45 | bus_MV_460_0_node_159 | 20 | n |  | TRUE
46 | bus_MV_460_0_node_40 | 20 | n |  | TRUE
47 | bus_MV_460_0_node_41 | 20 | n |  | TRUE
48 | bus_MV_460_0_node_44 | 20 | n |  | TRUE
49 | bus_MV_460_0_node_43 | 20 | n |  | TRUE
50 | bus_MV_460_0_node_150 | 20 | n |  | TRUE
51 | bus_MV_460_0_node_47 | 20 | n |  | TRUE
52 | bus_MV_460_0_node_152 | 20 | n |  | TRUE
53 | bus_MV_460_0_node_20 | 20 | n |  | TRUE
54 | bus_MV_460_0_node_22 | 20 | n |  | TRUE
55 | bus_MV_460_0_node_12 | 20 | n |  | TRUE
56 | bus_MV_460_0_node_13 | 20 | n |  | TRUE
57 | bus_MV_460_0_node_16 | 20 | n |  | TRUE
58 | bus_MV_460_0_node_14 | 20 | n |  | TRUE
59 | bus_MV_460_0_node_15 | 20 | n |  | TRUE
60 | bus_MV_460_0_node_102 | 20 | n |  | TRUE
61 | bus_MV_460_0_node_119 | 20 | n |  | TRUE
62 | bus_MV_460_0_node_17 | 20 | n |  | TRUE
63 | bus_MV_460_0_node_25 | 20 | n |  | TRUE
64 | bus_MV_460_0_node_113 | 20 | n |  | TRUE
65 | bus_MV_460_0_node_30 | 20 | n |  | TRUE
66 | bus_MV_460_0_node_162 | 20 | n |  | TRUE
67 | bus_MV_460_0_node_21 | 20 | n |  | TRUE
68 | bus_MV_460_0_node_120 | 20 | n |  | TRUE
69 | bus_MV_460_0_node_23 | 20 | n |  | TRUE
70 | bus_MV_460_0_node_135 | 20 | n |  | TRUE
71 | bus_MV_460_0_node_101 | 20 | n |  | TRUE
72 | bus_MV_460_0_node_146 | 20 | n |  | TRUE
73 | bus_MV_460_0_node_153 | 20 | n |  | TRUE
74 | bus_MV_460_0_node_100 | 20 | n |  | TRUE
75 | bus_MV_460_0_node_24 | 20 | n |  | TRUE
76 | bus_MV_460_0_node_26 | 20 | n |  | TRUE
77 | bus_MV_460_0_node_27 | 20 | n |  | TRUE
78 | bus_MV_460_0_node_28 | 20 | n |  | TRUE
79 | bus_MV_460_0_node_29 | 20 | n |  | TRUE
80 | bus_MV_460_0_node_114 | 20 | n |  | TRUE
81 | bus_MV_460_0_node_117 | 20 | n |  | TRUE
82 | bus_MV_460_0_node_115 | 20 | n |  | TRUE
83 | bus_MV_460_0_node_118 | 20 | n |  | TRUE
84 | bus_MV_460_0_node_54 | 20 | n |  | TRUE
85 | bus_MV_460_0_node_55 | 20 | n |  | TRUE
86 | bus_MV_460_0_node_56 | 20 | n |  | TRUE
87 | bus_MV_460_0_node_62 | 20 | n |  | TRUE
88 | bus_MV_460_0_node_63 | 20 | n |  | TRUE
89 | bus_MV_460_0_node_156 | 20 | n |  | TRUE
90 | bus_MV_460_0_node_64 | 20 | n |  | TRUE
91 | bus_MV_460_0_node_66 | 20 | n |  | TRUE
92 | bus_MV_460_0_node_70 | 20 | n |  | TRUE
93 | bus_MV_460_0_node_68 | 20 | n |  | TRUE
94 | bus_MV_460_0_node_105 | 20 | n |  | TRUE
95 | bus_MV_460_0_node_72 | 20 | n |  | TRUE
96 | bus_MV_460_0_node_104 | 20 | n |  | TRUE
97 | bus_MV_460_0_node_69 | 20 | n |  | TRUE
98 | bus_MV_460_0_node_108 | 20 | n |  | TRUE
99 | bus_MV_460_0_node_71 | 20 | n |  | TRUE
100 | bus_MV_460_0_node_107 | 20 | n |  | TRUE
101 | bus_MV_460_0_node_77 | 20 | n |  | TRUE
102 | bus_MV_460_0_node_141 | 20 | n |  | TRUE
103 | bus_MV_460_0_node_140 | 20 | n |  | TRUE
104 | bus_MV_460_0_node_144 | 20 | n |  | TRUE
105 | bus_MV_460_0_node_103 | 20 | n |  | TRUE
106 | bus_MV_460_0_node_134 | 20 | n |  | TRUE
107 | bus_MV_460_0_node_106 | 20 | n |  | TRUE
108 | bus_MV_460_0_node_76 | 20 | n |  | TRUE
109 | bus_MV_460_0_node_143 | 20 | n |  | TRUE
110 | bus_MV_460_0_node_78 | 20 | n |  | TRUE
111 | bus_MV_460_0_node_81 | 20 | n |  | TRUE
112 | bus_MV_460_0_node_82 | 20 | n |  | TRUE
113 | bus_MV_460_0_node_83 | 20 | n |  | TRUE
114 | bus_MV_460_0_node_84 | 20 | n |  | TRUE
115 | bus_MV_460_0_node_148 | 20 | n |  | TRUE
116 | bus_MV_460_0_node_123 | 20 | n |  | TRUE
117 | bus_MV_460_0_node_149 | 20 | n |  | TRUE
118 | bus_MV_460_0_node_98 | 20 | n |  | TRUE
119 | bus_MV_460_0_node_85 | 20 | n |  | TRUE
120 | bus_MV_460_0_node_86 | 20 | n |  | TRUE
121 | bus_MV_460_0_node_87 | 20 | n |  | TRUE
122 | bus_MV_460_0_node_91 | 20 | n |  | TRUE
123 | bus_MV_460_0_node_92 | 20 | n |  | TRUE
124 | bus_MV_460_0_node_96 | 20 | n |  | TRUE
125 | bus_MV_460_0_node_97 | 20 | n |  | TRUE
126 | bus_MV_460_0_node_94 | 20 | n |  | TRUE
127 | bus_MV_460_0_node_90 | 20 | n |  | TRUE
128 | bus_MV_460_0_node_88 | 20 | n |  | TRUE
129 | bus_MV_460_0_node_89 | 20 | n |  | TRUE
130 | bus_MV_460_0_node_93 | 20 | n |  | TRUE
131 | bus_MV_460_0_node_99 | 20 | n |  | TRUE
132 | bus_MV_460_0_node_95 | 20 | n |  | TRUE
133 | bus_MV_460_0_node_121 | 20 | n |  | TRUE
134 | bus_MV_460_0_node_122 | 20 | n |  | TRUE
135 | bus_MV_460_0_node_124 | 20 | n |  | TRUE
136 | bus_MV_460_0_node_125 | 20 | n |  | TRUE
137 | bus_MV_460_0_node_109 | 20 | n |  | TRUE
138 | bus_MV_460_0_node_110 | 20 | n |  | TRUE
139 | bus_MV_460_0_node_111 | 20 | n |  | TRUE
140 | bus_MV_460_0_node_112 | 20 | n |  | TRUE
141 | bus_MV_460_0_node_116 | 20 | n |  | TRUE
142 | bus_MV_460_0_node_139 | 20 | n |  | TRUE
143 | bus_MV_460_0_node_137 | 20 | n |  | TRUE
144 | bus_MV_460_0_node_130 | 20 | n |  | TRUE
145 | bus_MV_460_0_node_138 | 20 | n |  | TRUE
146 | bus_MV_460_0_node_136 | 20 | n |  | TRUE
147 | bus_MV_460_0_node_126 | 20 | n |  | TRUE
148 | bus_MV_460_0_node_127 | 20 | n |  | TRUE
149 | bus_MV_460_0_node_128 | 20 | n |  | TRUE
150 | bus_MV_460_0_node_129 | 20 | n |  | TRUE
151 | bus_MV_460_0_node_145 | 20 | n |  | TRUE
152 | bus_MV_460_0_node_132 | 20 | n |  | TRUE
153 | bus_MV_460_0_node_133 | 20 | n |  | TRUE
154 | bus_MV_460_0_node_160 | 20 | n |  | TRUE
155 | bus_MV_460_0_node_131 | 20 | n |  | TRUE
156 | bus_MV_460_0_node_142 | 20 | n |  | TRUE
157 | bus_MV_460_0_node_161 | 20 | n |  | TRUE
158 | bus_HV_460_0_node_17 | 110 | n |  | TRUE

## load
| name | bus | p_mw | q_mvar | const_z_percent | const_i_percent | sn_mva | scaling | in_service | type
0 | MV_460_0_load_0 | 0 | 0.26628 | 0.12896 | 0 | 0 |  | 1 | TRUE | wye
1 | MV_460_0_load_75 | 6 | 0.36954 | 0.17897 | 0 | 0 |  | 1 | TRUE | wye
2 | MV_460_0_load_49 | 8 | 0.11346 | 0.054951 | 0 | 0 |  | 1 | TRUE | wye
3 | MV_460_0_load_48 | 9 | 0.19078 | 0.0924 | 0 | 0 |  | 1 | TRUE | wye
4 | MV_460_0_load_50 | 10 | 0.0716 | 0.034677 | 0 | 0 |  | 1 | TRUE | wye
5 | MV_460_0_load_52 | 11 | 0.26412 | 0.12792 | 0 | 0 |  | 1 | TRUE | wye
6 | MV_460_0_load_157 | 13 | 0.38036 | 0.18422 | 0 | 0 |  | 1 | TRUE | wye
7 | MV_460_0_load_57 | 15 | 0.11949 | 0.057872 | 0 | 0 |  | 1 | TRUE | wye
8 | MV_460_0_load_61 | 19 | 0.27065 | 0.13108 | 0 | 0 |  | 1 | TRUE | wye
9 | MV_460_0_load_73 | 20 | 0.13571 | 0.065729 | 0 | 0 |  | 1 | TRUE | wye
10 | MV_460_0_load_5 | 21 | 0.13502 | 0.065392 | 0 | 0 |  | 1 | TRUE | wye
11 | MV_460_0_load_8 | 26 | 0.163 | 0.078946 | 0 | 0 |  | 1 | TRUE | wye
12 | MV_460_0_load_18 | 27 | 0.18603 | 0.090099 | 0 | 0 |  | 1 | TRUE | wye
13 | MV_460_0_load_147 | 30 | 0.076615 | 0.037107 | 0 | 0 |  | 1 | TRUE | wye
14 | MV_460_0_load_45 | 31 | 0.27806 | 0.13467 | 0 | 0 |  | 1 | TRUE | wye
15 | MV_460_0_load_31 | 34 | 0.2962 | 0.14346 | 0 | 0 |  | 1 | TRUE | wye
16 | MV_460_0_load_154 | 37 | 0.34325 | 0.16624 | 0 | 0 |  | 1 | TRUE | wye
17 | MV_460_0_load_35 | 39 | 0.18387 | 0.08905 | 0 | 0 |  | 1 | TRUE | wye
18 | MV_460_0_load_155 | 43 | 0.1155 | 0.055939 | 0 | 0 |  | 1 | TRUE | wye
19 | MV_460_0_load_39 | 44 | 0.37383 | 0.18105 | 0 | 0 |  | 1 | TRUE | wye
20 | MV_460_0_load_159 | 45 | 0.11107 | 0.053794 | 0 | 0 |  | 1 | TRUE | wye
21 | MV_460_0_load_43 | 49 | 0.22139 | 0.10723 | 0 | 0 |  | 1 | TRUE | wye
22 | MV_460_0_load_150 | 50 | 0.17867 | 0.086534 | 0 | 0 |  | 1 | TRUE | wye
23 | MV_460_0_load_152 | 52 | 0.20456 | 0.099072 | 0 | 0 |  | 1 | TRUE | wye
24 | MV_460_0_load_12 | 55 | 0.17754 | 0.085987 | 0 | 0 |  | 1 | TRUE | wye
25 | MV_460_0_load_119 | 61 | 0.074044 | 0.035861 | 0 | 0 |  | 1 | TRUE | wye
26 | MV_460_0_load_25 | 63 | 0.23626 | 0.11443 | 0 | 0 |  | 1 | TRUE | wye
27 | MV_460_0_load_113 | 64 | 0.13684 | 0.066274 | 0 | 0 |  | 1 | TRUE | wye
28 | MV_460_0_load_30 | 65 | 0.26346 | 0.1276 | 0 | 0 |  | 1 | TRUE | wye
29 | MV_460_0_load_162 | 66 | 0.076156 | 0.036884 | 0 | 0 |  | 1 | TRUE | wye
30 | MV_460_0_load_120 | 68 | 0.26832 | 0.12995 | 0 | 0 |  | 1 | TRUE | wye
31 | MV_460_0_load_23 | 69 | 0.37186 | 0.1801 | 0 | 0 |  | 1 | TRUE | wye
32 | MV_460_0_load_135 | 70 | 0.11737 | 0.056844 | 0 | 0 |  | 1 | TRUE | wye
33 | MV_460_0_load_146 | 72 | 2.0421 | 0.98905 | 0 | 0 |  | 1 | TRUE | wye
34 | MV_460_0_load_153 | 73 | 0.098649 | 0.047778 | 0 | 0 |  | 1 | TRUE | wye
35 | MV_460_0_load_100 | 74 | 0.13718 | 0.066439 | 0 | 0 |  | 1 | TRUE | wye
36 | MV_460_0_load_24 | 75 | 0.11245 | 0.054461 | 0 | 0 |  | 1 | TRUE | wye
37 | MV_460_0_load_26 | 76 | 0.21243 | 0.10288 | 0 | 0 |  | 1 | TRUE | wye
38 | MV_460_0_load_29 | 79 | 0.12377 | 0.059945 | 0 | 0 |  | 1 | TRUE | wye
39 | MV_460_0_load_114 | 80 | 0.30313 | 0.14681 | 0 | 0 |  | 1 | TRUE | wye
40 | MV_460_0_load_54 | 84 | 0.38671 | 0.18729 | 0 | 0 |  | 1 | TRUE | wye
41 | MV_460_0_load_63 | 88 | 0.25 | 0.12108 | 0 | 0 |  | 1 | TRUE | wye
42 | MV_460_0_load_156 | 89 | 0.34046 | 0.16489 | 0 | 0 |  | 1 | TRUE | wye
43 | MV_460_0_load_64 | 90 | 0.081791 | 0.039613 | 0 | 0 |  | 1 | TRUE | wye
44 | MV_460_0_load_66 | 91 | 0.21072 | 0.10206 | 0 | 0 |  | 1 | TRUE | wye
45 | MV_460_0_load_105 | 94 | 0.11199 | 0.05424 | 0 | 0 |  | 1 | TRUE | wye
46 | MV_460_0_load_108 | 98 | 0.091852 | 0.044486 | 0 | 0 |  | 1 | TRUE | wye
47 | MV_460_0_load_107 | 100 | 0.15599 | 0.075551 | 0 | 0 |  | 1 | TRUE | wye
48 | MV_460_0_load_77 | 101 | 0.16171 | 0.078321 | 0 | 0 |  | 1 | TRUE | wye
49 | MV_460_0_load_141 | 102 | 0.13806 | 0.066864 | 0 | 0 |  | 1 | TRUE | wye
50 | MV_460_0_load_140 | 103 | 0.13315 | 0.064486 | 0 | 0 |  | 1 | TRUE | wye
51 | MV_460_0_load_144 | 104 | 0.16133 | 0.078138 | 0 | 0 |  | 1 | TRUE | wye
52 | MV_460_0_load_103 | 105 | 0.37499 | 0.18162 | 0 | 0 |  | 1 | TRUE | wye
53 | MV_460_0_load_134 | 106 | 0.12046 | 0.058341 | 0 | 0 |  | 1 | TRUE | wye
54 | MV_460_0_load_106 | 107 | 0.20195 | 0.09781 | 0 | 0 |  | 1 | TRUE | wye
55 | MV_460_0_load_76 | 108 | 0.075171 | 0.036407 | 0 | 0 |  | 1 | TRUE | wye
56 | MV_460_0_load_78 | 110 | 0.085345 | 0.041335 | 0 | 0 |  | 1 | TRUE | wye
57 | MV_460_0_load_81 | 111 | 1.0946 | 0.53013 | 0 | 0 |  | 1 | TRUE | wye
58 | MV_460_0_load_84 | 114 | 0.32246 | 0.15618 | 0 | 0 |  | 1 | TRUE | wye
59 | MV_460_0_load_149 | 117 | 0.088086 | 0.042662 | 0 | 0 |  | 1 | TRUE | wye
60 | MV_460_0_load_85 | 119 | 0.26211 | 0.12695 | 0 | 0 |  | 1 | TRUE | wye
61 | MV_460_0_load_86 | 120 | 0.1143 | 0.055359 | 0 | 0 |  | 1 | TRUE | wye
62 | MV_460_0_load_96 | 124 | 0.33215 | 0.16087 | 0 | 0 |  | 1 | TRUE | wye
63 | MV_460_0_load_97 | 125 | 0.091205 | 0.044173 | 0 | 0 |  | 1 | TRUE | wye
64 | MV_460_0_load_94 | 126 | 0.49953 | 0.24193 | 0 | 0 |  | 1 | TRUE | wye
65 | MV_460_0_load_88 | 128 | 0.13044 | 0.063176 | 0 | 0 |  | 1 | TRUE | wye
66 | MV_460_0_load_89 | 129 | 0.1143 | 0.05536 | 0 | 0 |  | 1 | TRUE | wye
67 | MV_460_0_load_93 | 130 | 0.071482 | 0.03462 | 0 | 0 |  | 1 | TRUE | wye
68 | MV_460_0_load_99 | 131 | 0.074313 | 0.035991 | 0 | 0 |  | 1 | TRUE | wye
69 | MV_460_0_load_95 | 132 | 0.47555 | 0.23032 | 0 | 0 |  | 1 | TRUE | wye
70 | MV_460_0_load_122 | 134 | 0.21309 | 0.1032 | 0 | 0 |  | 1 | TRUE | wye
71 | MV_460_0_load_124 | 135 | 0.075802 | 0.036713 | 0 | 0 |  | 1 | TRUE | wye
72 | MV_460_0_load_109 | 137 | 0.12817 | 0.062078 | 0 | 0 |  | 1 | TRUE | wye
73 | MV_460_0_load_112 | 140 | 0.30035 | 0.14546 | 0 | 0 |  | 1 | TRUE | wye
74 | MV_460_0_load_116 | 141 | 0.16601 | 0.080403 | 0 | 0 |  | 1 | TRUE | wye
75 | MV_460_0_load_130 | 144 | 0.2099 | 0.10166 | 0 | 0 |  | 1 | TRUE | wye
76 | MV_460_0_load_136 | 146 | 0.22324 | 0.10812 | 0 | 0 |  | 1 | TRUE | wye
77 | MV_460_0_load_126 | 147 | 0.096248 | 0.046615 | 0 | 0 |  | 1 | TRUE | wye
78 | MV_460_0_load_145 | 151 | 0.70466 | 0.34128 | 0 | 0 |  | 1 | TRUE | wye
79 | MV_460_0_load_160 | 154 | 0.65395 | 0.31672 | 0 | 0 |  | 1 | TRUE | wye
80 | MV_460_0_load_131 | 155 | 0.1114 | 0.053952 | 0 | 0 |  | 1 | TRUE | wye
81 | MV_460_0_load_142 | 156 | 0.12253 | 0.059343 | 0 | 0 |  | 1 | TRUE | wye
82 | MV_460_0_load_161 | 157 | 0.14107 | 0.068325 | 0 | 0 |  | 1 | TRUE | wye

## ext_grid
| name | bus | vm_pu | va_degree | slack_weight | in_service
0 |  | 62 | 1 | 0 | 1 | TRUE

## line
| name | std_type | from_bus | to_bus | length_km | r_ohm_per_km | x_ohm_per_km | c_nf_per_km | g_us_per_km | max_i_ka | df | parallel | type | in_service
0 | MV_460_0_line_0 |  | 0 | 1 | 0.026778 | 0.445 | 0.132 | 190 | 0 | 0.22 | 1 | 1 | cs | TRUE
1 | MV_460_0_line_1 |  | 0 | 2 | 0.044365 | 0.445 | 0.132 | 190 | 0 | 0.22 | 1 | 1 | cs | TRUE
2 | MV_460_0_line_2 |  | 1 | 3 | 0.99509 | 0.5939 | 0.372 | 9.5 | 0 | 0.21 | 1 | 1 | ol | TRUE
3 | MV_460_0_line_3 |  | 2 | 4 | 0.4155 | 0.445 | 0.132 | 190 | 0 | 0.22 | 1 | 1 | cs | TRUE
4 | MV_460_0_line_4 |  | 2 | 5 | 0.8407 | 0.5939 | 0.372 | 9.5 | 0 | 0.21 | 1 | 1 | ol | TRUE
5 | MV_460_0_line_5 |  | 3 | 6 | 0.016588 | 0.5939 | 0.372 | 9.5 | 0 | 0.21 | 1 | 1 | ol | TRUE
6 | MV_460_0_line_6 |  | 3 | 7 | 0.21694 | 0.445 | 0.132 | 190 | 0 | 0.22 | 1 | 1 | cs | TRUE
7 | MV_460_0_line_7 |  | 4 | 8 | 0.042639 | 0.445 | 0.132 | 190 | 0 | 0.22 | 1 | 1 | cs | TRUE
8 | MV_460_0_line_8 |  | 4 | 9 | 0.010395 | 0.445 | 0.132 | 190 | 0 | 0.22 | 1 | 1 | cs | TRUE
9 | MV_460_0_line_9 |  | 5 | 11 | 0.07782 | 0.445 | 0.132 | 190 | 0 | 0.22 | 1 | 1 | cs | TRUE
10 | MV_460_0_line_10 |  | 5 | 10 | 0.11498 | 0.445 | 0.132 | 190 | 0 | 0.22 | 1 | 1 | cs | TRUE
11 | MV_460_0_line_11 |  | 6 | 14 | 0.3238 | 0.5939 | 0.372 | 9.5 | 0 | 0.21 | 1 | 1 | ol | TRUE
12 | MV_460_0_line_12 |  | 6 | 15 | 0.37232 | 0.5939 | 0.372 | 9.5 | 0 | 0.21 | 1 | 1 | ol | TRUE
13 | MV_460_0_line_13 |  | 6 | 16 | 0.020539 | 0.5939 | 0.372 | 9.5 | 0 | 0.21 | 1 | 1 | ol | TRUE
14 | MV_460_0_line_14 |  | 7 | 92 | 0.41161 | 0.445 | 0.132 | 190 | 0 | 0.22 | 1 | 1 | cs | TRUE
15 | MV_460_0_line_15 |  | 7 | 90 | 0.036321 | 0.445 | 0.132 | 190 | 0 | 0.22 | 1 | 1 | cs | TRUE
16 | MV_460_0_line_16 |  | 11 | 12 | 0.12388 | 0.445 | 0.132 | 190 | 0 | 0.22 | 1 | 1 | cs | TRUE
17 | MV_460_0_line_17 |  | 12 | 13 | 1.3925 | 0.5939 | 0.372 | 9.5 | 0 | 0.21 | 1 | 1 | ol | TRUE
18 | MV_460_0_line_18 |  | 14 | 89 | 0.060077 | 0.445 | 0.132 | 190 | 0 | 0.22 | 1 | 1 | cs | TRUE
19 | MV_460_0_line_19 |  | 15 | 17 | 0.052327 | 0.445 | 0.132 | 190 | 0 | 0.22 | 1 | 1 | cs | TRUE
20 | MV_460_0_line_20 |  | 16 | 20 | 0.032583 | 0.445 | 0.132 | 190 | 0 | 0.22 | 1 | 1 | cs | TRUE
21 | MV_460_0_line_21 |  | 17 | 18 | 0.011357 | 0.445 | 0.132 | 190 | 0 | 0.22 | 1 | 1 | cs | TRUE
22 | MV_460_0_line_22 |  | 18 | 19 | 0.056318 | 0.445 | 0.132 | 190 | 0 | 0.22 | 1 | 1 | cs | TRUE
23 | MV_460_0_line_23 |  | 19 | 86 | 0.062191 | 0.445 | 0.132 | 190 | 0 | 0.22 | 1 | 1 | cs | TRUE
24 | MV_460_0_line_24 |  | 21 | 22 | 0.15892 | 0.445 | 0.132 | 190 | 0 | 0.22 | 1 | 1 | cs | TRUE
25 | MV_460_0_line_25 |  | 22 | 23 | 1.4593 | 0.445 | 0.132 | 190 | 0 | 0.22 | 1 | 1 | cs | TRUE
26 | MV_460_0_line_26 |  | 23 | 29 | 0.43476 | 0.445 | 0.132 | 190 | 0 | 0.22 | 1 | 1 | cs | TRUE
27 | MV_460_0_line_27 |  | 23 | 30 | 0.068171 | 0.445 | 0.132 | 190 | 0 | 0.22 | 1 | 1 | cs | TRUE
28 | MV_460_0_line_28 |  | 24 | 25 | 2.716 | 0.0595 | 0.16 | 22 | 0 | 1.29 | 1 | 1 | ol | TRUE
29 | MV_460_0_line_29 |  | 24 | 26 | 0.050442 | 0.0515 | 0.029 | 1000 | 0 | 1.276 | 1 | 1 | cs | TRUE
30 | MV_460_0_line_30 |  | 25 | 48 | 0.54941 | 0.0515 | 0.029 | 1000 | 0 | 1.276 | 1 | 1 | cs | TRUE
31 | MV_460_0_line_31 |  | 25 | 49 | 0.12303 | 0.5939 | 0.372 | 9.5 | 0 | 0.21 | 1 | 1 | ol | TRUE
32 | MV_460_0_line_32 |  | 25 | 46 | 1.413 | 0.0515 | 0.029 | 1000 | 0 | 1.276 | 1 | 1 | cs | TRUE
33 | MV_460_0_line_33 |  | 26 | 32 | 0.061676 | 0.0515 | 0.029 | 1000 | 0 | 1.276 | 1 | 1 | cs | TRUE
34 | MV_460_0_line_34 |  | 26 | 27 | 0.50863 | 0.0595 | 0.16 | 22 | 0 | 1.29 | 1 | 1 | ol | TRUE
35 | MV_460_0_line_35 |  | 27 | 28 | 0.0514 | 0.0595 | 0.16 | 22 | 0 | 1.29 | 1 | 1 | ol | TRUE
36 | MV_460_0_line_36 |  | 28 | 53 | 0.029908 | 0.445 | 0.132 | 190 | 0 | 0.22 | 1 | 1 | cs | TRUE
37 | MV_460_0_line_37 |  | 28 | 54 | 1.1302 | 0.0515 | 0.029 | 1000 | 0 | 1.276 | 1 | 1 | cs | TRUE
38 | MV_460_0_line_38 |  | 29 | 31 | 0.035776 | 0.445 | 0.132 | 190 | 0 | 0.22 | 1 | 1 | cs | TRUE
39 | MV_460_0_line_39 |  | 31 | 51 | 0.052056 | 0.161 | 0.117 | 273 | 0 | 0.362 | 1 | 1 | cs | TRUE
40 | MV_460_0_line_40 |  | 31 | 41 | 0.050218 | 0.161 | 0.117 | 273 | 0 | 0.362 | 1 | 1 | cs | TRUE
41 | MV_460_0_line_41 |  | 32 | 33 | 0.78719 | 0.061 | 0.056 | 608 | 0 | 0.842 | 1 | 1 | cs | TRUE
42 | MV_460_0_line_42 |  | 33 | 52 | 0.058777 | 0.5939 | 0.372 | 9.5 | 0 | 0.21 | 1 | 1 | ol | TRUE
43 | MV_460_0_line_43 |  | 34 | 35 | 0.024879 | 0.5939 | 0.372 | 9.5 | 0 | 0.21 | 1 | 1 | ol | TRUE
44 | MV_460_0_line_44 |  | 35 | 36 | 1.0848 | 0.445 | 0.132 | 190 | 0 | 0.22 | 1 | 1 | cs | TRUE
45 | MV_460_0_line_45 |  | 36 | 37 | 0.006907 | 0.445 | 0.132 | 190 | 0 | 0.22 | 1 | 1 | cs | TRUE
46 | MV_460_0_line_46 |  | 36 | 38 | 1.0689 | 0.445 | 0.132 | 190 | 0 | 0.22 | 1 | 1 | cs | TRUE
47 | MV_460_0_line_47 |  | 38 | 39 | 0.027573 | 0.445 | 0.132 | 190 | 0 | 0.22 | 1 | 1 | cs | TRUE
48 | MV_460_0_line_48 |  | 39 | 40 | 0.023742 | 0.445 | 0.132 | 190 | 0 | 0.22 | 1 | 1 | cs | TRUE
49 | MV_460_0_line_49 |  | 40 | 41 | 0.60678 | 0.161 | 0.117 | 273 | 0 | 0.362 | 1 | 1 | cs | TRUE
50 | MV_460_0_line_50 |  | 40 | 42 | 0.33178 | 0.445 | 0.132 | 190 | 0 | 0.22 | 1 | 1 | cs | TRUE
51 | MV_460_0_line_51 |  | 42 | 43 | 0.13696 | 0.5939 | 0.372 | 9.5 | 0 | 0.21 | 1 | 1 | ol | TRUE
52 | MV_460_0_line_52 |  | 44 | 45 | 0.23465 | 0.5939 | 0.372 | 9.5 | 0 | 0.21 | 1 | 1 | ol | TRUE
53 | MV_460_0_line_53 |  | 45 | 47 | 0.043703 | 0.445 | 0.132 | 190 | 0 | 0.22 | 1 | 1 | cs | TRUE
54 | MV_460_0_line_54 |  | 46 | 47 | 0.17468 | 0.445 | 0.132 | 190 | 0 | 0.22 | 1 | 1 | cs | TRUE
55 | MV_460_0_line_55 |  | 48 | 50 | 0.022479 | 0.445 | 0.132 | 190 | 0 | 0.22 | 1 | 1 | cs | TRUE
56 | MV_460_0_line_56 |  | 48 | 51 | 1.2808 | 0.161 | 0.117 | 273 | 0 | 0.362 | 1 | 1 | cs | TRUE
57 | MV_460_0_line_57 |  | 53 | 70 | 0.03556 | 0.445 | 0.132 | 190 | 0 | 0.22 | 1 | 1 | cs | TRUE
58 | MV_460_0_line_58 |  | 54 | 73 | 0.092316 | 0.445 | 0.132 | 190 | 0 | 0.22 | 1 | 1 | cs | TRUE
59 | MV_460_0_line_59 |  | 54 | 67 | 0.74505 | 0.0515 | 0.029 | 1000 | 0 | 1.276 | 1 | 1 | cs | TRUE
60 | MV_460_0_line_60 |  | 55 | 56 | 0.17195 | 0.5939 | 0.372 | 9.5 | 0 | 0.21 | 1 | 1 | ol | TRUE
61 | MV_460_0_line_61 |  | 56 | 57 | 0.42025 | 0.445 | 0.132 | 190 | 0 | 0.22 | 1 | 1 | cs | TRUE
62 | MV_460_0_line_62 |  | 57 | 64 | 0.085652 | 0.445 | 0.132 | 190 | 0 | 0.22 | 1 | 1 | cs | TRUE
63 | MV_460_0_line_63 |  | 57 | 59 | 0.27911 | 0.445 | 0.132 | 190 | 0 | 0.22 | 1 | 1 | cs | TRUE
64 | MV_460_0_line_64 |  | 58 | 59 | 0.038595 | 0.0515 | 0.029 | 1000 | 0 | 1.276 | 1 | 1 | cs | TRUE
65 | MV_460_0_line_65 |  | 58 | 60 | 0.099724 | 0.0515 | 0.029 | 1000 | 0 | 1.276 | 1 | 1 | cs | TRUE
66 | MV_460_0_line_66 |  | 58 | 61 | 0.11999 | 0.445 | 0.132 | 190 | 0 | 0.22 | 1 | 1 | cs | TRUE
67 | MV_460_0_line_67 |  | 59 | 62 | 0.19978 | 0.0515 | 0.029 | 1000 | 0 | 1.276 | 1 | 1 | cs | TRUE
68 | MV_460_0_line_68 |  | 59 | 63 | 0.042295 | 0.445 | 0.132 | 190 | 0 | 0.22 | 1 | 1 | cs | TRUE
69 | MV_460_0_line_69 |  | 60 | 66 | 0.024767 | 0.445 | 0.132 | 190 | 0 | 0.22 | 1 | 1 | cs | TRUE
70 | MV_460_0_line_70 |  | 60 | 67 | 0.26176 | 0.0515 | 0.029 | 1000 | 0 | 1.276 | 1 | 1 | cs | TRUE
71 | MV_460_0_line_71 |  | 61 | 68 | 0.01105 | 0.445 | 0.132 | 190 | 0 | 0.22 | 1 | 1 | cs | TRUE
72 | MV_460_0_line_72 |  | 62 | 65 | 0.03838 | 0.5939 | 0.372 | 9.5 | 0 | 0.21 | 1 | 1 | ol | TRUE
73 | MV_460_0_line_73 |  | 63 | 69 | 0.040646 | 0.445 | 0.132 | 190 | 0 | 0.22 | 1 | 1 | cs | TRUE
74 | MV_460_0_line_74 |  | 67 | 71 | 1.2258 | 0.0515 | 0.029 | 1000 | 0 | 1.276 | 1 | 1 | cs | TRUE
75 | MV_460_0_line_75 |  | 67 | 72 | 0.099271 | 0.445 | 0.132 | 190 | 0 | 0.22 | 1 | 1 | cs | TRUE
76 | MV_460_0_line_76 |  | 69 | 75 | 0.024798 | 0.445 | 0.132 | 190 | 0 | 0.22 | 1 | 1 | cs | TRUE
77 | MV_460_0_line_77 |  | 71 | 74 | 0.10119 | 0.0515 | 0.029 | 1000 | 0 | 1.276 | 1 | 1 | cs | TRUE
78 | MV_460_0_line_78 |  | 74 | 131 | 0.012647 | 0.0515 | 0.029 | 1000 | 0 | 1.276 | 1 | 1 | cs | TRUE
79 | MV_460_0_line_79 |  | 76 | 77 | 0.057761 | 0.445 | 0.132 | 190 | 0 | 0.22 | 1 | 1 | cs | TRUE
80 | MV_460_0_line_80 |  | 77 | 78 | 0.034461 | 0.445 | 0.132 | 190 | 0 | 0.22 | 1 | 1 | cs | TRUE
81 | MV_460_0_line_81 |  | 77 | 79 | 0.023992 | 0.445 | 0.132 | 190 | 0 | 0.22 | 1 | 1 | cs | TRUE
82 | MV_460_0_line_82 |  | 78 | 80 | 0.033937 | 0.445 | 0.132 | 190 | 0 | 0.22 | 1 | 1 | cs | TRUE
83 | MV_460_0_line_83 |  | 79 | 81 | 0.037034 | 0.445 | 0.132 | 190 | 0 | 0.22 | 1 | 1 | cs | TRUE
84 | MV_460_0_line_84 |  | 80 | 82 | 0.0449 | 0.445 | 0.132 | 190 | 0 | 0.22 | 1 | 1 | cs | TRUE
85 | MV_460_0_line_85 |  | 81 | 83 | 0.086996 | 0.445 | 0.132 | 190 | 0 | 0.22 | 1 | 1 | cs | TRUE
86 | MV_460_0_line_86 |  | 82 | 141 | 0.006174 | 0.445 | 0.132 | 190 | 0 | 0.22 | 1 | 1 | cs | TRUE
87 | MV_460_0_line_87 |  | 82 | 140 | 0.017837 | 0.445 | 0.132 | 190 | 0 | 0.22 | 1 | 1 | cs | TRUE
88 | MV_460_0_line_88 |  | 83 | 94 | 0.006821 | 0.445 | 0.132 | 190 | 0 | 0.22 | 1 | 1 | cs | TRUE
89 | MV_460_0_line_89 |  | 84 | 85 | 0.0019748 | 0.445 | 0.132 | 190 | 0 | 0.22 | 1 | 1 | cs | TRUE
90 | MV_460_0_line_90 |  | 85 | 86 | 0.23327 | 0.445 | 0.132 | 190 | 0 | 0.22 | 1 | 1 | cs | TRUE
91 | MV_460_0_line_91 |  | 86 | 87 | 0.005127 | 0.445 | 0.132 | 190 | 0 | 0.22 | 1 | 1 | cs | TRUE
92 | MV_460_0_line_92 |  | 87 | 88 | 0.007235 | 0.445 | 0.132 | 190 | 0 | 0.22 | 1 | 1 | cs | TRUE
93 | MV_460_0_line_93 |  | 90 | 91 | 0.11185 | 0.445 | 0.132 | 190 | 0 | 0.22 | 1 | 1 | cs | TRUE
94 | MV_460_0_line_94 |  | 92 | 99 | 1.0835 | 0.445 | 0.132 | 190 | 0 | 0.22 | 1 | 1 | cs | TRUE
95 | MV_460_0_line_95 |  | 92 | 101 | 0.17349 | 0.5939 | 0.372 | 9.5 | 0 | 0.21 | 1 | 1 | ol | TRUE
96 | MV_460_0_line_96 |  | 93 | 94 | 0.038451 | 0.445 | 0.132 | 190 | 0 | 0.22 | 1 | 1 | cs | TRUE
97 | MV_460_0_line_97 |  | 93 | 95 | 0.17012 | 0.445 | 0.132 | 190 | 0 | 0.22 | 1 | 1 | cs | TRUE
98 | MV_460_0_line_98 |  | 93 | 96 | 0.017147 | 0.445 | 0.132 | 190 | 0 | 0.22 | 1 | 1 | cs | TRUE
99 | MV_460_0_line_99 |  | 95 | 104 | 0.038262 | 0.0515 | 0.029 | 1000 | 0 | 1.276 | 1 | 1 | cs | TRUE
100 | MV_460_0_line_100 |  | 95 | 99 | 0.18181 | 0.161 | 0.117 | 273 | 0 | 0.362 | 1 | 1 | cs | TRUE
101 | MV_460_0_line_101 |  | 96 | 105 | 0.04302 | 0.445 | 0.132 | 190 | 0 | 0.22 | 1 | 1 | cs | TRUE
102 | MV_460_0_line_102 |  | 97 | 98 | 0.035636 | 0.445 | 0.132 | 190 | 0 | 0.22 | 1 | 1 | cs | TRUE
103 | MV_460_0_line_103 |  | 97 | 99 | 0.081899 | 0.445 | 0.132 | 190 | 0 | 0.22 | 1 | 1 | cs | TRUE
104 | MV_460_0_line_104 |  | 97 | 100 | 0.050455 | 0.445 | 0.132 | 190 | 0 | 0.22 | 1 | 1 | cs | TRUE
105 | MV_460_0_line_105 |  | 98 | 106 | 0.019818 | 0.445 | 0.132 | 190 | 0 | 0.22 | 1 | 1 | cs | TRUE
106 | MV_460_0_line_106 |  | 99 | 102 | 0.013928 | 0.445 | 0.132 | 190 | 0 | 0.22 | 1 | 1 | cs | TRUE
107 | MV_460_0_line_107 |  | 99 | 103 | 0.046862 | 0.445 | 0.132 | 190 | 0 | 0.22 | 1 | 1 | cs | TRUE
108 | MV_460_0_line_108 |  | 100 | 107 | 0.0035961 | 0.445 | 0.132 | 190 | 0 | 0.22 | 1 | 1 | cs | TRUE
109 | MV_460_0_line_109 |  | 101 | 108 | 0.20155 | 0.5939 | 0.372 | 9.5 | 0 | 0.21 | 1 | 1 | ol | TRUE
110 | MV_460_0_line_110 |  | 104 | 109 | 0.008916 | 0.0515 | 0.029 | 1000 | 0 | 1.276 | 1 | 1 | cs | TRUE
111 | MV_460_0_line_111 |  | 108 | 110 | 0.1587 | 0.5939 | 0.372 | 9.5 | 0 | 0.21 | 1 | 1 | ol | TRUE
112 | MV_460_0_line_112 |  | 109 | 156 | 0.072308 | 0.445 | 0.132 | 190 | 0 | 0.22 | 1 | 1 | cs | TRUE
113 | MV_460_0_line_113 |  | 109 | 153 | 0.071558 | 0.0515 | 0.029 | 1000 | 0 | 1.276 | 1 | 1 | cs | TRUE
114 | MV_460_0_line_114 |  | 111 | 112 | 0.03848 | 0.445 | 0.132 | 190 | 0 | 0.22 | 1 | 1 | cs | TRUE
115 | MV_460_0_line_115 |  | 112 | 113 | 0.17751 | 0.445 | 0.132 | 190 | 0 | 0.22 | 1 | 1 | cs | TRUE
116 | MV_460_0_line_116 |  | 113 | 114 | 0.07083 | 0.445 | 0.132 | 190 | 0 | 0.22 | 1 | 1 | cs | TRUE
117 | MV_460_0_line_117 |  | 113 | 115 | 0.33478 | 0.5939 | 0.372 | 9.5 | 0 | 0.21 | 1 | 1 | ol | TRUE
118 | MV_460_0_line_118 |  | 114 | 116 | 0.12839 | 0.445 | 0.132 | 190 | 0 | 0.22 | 1 | 1 | cs | TRUE
119 | MV_460_0_line_119 |  | 115 | 117 | 0.040567 | 0.445 | 0.132 | 190 | 0 | 0.22 | 1 | 1 | cs | TRUE
120 | MV_460_0_line_120 |  | 116 | 118 | 0.069458 | 0.445 | 0.132 | 190 | 0 | 0.22 | 1 | 1 | cs | TRUE
121 | MV_460_0_line_121 |  | 118 | 133 | 0.060227 | 0.445 | 0.132 | 190 | 0 | 0.22 | 1 | 1 | cs | TRUE
122 | MV_460_0_line_122 |  | 118 | 134 | 0.061636 | 0.0515 | 0.029 | 1000 | 0 | 1.276 | 1 | 1 | cs | TRUE
123 | MV_460_0_line_123 |  | 118 | 130 | 0.062741 | 0.0515 | 0.029 | 1000 | 0 | 1.276 | 1 | 1 | cs | TRUE
124 | MV_460_0_line_124 |  | 119 | 120 | 0.051863 | 0.445 | 0.132 | 190 | 0 | 0.22 | 1 | 1 | cs | TRUE
125 | MV_460_0_line_125 |  | 120 | 121 | 0.097759 | 0.445 | 0.132 | 190 | 0 | 0.22 | 1 | 1 | cs | TRUE
126 | MV_460_0_line_126 |  | 121 | 122 | 0.06145 | 0.0515 | 0.029 | 1000 | 0 | 1.276 | 1 | 1 | cs | TRUE
127 | MV_460_0_line_127 |  | 121 | 123 | 0.049733 | 0.0515 | 0.029 | 1000 | 0 | 1.276 | 1 | 1 | cs | TRUE
128 | MV_460_0_line_128 |  | 122 | 124 | 0.046475 | 0.445 | 0.132 | 190 | 0 | 0.22 | 1 | 1 | cs | TRUE
129 | MV_460_0_line_129 |  | 122 | 125 | 0.098407 | 0.0515 | 0.029 | 1000 | 0 | 1.276 | 1 | 1 | cs | TRUE
130 | MV_460_0_line_130 |  | 123 | 126 | 0.045425 | 0.445 | 0.132 | 190 | 0 | 0.22 | 1 | 1 | cs | TRUE
131 | MV_460_0_line_131 |  | 123 | 127 | 0.052691 | 0.0515 | 0.029 | 1000 | 0 | 1.276 | 1 | 1 | cs | TRUE
132 | MV_460_0_line_132 |  | 125 | 131 | 0.040068 | 0.0515 | 0.029 | 1000 | 0 | 1.276 | 1 | 1 | cs | TRUE
133 | MV_460_0_line_133 |  | 126 | 132 | 0.028993 | 0.445 | 0.132 | 190 | 0 | 0.22 | 1 | 1 | cs | TRUE
134 | MV_460_0_line_134 |  | 127 | 130 | 0.017815 | 0.0515 | 0.029 | 1000 | 0 | 1.276 | 1 | 1 | cs | TRUE
135 | MV_460_0_line_135 |  | 127 | 129 | 0.097276 | 0.445 | 0.132 | 190 | 0 | 0.22 | 1 | 1 | cs | TRUE
136 | MV_460_0_line_136 |  | 128 | 129 | 0.052332 | 0.445 | 0.132 | 190 | 0 | 0.22 | 1 | 1 | cs | TRUE
137 | MV_460_0_line_137 |  | 133 | 135 | 0.041334 | 0.445 | 0.132 | 190 | 0 | 0.22 | 1 | 1 | cs | TRUE
138 | MV_460_0_line_138 |  | 134 | 136 | 0.067567 | 0.0515 | 0.029 | 1000 | 0 | 1.276 | 1 | 1 | cs | TRUE
139 | MV_460_0_line_139 |  | 136 | 142 | 0.009792 | 0.0515 | 0.029 | 1000 | 0 | 1.276 | 1 | 1 | cs | TRUE
140 | MV_460_0_line_140 |  | 136 | 143 | 0.034217 | 0.445 | 0.132 | 190 | 0 | 0.22 | 1 | 1 | cs | TRUE
141 | MV_460_0_line_141 |  | 137 | 138 | 0.057035 | 0.445 | 0.132 | 190 | 0 | 0.22 | 1 | 1 | cs | TRUE
142 | MV_460_0_line_142 |  | 138 | 139 | 0.018254 | 0.445 | 0.132 | 190 | 0 | 0.22 | 1 | 1 | cs | TRUE
143 | MV_460_0_line_143 |  | 139 | 140 | 0.013175 | 0.445 | 0.132 | 190 | 0 | 0.22 | 1 | 1 | cs | TRUE
144 | MV_460_0_line_144 |  | 142 | 144 | 0.022397 | 0.0515 | 0.029 | 1000 | 0 | 1.276 | 1 | 1 | cs | TRUE
145 | MV_460_0_line_145 |  | 143 | 145 | 0.12061 | 0.445 | 0.132 | 190 | 0 | 0.22 | 1 | 1 | cs | TRUE
146 | MV_460_0_line_146 |  | 143 | 146 | 0.095424 | 0.445 | 0.132 | 190 | 0 | 0.22 | 1 | 1 | cs | TRUE
147 | MV_460_0_line_147 |  | 144 | 149 | 0.023183 | 0.0515 | 0.029 | 1000 | 0 | 1.276 | 1 | 1 | cs | TRUE
148 | MV_460_0_line_148 |  | 145 | 157 | 0.064989 | 0.5939 | 0.372 | 9.5 | 0 | 0.21 | 1 | 1 | ol | TRUE
149 | MV_460_0_line_149 |  | 147 | 148 | 0.031129 | 0.445 | 0.132 | 190 | 0 | 0.22 | 1 | 1 | cs | TRUE
150 | MV_460_0_line_150 |  | 148 | 149 | 0.0153 | 0.445 | 0.132 | 190 | 0 | 0.22 | 1 | 1 | cs | TRUE
151 | MV_460_0_line_151 |  | 149 | 150 | 0.017917 | 0.0515 | 0.029 | 1000 | 0 | 1.276 | 1 | 1 | cs | TRUE
152 | MV_460_0_line_152 |  | 150 | 151 | 0.070952 | 0.445 | 0.132 | 190 | 0 | 0.22 | 1 | 1 | cs | TRUE
153 | MV_460_0_line_153 |  | 150 | 152 | 0.12484 | 0.0515 | 0.029 | 1000 | 0 | 1.276 | 1 | 1 | cs | TRUE
154 | MV_460_0_line_154 |  | 152 | 155 | 0.012486 | 0.445 | 0.132 | 190 | 0 | 0.22 | 1 | 1 | cs | TRUE
155 | MV_460_0_line_155 |  | 152 | 153 | 0.15664 | 0.0515 | 0.029 | 1000 | 0 | 1.276 | 1 | 1 | cs | TRUE
156 | MV_460_0_line_156 |  | 153 | 154 | 0.039928 | 0.445 | 0.132 | 190 | 0 | 0.22 | 1 | 1 | cs | TRUE

## trafo
| name | std_type | hv_bus | lv_bus | sn_mva | vn_hv_kv | vn_lv_kv | vk_percent | vkr_percent | pfe_kw | i0_percent | shift_degree | tap_side | tap_neutral | tap_min | tap_max | tap_step_percent | tap_step_degree | tap_pos | tap_phase_shifter | parallel | df | in_service
0 | MV_460_0_trafo_17 | 25 MVA 110/20 kV | 158 | 62 | 25 | 110 | 20 | 12 | 0.41 | 14 | 0.07 | 150 | hv | 0 | -9 | 9 | 1.5 | 0 | 0 | FALSE | 1 | 1 | TRUE

## bus_geodata
| x | y | coords
0 | 2496891.1392 | 1111730.7164
1 | 2496869.8896 | 1111747.0887
2 | 2496923.7629 | 1111700.6864
3 | 2496280.7265 | 1112549.0178
4 | 2496626.4248 | 1111508.7987
5 | 2497756.3761 | 1111584.3652
6 | 2496266.4651 | 1112540.5456
7 | 2496422.2245 | 1112695.9895
8 | 2496584.6754 | 1111518.0396
9 | 2496616.2408 | 1111506.7137
10 | 2497789.7402 | 1111694.3709
11 | 2497833.9507 | 1111576.4399
12 | 2497957.6492 | 1111565.1806
13 | 2499273.802 | 1111110.3493
14 | 2495989.7598 | 1112708.7107
15 | 2495950.8019 | 1112343.1088
16 | 2496257.5025 | 1112522.0651
17 | 2495914.4059 | 1112326.4167
18 | 2495906.5763 | 1112318.1905
19 | 2495947.4195 | 1112280.2009
20 | 2496235.8988 | 1112497.6744
21 | 2502462.3994 | 1115080.4465
22 | 2502312.36 | 1115134.0885
23 | 2502144.9575 | 1114270.7676
24 | 2498699.9811 | 1113253.9849
25 | 2501201.2211 | 1114312.5011
26 | 2498660.466 | 1113222.6877
27 | 2498272.8325 | 1113551.9907
28 | 2498238.1807 | 1113514.0268
29 | 2502060.3276 | 1114040.4154
30 | 2502177.3182 | 1114224.0402
31 | 2502056.4877 | 1114007.9128
32 | 2498621.3839 | 1113177.9636
33 | 2498516.2589 | 1112552.5962
34 | 2502749.3455 | 1113845.3526
35 | 2502728.1336 | 1113832.352
36 | 2502869.8978 | 1113241.743
37 | 2502863.3566 | 1113239.4688
38 | 2502357.589 | 1113542.2705
39 | 2502337.053 | 1113560.7355
40 | 2502316.8929 | 1113573.2797
41 | 2502095.5777 | 1113976.2497
42 | 2502085.1724 | 1113459.2966
43 | 2502016.563 | 1113340.7662
44 | 2501534.5383 | 1115014.1737
45 | 2501331.4211 | 1114896.6749
46 | 2501416.4985 | 1114809.4009
47 | 2501310.6954 | 1114863.2698
48 | 2501670.2897 | 1114262.7324
49 | 2501271.672 | 1114413.359
50 | 2501691.6623 | 1114269.8786
51 | 2502038.955 | 1113959.3441
52 | 2498479.9197 | 1112506.3984
53 | 2498217.0411 | 1113531.7156
54 | 2498008.699 | 1113548.3879
55 | 2497074.6947 | 1113042.1727
56 | 2497163.2336 | 1113189.573
57 | 2497341.4623 | 1113453.2381
58 | 2497480.4741 | 1113634.9645
59 | 2497487.9429 | 1113602.9733
60 | 2497564.0725 | 1113665.0129
61 | 2497427.8552 | 1113742.8024
62 | 2497584.0718 | 1113465.5481
63 | 2497449.8921 | 1113584.508
64 | 2497266.5926 | 1113411.7412
65 | 2497549.9309 | 1113448.0146
66 | 2497552.8749 | 1113687.1164
67 | 2497724.6631 | 1113687.7011
68 | 2497422.924 | 1113752.6908
69 | 2497413.3242 | 1113566.7623
70 | 2498194.3821 | 1113504.3097
71 | 2497302.6044 | 1113980.2316
72 | 2497665.3313 | 1113767.2908
73 | 2497948.6525 | 1113479.2449
74 | 2497218.5341 | 1113923.9224
75 | 2497402.4979 | 1113589.0717
76 | 2497293.41 | 1113642.1294
77 | 2497246.5581 | 1113608.3465
78 | 2497262.4418 | 1113578.3801
79 | 2497233.3318 | 1113628.3632
80 | 2497247.178 | 1113550.0869
81 | 2497212.9155 | 1113659.261
82 | 2497209.9168 | 1113525.0378
83 | 2497140.4333 | 1113611.1504
84 | 2495853.5227 | 1112153.5739
85 | 2495852.265 | 1112152.0514
86 | 2495993.9873 | 1112238.9934
87 | 2495997.5131 | 1112242.7242
88 | 2496003.5509 | 1112246.0559
89 | 2495957.9946 | 1112657.7683
90 | 2496443.4528 | 1112666.908
91 | 2496487.7227 | 1112701.5953
92 | 2496467.5671 | 1112983.4862
93 | 2497102.7392 | 1113585.9416
94 | 2497134.557 | 1113607.6591
95 | 2496962.2415 | 1113490.0924
96 | 2497112.0031 | 1113571.4972
97 | 2497124.2628 | 1113444.2858
98 | 2497105.2651 | 1113474.4359
99 | 2497072.4696 | 1113419.1168
100 | 2497157.0135 | 1113427.1224
101 | 2496480.8019 | 1113156.4702
102 | 2497073.2595 | 1113405.2116
103 | 2497046.496 | 1113458.1222
104 | 2496931.2803 | 1113467.4939
105 | 2497135.1596 | 1113602.8781
106 | 2497094.7001 | 1113491.2028
107 | 2497158.9937 | 1113424.1207
108 | 2496281.1644 | 1113184.1528
109 | 2496924.0679 | 1113462.2244
110 | 2496148.0886 | 1113097.6774
111 | 2497014.7043 | 1114030.2512
112 | 2496982.5812 | 1114009.065
113 | 2496833.4072 | 1113912.2215
114 | 2496871.6302 | 1113852.5907
115 | 2496586.9241 | 1114138.7711
116 | 2496850.5094 | 1113763.1464
117 | 2496555.3045 | 1114113.2507
118 | 2496888.8483 | 1113705.1675
119 | 2496957.1678 | 1113930.4642
120 | 2496986.2696 | 1113887.536
121 | 2497041.1252 | 1113806.6182
122 | 2497092.9747 | 1113839.8244
123 | 2496999.5721 | 1113779.2965
124 | 2497118.4595 | 1113800.9603
125 | 2497174.7361 | 1113894.5871
126 | 2496973.8967 | 1113816.7677
127 | 2496955.7832 | 1113749.9897
128 | 2496872.4953 | 1113874.271
129 | 2496901.6294 | 1113830.7985
130 | 2496940.9802 | 1113740.0771
131 | 2497208.0266 | 1113916.8846
132 | 2496968.1054 | 1113814.9828
133 | 2496922.8396 | 1113655.3904
134 | 2496839.0502 | 1113668.8476
135 | 2496945.5903 | 1113620.8806
136 | 2496784.4607 | 1113629.0312
137 | 2497187.1124 | 1113454.8439
138 | 2497166.4122 | 1113505.2307
139 | 2497184.1538 | 1113507.7754
140 | 2497195.0988 | 1113515.1091
141 | 2497213.196 | 1113519.801
142 | 2496776.5518 | 1113623.229
143 | 2496763.5955 | 1113656.1931
144 | 2496758.4106 | 1113610.0934
145 | 2496814.3089 | 1113737.6693
146 | 2496702.2041 | 1113727.7369
147 | 2496711.2538 | 1113633.2612
148 | 2496730.3316 | 1113608.6635
149 | 2496739.6335 | 1113596.4971
150 | 2496726.5861 | 1113584.2897
151 | 2496679.2134 | 1113637.0649
152 | 2496754.7799 | 1113480.0091
153 | 2496866.3504 | 1113419.9249
154 | 2496901.5039 | 1113403.3601
155 | 2496748.584 | 1113469.5766
156 | 2496879.3917 | 1113515.1744
157 | 2496777.0801 | 1113790.9378
158 | 2497584.0718 | 1113465.5481

## line_std_types
| c_nf_per_km | r_ohm_per_km | x_ohm_per_km | max_i_ka | type | q_mm2 | alpha | voltage_rating
NAYY 4x50 SE | 210 | 0.642 | 0.083 | 0.142 | cs | 50 | 0.00403 | LV
NAYY 4x120 SE | 264 | 0.225 | 0.08 | 0.242 | cs | 120 | 0.00403 | LV
NAYY 4x150 SE | 261 | 0.208 | 0.08 | 0.27 | cs | 150 | 0.00403 | LV
NA2XS2Y 1x95 RM/25 12/20 kV | 216 | 0.313 | 0.132 | 0.252 | cs | 95 | 0.00403 | MV
NA2XS2Y 1x185 RM/25 12/20 kV | 273 | 0.161 | 0.117 | 0.362 | cs | 185 | 0.00403 | MV
NA2XS2Y 1x240 RM/25 12/20 kV | 304 | 0.122 | 0.112 | 0.421 | cs | 240 | 0.00403 | MV
NA2XS2Y 1x95 RM/25 6/10 kV | 315 | 0.313 | 0.123 | 0.249 | cs | 95 | 0.00403 | MV
NA2XS2Y 1x185 RM/25 6/10 kV | 406 | 0.161 | 0.11 | 0.358 | cs | 185 | 0.00403 | MV
NA2XS2Y 1x240 RM/25 6/10 kV | 456 | 0.122 | 0.105 | 0.416 | cs | 240 | 0.00403 | MV
NA2XS2Y 1x150 RM/25 12/20 kV | 250 | 0.206 | 0.116 | 0.319 | cs | 150 | 0.00403 | MV
NA2XS2Y 1x120 RM/25 12/20 kV | 230 | 0.253 | 0.119 | 0.283 | cs | 120 | 0.00403 | MV
NA2XS2Y 1x70 RM/25 12/20 kV | 190 | 0.443 | 0.132 | 0.22 | cs | 70 | 0.00403 | MV
NA2XS2Y 1x150 RM/25 6/10 kV | 360 | 0.206 | 0.11 | 0.315 | cs | 150 | 0.00403 | MV
NA2XS2Y 1x120 RM/25 6/10 kV | 340 | 0.253 | 0.113 | 0.28 | cs | 120 | 0.00403 | MV
NA2XS2Y 1x70 RM/25 6/10 kV | 280 | 0.443 | 0.123 | 0.217 | cs | 70 | 0.00403 | MV
N2XS(FL)2Y 1x120 RM/35 64/110 kV | 112 | 0.153 | 0.166 | 0.366 | cs | 120 | 0.00393 | HV
N2XS(FL)2Y 1x185 RM/35 64/110 kV | 125 | 0.099 | 0.156 | 0.457 | cs | 185 | 0.00393 | HV
N2XS(FL)2Y 1x240 RM/35 64/110 kV | 135 | 0.075 | 0.149 | 0.526 | cs | 240 | 0.00393 | HV
N2XS(FL)2Y 1x300 RM/35 64/110 kV | 144 | 0.06 | 0.144 | 0.588 | cs | 300 | 0.00393 | HV
15-AL1/3-ST1A 0.4 | 11 | 1.8769 | 0.35 | 0.105 | ol | 16 | 0.00403 | LV
24-AL1/4-ST1A 0.4 | 11.25 | 1.2012 | 0.335 | 0.14 | ol | 24 | 0.00403 | LV
48-AL1/8-ST1A 0.4 | 12.2 | 0.5939 | 0.3 | 0.21 | ol | 48 | 0.00403 | LV
94-AL1/15-ST1A 0.4 | 13.2 | 0.306 | 0.29 | 0.35 | ol | 94 | 0.00403 | LV
34-AL1/6-ST1A 10.0 | 9.7 | 0.8342 | 0.36 | 0.17 | ol | 34 | 0.00403 | MV
48-AL1/8-ST1A 10.0 | 10.1 | 0.5939 | 0.35 | 0.21 | ol | 48 | 0.00403 | MV
70-AL1/11-ST1A 10.0 | 10.4 | 0.4132 | 0.339 | 0.29 | ol | 70 | 0.00403 | MV
94-AL1/15-ST1A 10.0 | 10.75 | 0.306 | 0.33 | 0.35 | ol | 94 | 0.00403 | MV
122-AL1/20-ST1A 10.0 | 11.1 | 0.2376 | 0.323 | 0.41 | ol | 122 | 0.00403 | MV
149-AL1/24-ST1A 10.0 | 11.25 | 0.194 | 0.315 | 0.47 | ol | 149 | 0.00403 | MV
34-AL1/6-ST1A 20.0 | 9.15 | 0.8342 | 0.382 | 0.17 | ol | 34 | 0.00403 | MV
48-AL1/8-ST1A 20.0 | 9.5 | 0.5939 | 0.372 | 0.21 | ol | 48 | 0.00403 | MV
70-AL1/11-ST1A 20.0 | 9.7 | 0.4132 | 0.36 | 0.29 | ol | 70 | 0.00403 | MV
94-AL1/15-ST1A 20.0 | 10 | 0.306 | 0.35 | 0.35 | ol | 94 | 0.00403 | MV
122-AL1/20-ST1A 20.0 | 10.3 | 0.2376 | 0.344 | 0.41 | ol | 122 | 0.00403 | MV
149-AL1/24-ST1A 20.0 | 10.5 | 0.194 | 0.337 | 0.47 | ol | 149 | 0.00403 | MV
184-AL1/30-ST1A 20.0 | 10.75 | 0.1571 | 0.33 | 0.535 | ol | 184 | 0.00403 | MV
243-AL1/39-ST1A 20.0 | 11 | 0.1188 | 0.32 | 0.645 | ol | 243 | 0.00403 | MV
48-AL1/8-ST1A 110.0 | 8 | 0.5939 | 0.46 | 0.21 | ol | 48 | 0.00403 | HV
70-AL1/11-ST1A 110.0 | 8.4 | 0.4132 | 0.45 | 0.29 | ol | 70 | 0.00403 | HV
94-AL1/15-ST1A 110.0 | 8.65 | 0.306 | 0.44 | 0.35 | ol | 94 | 0.00403 | HV
122-AL1/20-ST1A 110.0 | 8.5 | 0.2376 | 0.43 | 0.41 | ol | 122 | 0.00403 | HV
149-AL1/24-ST1A 110.0 | 8.75 | 0.194 | 0.41 | 0.47 | ol | 149 | 0.00403 | HV
184-AL1/30-ST1A 110.0 | 8.8 | 0.1571 | 0.4 | 0.535 | ol | 184 | 0.00403 | HV
243-AL1/39-ST1A 110.0 | 9 | 0.1188 | 0.39 | 0.645 | ol | 243 | 0.00403 | HV
305-AL1/39-ST1A 110.0 | 9.2 | 0.0949 | 0.38 | 0.74 | ol | 305 | 0.00403 | HV
490-AL1/64-ST1A 110.0 | 9.75 | 0.059 | 0.37 | 0.96 | ol | 490 | 0.00403 | HV
679-AL1/86-ST1A 110.0 | 9.95 | 0.042 | 0.36 | 1.15 | ol | 679 | 0.00403 | HV
490-AL1/64-ST1A 220.0 | 10 | 0.059 | 0.285 | 0.96 | ol | 490 | 0.00403 | HV
679-AL1/86-ST1A 220.0 | 11.7 | 0.042 | 0.275 | 1.15 | ol | 679 | 0.00403 | HV
490-AL1/64-ST1A 380.0 | 11 | 0.059 | 0.253 | 0.96 | ol | 490 | 0.00403 | HV
679-AL1/86-ST1A 380.0 | 14.6 | 0.042 | 0.25 | 1.15 | ol | 679 | 0.00403 | HV

## trafo_std_types
| i0_percent | pfe_kw | vkr_percent | sn_mva | vn_lv_kv | vn_hv_kv | vk_percent | shift_degree | vector_group | tap_side | tap_neutral | tap_min | tap_max | tap_step_degree | tap_step_percent | tap_phase_shifter
160 MVA 380/110 kV | 0.06 | 60 | 0.25 | 160 | 110 | 380 | 12.2 | 0 | Yy0 | hv | 0 | -9 | 9 | 0 | 1.5 | FALSE
100 MVA 220/110 kV | 0.06 | 55 | 0.26 | 100 | 110 | 220 | 12 | 0 | Yy0 | hv | 0 | -9 | 9 | 0 | 1.5 | FALSE
63 MVA 110/20 kV | 0.04 | 22 | 0.32 | 63 | 20 | 110 | 18 | 150 | YNd5 | hv | 0 | -9 | 9 | 0 | 1.5 | FALSE
40 MVA 110/20 kV | 0.05 | 18 | 0.34 | 40 | 20 | 110 | 16.2 | 150 | YNd5 | hv | 0 | -9 | 9 | 0 | 1.5 | FALSE
25 MVA 110/20 kV | 0.07 | 14 | 0.41 | 25 | 20 | 110 | 12 | 150 | YNd5 | hv | 0 | -9 | 9 | 0 | 1.5 | FALSE
63 MVA 110/10 kV | 0.04 | 22 | 0.32 | 63 | 10 | 110 | 18 | 150 | YNd5 | hv | 0 | -9 | 9 | 0 | 1.5 | FALSE
40 MVA 110/10 kV | 0.05 | 18 | 0.34 | 40 | 10 | 110 | 16.2 | 150 | YNd5 | hv | 0 | -9 | 9 | 0 | 1.5 | FALSE
25 MVA 110/10 kV | 0.07 | 14 | 0.41 | 25 | 10 | 110 | 12 | 150 | YNd5 | hv | 0 | -9 | 9 | 0 | 1.5 | FALSE
0.25 MVA 20/0.4 kV | 0.32 | 0.8 | 1.44 | 0.25 | 0.4 | 20 | 6 | 150 | Yzn5 | hv | 0 | -2 | 2 | 0 | 2.5 | FALSE
0.4 MVA 20/0.4 kV | 0.3375 | 1.35 | 1.425 | 0.4 | 0.4 | 20 | 6 | 150 | Dyn5 | hv | 0 | -2 | 2 | 0 | 2.5 | FALSE
0.63 MVA 20/0.4 kV | 0.2619 | 1.65 | 1.206 | 0.63 | 0.4 | 20 | 6 | 150 | Dyn5 | hv | 0 | -2 | 2 | 0 | 2.5 | FALSE
0.25 MVA 10/0.4 kV | 0.24 | 0.6 | 1.2 | 0.25 | 0.4 | 10 | 4 | 150 | Dyn5 | hv | 0 | -2 | 2 | 0 | 2.5 | FALSE
0.4 MVA 10/0.4 kV | 0.2375 | 0.95 | 1.325 | 0.4 | 0.4 | 10 | 4 | 150 | Dyn5 | hv | 0 | -2 | 2 | 0 | 2.5 | FALSE
0.63 MVA 10/0.4 kV | 0.1873 | 1.18 | 1.0794 | 0.63 | 0.4 | 10 | 4 | 150 | Dyn5 | hv | 0 | -2 | 2 | 0 | 2.5 | FALSE

## trafo3w_std_types
| sn_hv_mva | sn_mv_mva | sn_lv_mva | vn_hv_kv | vn_mv_kv | vn_lv_kv | vk_hv_percent | vk_mv_percent | vk_lv_percent | vkr_hv_percent | vkr_mv_percent | vkr_lv_percent | pfe_kw | i0_percent | shift_mv_degree | shift_lv_degree | vector_group | tap_side | tap_neutral | tap_min | tap_max | tap_step_percent
63/25/38 MVA 110/20/10 kV | 63 | 25 | 38 | 110 | 20 | 10 | 10.4 | 10.4 | 10.4 | 0.28 | 0.32 | 0.35 | 35 | 0.89 | 0 | 0 | YN0yn0yn0 | hv | 0 | -10 | 10 | 1.2
63/25/38 MVA 110/10/10 kV | 63 | 25 | 38 | 110 | 10 | 10 | 10.4 | 10.4 | 10.4 | 0.28 | 0.32 | 0.35 | 35 | 0.89 | 0 | 0 | YN0yn0yn0 | hv | 0 | -10 | 10 | 1.2

## fuse_std_types
| fuse_type | i_rated_a | t_avg | t_min | t_total | x_avg | x_min | x_total
HV 100A | HV 100A | 100 | 0 | [10.0, 3.64, 0.854, 0.281, 0.1, 0.0531, 0.022, 0.01] | [10.0, 4.267, 1.21, 0.403, 0.1, 0.058, 0.022, 0.01] | 0 | [300.0, 350.0, 450.0, 550.0, 700.0, 850.0, 1200.0, 1752.0] | [600.0, 700.0, 900.0, 1150.0, 1665.0, 2000.0, 3000.0, 4313.0]
HV 10A | HV 10A | 10 | 0 | [10.0, 1675.0, 0.344, 0.156, 0.1, 0.0417, 0.0171, 0.01] | [10.0, 1.3, 0.3, 0.155, 0.1, 0.0555, 0.023, 0.01] | 0 | [30.0, 32.0, 35.0, 37.0, 39.0, 50.0, 70.0, 88.0] | [60.0, 70.0, 80.0, 87.0, 94.0, 110.0, 150.0, 216.0]
HV 125A | HV 125A | 125 | 0 | [10.0, 1.82, 0.344, 0.1, 0.0467, 0.0269, 0.01] | [10.0, 2.478, 0.426, 0.1, 0.0427, 0.0211, 0.01] | 0 | [375.0, 500.0, 700.0, 925.0, 1200.0, 1500.0, 2341.0] | [750.0, 1000.0, 1500.0, 2200.0, 3000.0, 4000.0, 5765.0]
HV 160A | HV 160A | 160 | 0 | [10.0, 4.15, 1.03, 0.198, 0.1, 0.051, 0.0172, 0.01] | [10.0, 2.3, 0.734, 0.274, 0.1, 0.046, 0.0177, 0.01] | 0 | [480.0, 550.0, 700.0, 1000.0, 1260.0, 1600.0, 2500.0, 3227.0] | [960.0, 1300.0, 1700.0, 2200.0, 2996.0, 4000.0, 6000.0, 7946.0]
HV 16A | HV 16A | 16 | 0 | [10.0, 0.352, 0.164, 0.1, 0.0649, 0.0342, 0.01] | [10.0, 2.34, 0.722, 0.181, 0.1, 0.055, 0.0296, 0.01] | 0 | [48.0, 60.0, 65.0, 71.0, 80.0, 100.0, 162.0] | [96.0, 110.0, 125.0, 150.0, 168.0, 200.0, 250.0, 398.0]
HV 200A | HV 200A | 200 | 0 | [10.0, 4.267, 1.21, 0.403, 0.1, 0.058, 0.022, 0.01] | [10.0, 3.73, 1.654, 0.328, 0.1, 0.0531, 0.019, 0.01] | 0 | [600.0, 700.0, 900.0, 1150.0, 1665.0, 2000.0, 3000.0, 4313.0] | [1200.0, 1500.0, 1800.0, 2700.0, 3960.0, 5000.0, 7500.0, 10620.0]
HV 20A | HV 20A | 20 | 0 | [10.0, 1.3, 0.3, 0.155, 0.1, 0.0555, 0.023, 0.01] | [10.0, 1.3, 0.161, 0.1, 0.0611, 0.0399, 0.0141, 0.01] | 0 | [60.0, 70.0, 80.0, 87.0, 94.0, 110.0, 150.0, 216.0] | [120.0, 150.0, 200.0, 223.0, 260.0, 300.0, 450.0, 532.0]
HV 25A | HV 25A | 25 | 0 | [10.0, 2.512, 0.833, 0.299, 0.1, 0.0372, 0.0223, 0.01] | [10.0, 3.125, 0.597, 0.198, 0.1, 0.0378, 0.022, 0.01] | 0 | [75.0, 82.0, 90.0, 100.0, 124.0, 170.0, 200.0, 289.0] | [150.0, 170.0, 210.0, 250.0, 294.0, 400.0, 500.0, 711.0]
HV 31.5A | HV 31.5A | 31.5 | 0 | [10.0, 2.34, 0.722, 0.181, 0.1, 0.055, 0.0296, 0.01] | [10.0, 2.84, 0.368, 0.164, 0.1, 0.0621, 0.0378, 0.0195, 0.01] | 0 | [95.0, 110.0, 125.0, 150.0, 165.0, 200.0, 250.0, 390.0] | [189.0, 220.0, 300.0, 350.0, 393.0, 450.0, 530.0, 700.0, 960.0]
HV 40A | HV 40A | 40 | 0 | [10.0, 1.3, 0.161, 0.1, 0.0611, 0.0399, 0.0141, 0.01] | [10.0, 2.05, 0.369, 0.198, 0.1, 0.051, 0.0298, 0.01] | 0 | [120.0, 150.0, 200.0, 223.0, 260.0, 300.0, 450.0, 532.0] | [240.0, 300.0, 400.0, 450.0, 530.0, 650.0, 800.0, 1311.0]
HV 50A | HV 50A | 50 | 0 | [10.0, 3.215, 0.597, 0.198, 0.1, 0.0378, 0.022, 0.01] | [10.0, 3.64, 0.854, 0.281, 0.1, 0.0531, 0.022, 0.01] | 0 | [150.0, 170.0, 210.0, 250.0, 294.0, 400.0, 500.0, 711.0] | [300.0, 350.0, 450.0, 550.0, 700.0, 850.0, 1200.0, 1752.0]
HV 6.3A | HV 6.3A | 6.3 | 0 | [10.0, 1.39, 0.344, 0.168, 0.1, 0.056, 0.0263, 0.01] | [10.0, 1.711, 0.516, 0.198, 0.1, 0.0634, 0.0303, 0.01] | 0 | [19.0, 19.5, 20.4, 20.8, 22.0, 25.0, 32.0, 48.0] | [38.0, 40.0, 43.0, 48.0, 53.0, 60.0, 75.0, 118.0]
HV 63A | HV 63A | 63 | 0 | [10.0, 2.84, 0.368, 0.164, 0.1, 0.0621, 0.0378, 0.0195, 0.01] | [10.0, 1.82, 0.344, 0.1, 0.0467, 0.0269, 0.01] | 0 | [189.0, 220.0, 300.0, 350.0, 393.0, 450.0, 530.0, 700.0, 961.0] | [378.0, 500.0, 700.0, 934.0, 1200.0, 1500.0, 2366.0]
HV 80A | HV 80A | 80 | 0 | [10.0, 2.05, 0.369, 0.198, 0.1, 0.051, 0.0298, 0.01] | [10.0, 4.15, 1.03, 0.198, 0.1, 0.051, 0.0172, 0.01] | 0 | [240.0, 300.0, 400.0, 450.0, 530.0, 650.0, 800.0, 1311.0] | [480.0, 550.0, 700.0, 1000.0, 1260.0, 1600.0, 2500.0, 3227.0]
Siemens NH-1-100 | Siemens NH-1-100 | 100 | [5400.0, 2000.0, 400.0, 20.0, 1.0, 0.2, 0.012, 0.004] | 0 | 0 | [150.0, 190.0, 250.0, 430.0, 900.0, 1250.0, 2700.0, 3600.0] | 0 | 0
Siemens NH-1-125 | Siemens NH-1-125 | 125 | [4800.0, 120.0, 7.0, 0.1, 0.004] | 0 | 0 | [180.0, 400.0, 740.0, 2000.0, 4250.0] | 0 | 0
Siemens NH-1-16 | Siemens NH-1-16 | 16 | [4000.0, 400.0, 2.0, 0.1, 0.04, 0.01] | 0 | 0 | [26.0, 35.0, 75.0, 150.0, 200.0, 300.0] | 0 | 0
Siemens NH-1-160 | Siemens NH-1-160 | 160 | [4800.0, 120.0, 7.0, 0.1, 0.004] | 0 | 0 | [210.0, 500.0, 900.0, 2300.0, 5000.0] | 0 | 0
Siemens NH-1-25 | Siemens NH-1-25 | 25 | [4000.0, 1000.0, 10.0, 0.2, 0.02, 0.01] | 0 | 0 | [40.0, 50.0, 100.0, 210.0, 400.0, 500.0] | 0 | 0
Siemens NH-1-50 | Siemens NH-1-50 | 50 | [4000.0, 40.0, 4.0, 1.0, 0.02, 0.01] | 0 | 0 | [86.0, 200.0, 300.0, 400.0, 1000.0, 1280.0] | 0 | 0
Siemens NH-1-63 | Siemens NH-1-63 | 63 | [4000.0, 100.0, 10.0, 2.0, 0.04, 0.01] | 0 | 0 | [100.0, 200.0, 300.0, 400.0, 1000.0, 1500.0] | 0 | 0
Siemens NH-1-80 | Siemens NH-1-80 | 80 | [4800.0, 120.0, 7.0, 0.1, 0.01] | 0 | 0 | [150.58, 250.0, 450.0, 1150.0, 2470.0] | 0 | 0
Siemens NH-2-1000 | Siemens NH-2-1000 | 1000 | [4800.0, 120.0, 7.0, 0.1, 0.004] | 0 | 0 | [1900.0, 3500.0, 8400.0, 24000.0, 52000.0] | 0 | 0
Siemens NH-2-200 | Siemens NH-2-200 | 200 | [4800.0, 120.0, 7.0, 0.1, 0.004] | 0 | 0 | [280.0, 650.0, 1200.0, 3000.0, 7000.0] | 0 | 0
Siemens NH-2-224 | Siemens NH-2-224 | 224 | [4800.0, 120.0, 7.0, 0.2, 0.04, 0.004] | 0 | 0 | [400.0, 750.0, 1453.0, 3025.0, 4315.0, 7600.0] | 0 | 0
Siemens NH-2-250 | Siemens NH-2-250 | 250 | [4800.0, 120.0, 7.0, 0.1, 0.004] | 0 | 0 | [450.0, 800.0, 1650.0, 4000.0, 8500.0] | 0 | 0
Siemens NH-2-315 | Siemens NH-2-315 | 315 | [4800.0, 120.0, 7.0, 0.1, 0.004] | 0 | 0 | [550.0, 920.0, 1900.0, 5000.0, 11000.0] | 0 | 0
Siemens NH-2-355 | Siemens NH-2-355 | 355 | [4800.0, 120.0, 6.0, 0.1, 0.004] | 0 | 0 | [650.0, 1116.27, 2350.0, 5840.0, 12790.0] | 0 | 0
Siemens NH-2-400 | Siemens NH-2-400 | 400 | [4800.0, 120.0, 7.0, 0.1, 0.004] | 0 | 0 | [720.0, 1350.0, 2800.0, 6500.0, 15000.0] | 0 | 0
Siemens NH-2-425 | Siemens NH-2-425 | 425 | [4800.0, 120.0, 7.0, 0.1, 0.004] | 0 | 0 | [850.0, 1500.0, 3050.0, 7500.0, 16500.0] | 0 | 0
Siemens NH-2-630 | Siemens NH-2-630 | 630 | [4800.0, 120.0, 7.0, 0.1, 0.004] | 0 | 0 | [1200.0, 2000.0, 4800.0, 12000.0, 26000.0] | 0 | 0

## res_bus
| vm_pu | va_degree | p_mw | q_mvar
0 | 0.98294 | 0.014091 | 0.26628 | 0.12896
1 | 0.98298 | 0.013702 | 0 | 0
2 | 0.98288 | 0.014591 | 0 | 0
3 | 0.98548 | 0.031679 | 0 | 0
4 | 0.98272 | 0.015991 | 0 | 0
5 | 0.9817 | 0.006355 | 0 | 0
6 | 0.98542 | 0.031274 | 0.36954 | 0.17897
7 | 0.98637 | 0.023773 | 0 | 0
8 | 0.98271 | 0.01605 | 0.11346 | 0.054951
9 | 0.98271 | 0.016016 | 0.19078 | 0.0924
10 | 0.98169 | 0.0064471 | 0.0716 | 0.034677
11 | 0.98163 | 0.0069508 | 0.26412 | 0.12792
12 | 0.98157 | 0.0075121 | 0 | 0
13 | 0.98053 | 0.00076377 | 0.38036 | 0.18422
14 | 0.98521 | 0.029857 | 0 | 0
15 | 0.98467 | 0.026178 | 0.11949 | 0.057872
16 | 0.98542 | 0.031238 | 0 | 0
17 | 0.98461 | 0.026732 | 0 | 0
18 | 0.9846 | 0.026853 | 0 | 0
19 | 0.98453 | 0.027454 | 0.27065 | 0.13108
20 | 0.98541 | 0.031291 | 0.13571 | 0.065729
21 | 0.99374 | -0.20094 | 0.13502 | 0.065392
22 | 0.99377 | -0.20118 | 0 | 0
23 | 0.99401 | -0.2016 | 0 | 0
24 | 0.99695 | -0.055204 | 0 | 0
25 | 0.99525 | -0.18443 | 0 | 0
26 | 0.99697 | -0.054973 | 0.163 | 0.078946
27 | 0.99733 | -0.026949 | 0.18603 | 0.090099
28 | 0.99737 | -0.023938 | 0 | 0
29 | 0.99413 | -0.20145 | 0 | 0
30 | 0.99401 | -0.20154 | 0.076615 | 0.037107
31 | 0.99413 | -0.20143 | 0.27806 | 0.13467
32 | 0.99696 | -0.055009 | 0 | 0
33 | 0.99693 | -0.055831 | 0 | 0
34 | 0.99248 | -0.19718 | 0.2962 | 0.14346
35 | 0.99249 | -0.19709 | 0 | 0
36 | 0.9929 | -0.20009 | 0 | 0
37 | 0.9929 | -0.20006 | 0.34325 | 0.16624
38 | 0.99376 | -0.20573 | 0 | 0
39 | 0.99379 | -0.20586 | 0.18387 | 0.08905
40 | 0.99381 | -0.20601 | 0 | 0
41 | 0.99411 | -0.20179 | 0 | 0
42 | 0.99376 | -0.20564 | 0 | 0
43 | 0.99373 | -0.20583 | 0.1155 | 0.055939
44 | 0.99484 | -0.18564 | 0.37383 | 0.18105
45 | 0.99502 | -0.18457 | 0.11107 | 0.053794
46 | 0.99515 | -0.18581 | 0 | 0
47 | 0.99504 | -0.18482 | 0 | 0
48 | 0.99512 | -0.18582 | 0 | 0
49 | 0.9952 | -0.18476 | 0.22139 | 0.10723
50 | 0.99511 | -0.18577 | 0.17867 | 0.086534
51 | 0.99417 | -0.20084 | 0 | 0
52 | 0.99691 | -0.055977 | 0.20456 | 0.099072
53 | 0.99737 | -0.023898 | 0 | 0
54 | 0.99788 | -0.017131 | 0 | 0
55 | 0.99911 | -0.0029864 | 0.17754 | 0.085987
56 | 0.99917 | -0.0026154 | 0 | 0
57 | 0.99927 | -0.0033697 | 0 | 0
58 | 0.99926 | -0.0049105 | 0 | 0
59 | 0.99938 | -0.0041431 | 0 | 0
60 | 0.99898 | -0.0068655 | 0 | 0
61 | 0.99921 | -0.0044312 | 0.074044 | 0.035861
62 | 1 | 0 | -19.8448 | -8.3344
63 | 0.99934 | -0.0037836 | 0.23626 | 0.11443
64 | 0.99925 | -0.0032348 | 0.13684 | 0.066274
65 | 0.99998 | -0.00012227 | 0.26346 | 0.1276
66 | 0.99897 | -0.0068434 | 0.076156 | 0.036884
67 | 0.99822 | -0.011946 | 0 | 0
68 | 0.99921 | -0.0043958 | 0.26832 | 0.12995
69 | 0.99931 | -0.0035506 | 0.37186 | 0.1801
70 | 0.99736 | -0.023848 | 0.11737 | 0.056844
71 | 0.99565 | -0.024507 | 0 | 0
72 | 0.99796 | -0.0095186 | 2.0421 | 0.98905
73 | 0.99787 | -0.017028 | 0.098649 | 0.047778
74 | 0.99544 | -0.025484 | 0.13718 | 0.066439
75 | 0.99931 | -0.0035177 | 0.11245 | 0.054461
76 | 0.99322 | -0.026047 | 0.21243 | 0.10288
77 | 0.99324 | -0.026193 | 0 | 0
78 | 0.9932 | -0.025829 | 0 | 0
79 | 0.99327 | -0.026506 | 0.12377 | 0.059945
80 | 0.99316 | -0.025469 | 0.30313 | 0.14681
81 | 0.99333 | -0.027041 | 0 | 0
82 | 0.99312 | -0.025154 | 0 | 0
83 | 0.99347 | -0.028291 | 0 | 0
84 | 0.98437 | 0.028998 | 0.38671 | 0.18729
85 | 0.98437 | 0.028988 | 0 | 0
86 | 0.98448 | 0.027917 | 0 | 0
87 | 0.98448 | 0.027933 | 0 | 0
88 | 0.98448 | 0.027955 | 0.25 | 0.12108
89 | 0.98518 | 0.030106 | 0.34046 | 0.16489
90 | 0.98635 | 0.023897 | 0.081791 | 0.039613
91 | 0.98632 | 0.024177 | 0.21072 | 0.10206
92 | 0.9882 | 0.007625 | 0 | 0
93 | 0.99354 | -0.028989 | 0 | 0
94 | 0.99348 | -0.028389 | 0.11199 | 0.05424
95 | 0.99392 | -0.032375 | 0 | 0
96 | 0.99353 | -0.028913 | 0 | 0
97 | 0.9934 | -0.037019 | 0 | 0
98 | 0.99339 | -0.036929 | 0.091852 | 0.044486
99 | 0.99346 | -0.037566 | 0 | 0
100 | 0.99338 | -0.036802 | 0.15599 | 0.075551
101 | 0.98809 | 0.0069253 | 0.16171 | 0.078321
102 | 0.99346 | -0.037543 | 0.13806 | 0.066864
103 | 0.99345 | -0.037492 | 0.13315 | 0.064486
104 | 0.99396 | -0.032198 | 0.16133 | 0.078138
105 | 0.99351 | -0.028719 | 0.37499 | 0.18162
106 | 0.99339 | -0.0369 | 0.12046 | 0.058341
107 | 0.99338 | -0.036793 | 0.20195 | 0.09781
108 | 0.98802 | 0.0065195 | 0.075171 | 0.036407
109 | 0.99397 | -0.032156 | 0 | 0
110 | 0.988 | 0.0063506 | 0.085345 | 0.041335
111 | 0.99388 | -0.021685 | 1.0946 | 0.53013
112 | 0.99393 | -0.022194 | 0 | 0
113 | 0.99418 | -0.024512 | 0 | 0
114 | 0.99429 | -0.025493 | 0.32246 | 0.15618
115 | 0.99413 | -0.024906 | 0 | 0
116 | 0.99454 | -0.027751 | 0 | 0
117 | 0.99412 | -0.024864 | 0.088086 | 0.042662
118 | 0.99467 | -0.028962 | 0 | 0
119 | 0.99494 | -0.026869 | 0.26211 | 0.12695
120 | 0.99495 | -0.027032 | 0.1143 | 0.055359
121 | 0.995 | -0.027461 | 0 | 0
122 | 0.99512 | -0.026904 | 0 | 0
123 | 0.9949 | -0.027898 | 0 | 0
124 | 0.9951 | -0.026719 | 0.33215 | 0.16087
125 | 0.99533 | -0.025984 | 0.091205 | 0.044173
126 | 0.99485 | -0.027366 | 0.49953 | 0.24193
127 | 0.99481 | -0.028327 | 0 | 0
128 | 0.99477 | -0.027974 | 0.13044 | 0.063176
129 | 0.99478 | -0.028054 | 0.1143 | 0.05536
130 | 0.99478 | -0.028469 | 0.071482 | 0.03462
131 | 0.99541 | -0.025605 | 0.074313 | 0.035991
132 | 0.99483 | -0.0272 | 0.47555 | 0.23032
133 | 0.99466 | -0.028913 | 0 | 0
134 | 0.99458 | -0.029379 | 0.21309 | 0.1032
135 | 0.99466 | -0.028877 | 0.075802 | 0.036713
136 | 0.99448 | -0.029824 | 0 | 0
137 | 0.9931 | -0.024933 | 0.12817 | 0.062078
138 | 0.99311 | -0.025019 | 0 | 0
139 | 0.99311 | -0.025045 | 0 | 0
140 | 0.99311 | -0.025064 | 0.30035 | 0.14546
141 | 0.99312 | -0.025142 | 0.16601 | 0.080403
142 | 0.99447 | -0.029885 | 0 | 0
143 | 0.99447 | -0.029685 | 0 | 0
144 | 0.99444 | -0.030026 | 0.2099 | 0.10166
145 | 0.99444 | -0.029491 | 0 | 0
146 | 0.99444 | -0.029434 | 0.22324 | 0.10812
147 | 0.9944 | -0.030115 | 0.096248 | 0.046615
148 | 0.99441 | -0.030151 | 0 | 0
149 | 0.99441 | -0.030168 | 0 | 0
150 | 0.99438 | -0.030276 | 0 | 0
151 | 0.99432 | -0.029675 | 0.70466 | 0.34128
152 | 0.99423 | -0.030969 | 0 | 0
153 | 0.99404 | -0.031808 | 0 | 0
154 | 0.99401 | -0.031493 | 0.65395 | 0.31672
155 | 0.99423 | -0.030953 | 0.1114 | 0.053952
156 | 0.99396 | -0.032053 | 0.12253 | 0.059343
157 | 0.99443 | -0.029603 | 0.14107 | 0.068325
158 | 0.99997 | 149.9981 | 0 | 0

## res_line
| p_from_mw | q_from_mvar | p_to_mw | q_to_mvar | pl_mw | ql_mvar | i_from_ka | i_to_ka | i_ka | vm_from_pu | va_from_degree | vm_to_pu | va_to_degree | loading_percent
0 | -1.288 | -0.60225 | 1.288 | 0.60165 | 6.2323e-05 | -0.00059926 | 0.041757 | 0.04175 | 0.041757 | 0.98294 | 0.014091 | 0.98298 | 0.013702 | 18.9806
1 | 1.0217 | 0.47329 | -1.0216 | -0.47429 | 6.4795e-05 | -0.0010041 | 0.033069 | 0.033082 | 0.033082 | 0.98294 | 0.014091 | 0.98288 | 0.014591 | 15.0373
2 | -1.288 | -0.60165 | 1.2911 | 0.60244 | 0.0030893 | 0.00078424 | 0.04175 | 0.041735 | 0.04175 | 0.98298 | 0.013702 | 0.98548 | 0.031679 | 19.8808
3 | 0.3043 | 0.13656 | -0.30424 | -0.14613 | 5.3867e-05 | -0.009566 | 0.0097961 | 0.0099146 | 0.0099146 | 0.98288 | 0.014591 | 0.98272 | 0.015991 | 4.5067
4 | 0.71735 | 0.33773 | -0.71654 | -0.33819 | 0.0008127 | -0.00045934 | 0.023287 | 0.023299 | 0.023299 | 0.98288 | 0.014591 | 0.9817 | 0.006355 | 11.0949
5 | 1.8737 | 0.89462 | -1.8736 | -0.89457 | 0.00010933 | 4.9251e-05 | 0.060821 | 0.060822 | 0.060822 | 0.98548 | 0.031679 | 0.98542 | 0.031274 | 28.9627
6 | -3.1649 | -1.4971 | 3.1679 | 1.4929 | 0.0030442 | -0.0041318 | 0.10256 | 0.10249 | 0.10256 | 0.98548 | 0.031679 | 0.98637 | 0.023773 | 46.6163
7 | 0.11346 | 0.053968 | -0.11346 | -0.054951 | 7.78e-07 | -0.00098293 | 0.0036908 | 0.0037032 | 0.0037032 | 0.98272 | 0.015991 | 0.98271 | 0.01605 | 1.6833
8 | 0.19078 | 0.092161 | -0.19078 | -0.0924 | 5.3785e-07 | -0.00023953 | 0.0062239 | 0.006227 | 0.006227 | 0.98272 | 0.015991 | 0.98271 | 0.016016 | 2.8305
9 | 0.64494 | 0.30616 | -0.64489 | -0.30793 | 4.5835e-05 | -0.0017769 | 0.020993 | 0.021016 | 0.021016 | 0.9817 | 0.006355 | 0.98163 | 0.0069508 | 9.5526
10 | 0.071601 | 0.032032 | -0.0716 | -0.034677 | 8.2811e-07 | -0.0026454 | 0.0023066 | 0.0023394 | 0.0023394 | 0.9817 | 0.006355 | 0.98169 | 0.0064471 | 1.0634
11 | 0.34054 | 0.16317 | -0.34047 | -0.1635 | 7.0625e-05 | -0.00033104 | 0.011062 | 0.011067 | 0.011067 | 0.98542 | 0.031274 | 0.98521 | 0.029857 | 5.2698
12 | 1.0278 | 0.48748 | -1.0271 | -0.48745 | 0.00073679 | 3.0216e-05 | 0.033324 | 0.03333 | 0.03333 | 0.98542 | 0.031274 | 0.98467 | 0.026178 | 15.8713
13 | 0.13572 | 0.064951 | -0.13572 | -0.064974 | 7.1097e-07 | -2.3365e-05 | 0.0044076 | 0.0044079 | 0.0044079 | 0.98542 | 0.031274 | 0.98542 | 0.031238 | 2.099
14 | -3.4604 | -1.6312 | 3.4673 | 1.6236 | 0.0068809 | -0.0075382 | 0.11196 | 0.11184 | 0.11196 | 0.98637 | 0.023773 | 0.9882 | 0.007625 | 50.8918
15 | 0.29252 | 0.13823 | -0.29252 | -0.13907 | 4.3523e-06 | -0.00084241 | 0.0094689 | 0.0094794 | 0.0094794 | 0.98637 | 0.023773 | 0.98635 | 0.023897 | 4.3088
16 | 0.38077 | 0.18001 | -0.38074 | -0.18286 | 2.5444e-05 | -0.0028424 | 0.012386 | 0.012422 | 0.012422 | 0.98163 | 0.0069508 | 0.98157 | 0.0075121 | 5.6463
17 | 0.38074 | 0.18286 | -0.38036 | -0.18422 | 0.00038346 | -0.0013598 | 0.012422 | 0.012442 | 0.012442 | 0.98157 | 0.0075121 | 0.98053 | 0.00076377 | 5.9249
18 | 0.34047 | 0.1635 | -0.34046 | -0.16489 | 9.8382e-06 | -0.0013893 | 0.011067 | 0.011084 | 0.011084 | 0.98521 | 0.029857 | 0.98518 | 0.030106 | 5.0384
19 | 0.90759 | 0.42958 | -0.90753 | -0.43077 | 6.0567e-05 | -0.0011933 | 0.029438 | 0.029453 | 0.029453 | 0.98467 | 0.026178 | 0.98461 | 0.026732 | 13.3876
20 | 0.13572 | 0.064974 | -0.13571 | -0.065729 | 8.4698e-07 | -0.00075517 | 0.0044079 | 0.0044175 | 0.0044175 | 0.98542 | 0.031238 | 0.98541 | 0.031291 | 2.008
21 | 0.90753 | 0.43077 | -0.90751 | -0.43103 | 1.3154e-05 | -0.00025899 | 0.029453 | 0.029456 | 0.029456 | 0.98461 | 0.026732 | 0.9846 | 0.026853 | 13.3891
22 | 0.90751 | 0.43103 | -0.90745 | -0.43231 | 6.527e-05 | -0.0012841 | 0.029456 | 0.029472 | 0.029472 | 0.9846 | 0.026853 | 0.98453 | 0.027454 | 13.3966
23 | 0.63679 | 0.30123 | -0.63676 | -0.30266 | 3.5452e-05 | -0.0014287 | 0.020655 | 0.020673 | 0.020673 | 0.98453 | 0.027454 | 0.98448 | 0.027917 | 9.3969
24 | -0.13502 | -0.065392 | 0.13502 | 0.061646 | 3.986e-06 | -0.003746 | 0.0043579 | 0.0043116 | 0.0043579 | 0.99374 | -0.20094 | 0.99377 | -0.20118 | 1.9809
25 | -0.13502 | -0.061646 | 0.13505 | 0.027236 | 3.3217e-05 | -0.034409 | 0.0043116 | 0.0040011 | 0.0043116 | 0.99377 | -0.20118 | 0.99401 | -0.2016 | 1.9598
26 | -0.21167 | -0.062735 | 0.21169 | 0.052484 | 2.3557e-05 | -0.010251 | 0.0064115 | 0.0063333 | 0.0064115 | 0.99401 | -0.2016 | 0.99413 | -0.20145 | 2.9143
27 | 0.076616 | 0.035498 | -0.076615 | -0.037107 | 5.5172e-07 | -0.0016081 | 0.0024523 | 0.0024723 | 0.0024723 | 0.99401 | -0.2016 | 0.99401 | -0.20154 | 1.1238
28 | 2.3186 | 0.69216 | -2.3162 | -0.69321 | 0.0023821 | -0.0010447 | 0.070065 | 0.070127 | 0.070127 | 0.99695 | -0.055204 | 0.99525 | -0.18443 | 5.4362
29 | -2.3186 | -0.69216 | 2.3186 | 0.68588 | 3.823e-05 | -0.0062787 | 0.070065 | 0.070013 | 0.070065 | 0.99695 | -0.055204 | 0.99697 | -0.054973 | 5.491
30 | 1.6097 | 0.53249 | -1.6095 | -0.60075 | 0.00020798 | -0.06826 | 0.049179 | 0.049838 | 0.049838 | 0.99525 | -0.18443 | 0.99512 | -0.18582 | 3.9058
31 | 0.22141 | 0.10709 | -0.22139 | -0.10723 | 1.1158e-05 | -0.00013848 | 0.0071337 | 0.0071355 | 0.0071355 | 0.99525 | -0.18443 | 0.9952 | -0.18476 | 3.3979
32 | 0.48508 | 0.053628 | -0.48503 | -0.22947 | 4.6897e-05 | -0.17584 | 0.014155 | 0.015565 | 0.015565 | 0.99525 | -0.18443 | 0.99515 | -0.18581 | 1.2198
33 | 0.20457 | 0.031529 | -0.20457 | -0.039232 | 3.4436e-07 | -0.0077033 | 0.0059933 | 0.0060313 | 0.0060313 | 0.99697 | -0.054973 | 0.99696 | -0.055009 | 0.47267
34 | -2.6862 | -0.79636 | 2.6868 | 0.79657 | 0.00059745 | 0.00020844 | 0.081126 | 0.081115 | 0.081126 | 0.99697 | -0.054973 | 0.99733 | -0.026949 | 6.2889
35 | -2.8728 | -0.88666 | 2.8729 | 0.88671 | 6.9483e-05 | 4.5495e-05 | 0.087024 | 0.087023 | 0.087024 | 0.99733 | -0.026949 | 0.99737 | -0.023938 | 6.7461
36 | 0.11737 | 0.05529 | -0.11737 | -0.056 | 5.6434e-07 | -0.00071017 | 0.0037552 | 0.003764 | 0.003764 | 0.99737 | -0.023938 | 0.99737 | -0.023898 | 1.7109
37 | -2.9903 | -0.942 | 2.9917 | 0.80144 | 0.0014191 | -0.14056 | 0.090742 | 0.089598 | 0.090742 | 0.99737 | -0.023938 | 0.99788 | -0.017131 | 7.1115
38 | -0.21169 | -0.052484 | 0.2117 | 0.05164 | 1.9139e-06 | -0.00084362 | 0.0063333 | 0.0063274 | 0.0063333 | 0.99413 | -0.20145 | 0.99413 | -0.20143 | 2.8788
39 | -1.4296 | -0.55906 | 1.4297 | 0.55733 | 4.9934e-05 | -0.0017287 | 0.044574 | 0.044555 | 0.044574 | 0.99413 | -0.20143 | 0.99417 | -0.20084 | 12.3132
40 | 0.93985 | 0.37275 | -0.93983 | -0.37444 | 2.092e-05 | -0.0016874 | 0.029359 | 0.029378 | 0.029378 | 0.99413 | -0.20143 | 0.99411 | -0.20179 | 8.1153
41 | 0.20457 | 0.039232 | -0.20456 | -0.099005 | 5.6314e-06 | -0.059773 | 0.0060313 | 0.0065806 | 0.0065806 | 0.99696 | -0.055009 | 0.99693 | -0.055831 | 0.78155
42 | 0.20456 | 0.099005 | -0.20456 | -0.099072 | 4.5357e-06 | -6.6896e-05 | 0.0065806 | 0.0065815 | 0.0065815 | 0.99693 | -0.055831 | 0.99691 | -0.055977 | 3.1341
43 | -0.2962 | -0.14346 | 0.2962 | 0.14343 | 4.0617e-06 | -2.6712e-05 | 0.0095726 | 0.0095722 | 0.0095726 | 0.99248 | -0.19718 | 0.99249 | -0.19709 | 4.5584
44 | -0.2962 | -0.14343 | 0.29633 | 0.11794 | 0.00012841 | -0.025486 | 0.0095722 | 0.0092728 | 0.0095722 | 0.99249 | -0.19709 | 0.9929 | -0.20009 | 4.351
45 | 0.34325 | 0.16608 | -0.34325 | -0.16624 | 1.1335e-06 | -0.00016224 | 0.011086 | 0.011088 | 0.011088 | 0.9929 | -0.20009 | 0.9929 | -0.20006 | 5.0402
46 | -0.63958 | -0.28402 | 0.64016 | 0.25901 | 0.00058229 | -0.025009 | 0.020346 | 0.02006 | 0.020346 | 0.9929 | -0.20009 | 0.99376 | -0.20573 | 9.2482
47 | -0.64016 | -0.25901 | 0.64018 | 0.25837 | 1.4808e-05 | -0.00064577 | 0.02006 | 0.020053 | 0.02006 | 0.99376 | -0.20573 | 0.99379 | -0.20586 | 9.1183
48 | -0.82404 | -0.34742 | 0.82406 | 0.34686 | 2.1383e-05 | -0.00055351 | 0.025977 | 0.025971 | 0.025977 | 0.99379 | -0.20586 | 0.99381 | -0.20601 | 11.8078
49 | -0.93957 | -0.39482 | 0.93983 | 0.37444 | 0.00025486 | -0.02038 | 0.029604 | 0.029378 | 0.029604 | 0.99381 | -0.20601 | 0.99411 | -0.20179 | 8.1778
50 | 0.11551 | 0.047958 | -0.1155 | -0.05578 | 5.9918e-06 | -0.0078218 | 0.0036329 | 0.003726 | 0.003726 | 0.99381 | -0.20601 | 0.99376 | -0.20564 | 1.6936
51 | 0.1155 | 0.05578 | -0.1155 | -0.055939 | 3.3895e-06 | -0.00015934 | 0.003726 | 0.003728 | 0.003728 | 0.99376 | -0.20564 | 0.99373 | -0.20583 | 1.7753
52 | -0.37383 | -0.18105 | 0.37389 | 0.18081 | 6.0716e-05 | -0.00023927 | 0.012053 | 0.012049 | 0.012053 | 0.99484 | -0.18564 | 0.99502 | -0.18457 | 5.7394
53 | -0.48496 | -0.23461 | 0.48497 | 0.23358 | 1.4241e-05 | -0.0010289 | 0.01563 | 0.015617 | 0.01563 | 0.99502 | -0.18457 | 0.99504 | -0.18482 | 7.1044
54 | 0.48503 | 0.22947 | -0.48497 | -0.23358 | 5.6682e-05 | -0.004113 | 0.015565 | 0.015617 | 0.015617 | 0.99515 | -0.18581 | 0.99504 | -0.18482 | 7.0984
55 | 0.17867 | 0.086003 | -0.17867 | -0.086534 | 9.9414e-07 | -0.00053118 | 0.0057523 | 0.005759 | 0.005759 | 0.99512 | -0.18582 | 0.99511 | -0.18577 | 2.6177
56 | 1.4309 | 0.51475 | -1.4297 | -0.55733 | 0.0012157 | -0.042588 | 0.044112 | 0.044555 | 0.044555 | 0.99512 | -0.18582 | 0.99417 | -0.20084 | 12.3081
57 | 0.11737 | 0.056 | -0.11737 | -0.056844 | 6.7446e-07 | -0.00084437 | 0.003764 | 0.0037746 | 0.0037746 | 0.99737 | -0.023898 | 0.99736 | -0.023848 | 1.7157
58 | 0.09865 | 0.045584 | -0.098649 | -0.047778 | 1.2285e-06 | -0.0021944 | 0.0031438 | 0.0031709 | 0.0031709 | 0.99788 | -0.017131 | 0.99787 | -0.017028 | 1.4413
59 | -3.0904 | -0.84703 | 3.0913 | 0.75432 | 0.00098173 | -0.092708 | 0.092698 | 0.092021 | 0.092698 | 0.99788 | -0.017131 | 0.99822 | -0.011946 | 7.2647
60 | -0.17754 | -0.085987 | 0.17755 | 0.085788 | 9.9479e-06 | -0.00019869 | 0.0056997 | 0.0056971 | 0.0056997 | 0.99911 | -0.0029864 | 0.99917 | -0.0026154 | 2.7141
61 | -0.17755 | -0.085788 | 0.17757 | 0.075775 | 1.7819e-05 | -0.010013 | 0.0056971 | 0.0055773 | 0.0056971 | 0.99917 | -0.0026154 | 0.99927 | -0.0033697 | 2.5896
62 | 0.13684 | 0.064233 | -0.13684 | -0.066274 | 2.1933e-06 | -0.0020414 | 0.004367 | 0.0043924 | 0.0043924 | 0.99927 | -0.0033697 | 0.99925 | -0.0032348 | 1.9965
63 | -0.31441 | -0.14001 | 0.31445 | 0.13336 | 3.6549e-05 | -0.0066442 | 0.0099427 | 0.0098661 | 0.0099427 | 0.99927 | -0.0033697 | 0.99938 | -0.0041431 | 4.5194
64 | -18.5187 | -7.7388 | 18.5207 | 7.7351 | 0.0020045 | -0.0037147 | 0.57982 | 0.57976 | 0.57982 | 0.99926 | -0.0049105 | 0.99938 | -0.0041431 | 45.4402
65 | 18.1763 | 7.5761 | -18.1713 | -7.5858 | 0.0049874 | -0.0097012 | 0.56888 | 0.56902 | 0.56902 | 0.99926 | -0.0049105 | 0.99898 | -0.0068655 | 44.5939
66 | 0.34238 | 0.1627 | -0.34236 | -0.16555 | 1.9273e-05 | -0.0028549 | 0.010951 | 0.010987 | 0.010987 | 0.99926 | -0.0049105 | 0.99921 | -0.0044312 | 4.9939
67 | -19.5558 | -8.2149 | 19.5673 | 8.1963 | 0.011581 | -0.018567 | 0.61269 | 0.61241 | 0.61269 | 0.99938 | -0.0041431 | 1 | 0 | 48.0168
68 | 0.72062 | 0.34643 | -0.72059 | -0.34743 | 3.0135e-05 | -0.0009996 | 0.023096 | 0.023108 | 0.023108 | 0.99938 | -0.0041431 | 0.99934 | -0.0037836 | 10.5038
69 | 0.076156 | 0.036294 | -0.076156 | -0.036884 | 1.9709e-07 | -0.00059007 | 0.0024378 | 0.0024452 | 0.0024452 | 0.99898 | -0.0068655 | 0.99897 | -0.0068434 | 1.1115
70 | 18.0952 | 7.5495 | -18.0822 | -7.575 | 0.012991 | -0.025486 | 0.56658 | 0.56695 | 0.56695 | 0.99898 | -0.0068655 | 0.99822 | -0.011946 | 44.4317
71 | 0.26832 | 0.12969 | -0.26832 | -0.12995 | 1.0939e-06 | -0.00026308 | 0.0086098 | 0.0086131 | 0.0086131 | 0.99921 | -0.0044312 | 0.99921 | -0.0043958 | 3.9151
72 | 0.26347 | 0.12756 | -0.26346 | -0.1276 | 4.8832e-06 | -4.2759e-05 | 0.0084502 | 0.0084508 | 0.0084508 | 1 | 0 | 0.99998 | -0.00012227 | 4.0242
73 | 0.48433 | 0.23301 | -0.48431 | -0.23397 | 1.309e-05 | -0.00096528 | 0.015525 | 0.015538 | 0.015538 | 0.99934 | -0.0037836 | 0.99931 | -0.0035506 | 7.0625
74 | 12.9482 | 5.8338 | -12.9161 | -5.9689 | 0.032087 | -0.13503 | 0.4107 | 0.41254 | 0.41254 | 0.99822 | -0.011946 | 0.99565 | -0.024507 | 32.3306
75 | 2.0427 | 0.98685 | -2.0421 | -0.98905 | 0.00057066 | -0.0021919 | 0.065605 | 0.065635 | 0.065635 | 0.99822 | -0.011946 | 0.99796 | -0.0095186 | 29.834
76 | 0.11245 | 0.05387 | -0.11245 | -0.054461 | 4.3037e-07 | -0.00059113 | 0.0036019 | 0.0036093 | 0.0036093 | 0.99931 | -0.0035506 | 0.99931 | -0.0035177 | 1.6406
77 | 12.9161 | 5.9689 | -12.9134 | -5.98 | 0.0026616 | -0.011103 | 0.41254 | 0.41269 | 0.41269 | 0.99565 | -0.024507 | 0.99544 | -0.025484 | 32.3426
78 | 12.7762 | 5.9135 | -12.7759 | -5.9149 | 0.0003257 | -0.0013913 | 0.40827 | 0.40829 | 0.40829 | 0.99544 | -0.025484 | 0.99541 | -0.025605 | 31.9978
79 | -0.21243 | -0.10288 | 0.21243 | 0.10153 | 3.62e-06 | -0.0013594 | 0.0068602 | 0.0068431 | 0.0068602 | 0.99322 | -0.026047 | 0.99324 | -0.026193 | 3.1183
80 | 0.89777 | 0.42947 | -0.89773 | -0.43027 | 3.8504e-05 | -0.00080025 | 0.028925 | 0.028935 | 0.028935 | 0.99324 | -0.026193 | 0.9932 | -0.025829 | 13.1523
81 | -1.1102 | -0.531 | 1.1102 | 0.53045 | 4.0968e-05 | -0.00055297 | 0.035768 | 0.035761 | 0.035768 | 0.99324 | -0.026193 | 0.99327 | -0.026506 | 16.2581
82 | 0.89773 | 0.43027 | -0.89769 | -0.43106 | 3.7945e-05 | -0.00078801 | 0.028935 | 0.028945 | 0.028945 | 0.9932 | -0.025829 | 0.99316 | -0.025469 | 13.1568
83 | -1.234 | -0.59039 | 1.2341 | 0.58954 | 7.8127e-05 | -0.00084924 | 0.039758 | 0.039747 | 0.039758 | 0.99327 | -0.026506 | 0.99333 | -0.027041 | 18.0716
84 | 0.59456 | 0.28425 | -0.59454 | -0.2853 | 2.2009e-05 | -0.0010509 | 0.019155 | 0.019168 | 0.019168 | 0.99316 | -0.025469 | 0.99312 | -0.025154 | 8.7129
85 | -1.2341 | -0.58954 | 1.2343 | 0.58755 | 0.00018336 | -0.0019954 | 0.039747 | 0.039721 | 0.039747 | 0.99333 | -0.027041 | 0.99347 | -0.028291 | 18.0667
86 | 0.16601 | 0.080258 | -0.16601 | -0.080403 | 2.3685e-07 | -0.00014532 | 0.0053599 | 0.0053617 | 0.0053617 | 0.99312 | -0.025154 | 0.99312 | -0.025142 | 2.4371
87 | 0.42853 | 0.20504 | -0.42852 | -0.20546 | 4.5422e-06 | -0.00041869 | 0.013809 | 0.013814 | 0.013814 | 0.99312 | -0.025154 | 0.99311 | -0.025064 | 6.279
88 | -1.2343 | -0.58755 | 1.2343 | 0.58739 | 1.4366e-05 | -0.00015648 | 0.039721 | 0.039719 | 0.039721 | 0.99347 | -0.028291 | 0.99348 | -0.028389 | 18.055
89 | -0.38671 | -0.18729 | 0.38671 | 0.18724 | 4.1855e-07 | -4.5565e-05 | 0.012601 | 0.0126 | 0.012601 | 0.98437 | 0.028998 | 0.98437 | 0.028988 | 5.7276
90 | -0.38671 | -0.18724 | 0.38676 | 0.18186 | 4.9171e-05 | -0.0053828 | 0.0126 | 0.012532 | 0.0126 | 0.98437 | 0.028988 | 0.98448 | 0.027917 | 5.7273
91 | 0.25 | 0.1208 | -0.25 | -0.12091 | 4.5378e-07 | -0.00011851 | 0.0081416 | 0.0081431 | 0.0081431 | 0.98448 | 0.027917 | 0.98448 | 0.027933 | 3.7014
92 | 0.25 | 0.12091 | -0.25 | -0.12108 | 6.4063e-07 | -0.00016723 | 0.0081431 | 0.0081452 | 0.0081452 | 0.98448 | 0.027933 | 0.98448 | 0.027955 | 3.7024
93 | 0.21073 | 0.099461 | -0.21072 | -0.10206 | 6.9779e-06 | -0.0025959 | 0.0068198 | 0.0068526 | 0.0068526 | 0.98635 | 0.023897 | 0.98632 | 0.024177 | 3.1148
94 | -3.7896 | -1.7791 | 3.8112 | 1.7601 | 0.021579 | -0.018998 | 0.12229 | 0.12198 | 0.12229 | 0.9882 | 0.007625 | 0.99346 | -0.037566 | 55.5885
95 | 0.32227 | 0.15547 | -0.32224 | -0.15565 | 3.378e-05 | -0.00018107 | 0.010453 | 0.010455 | 0.010455 | 0.9882 | 0.007625 | 0.98809 | 0.0069253 | 4.9787
96 | 1.3464 | 0.64075 | -1.3463 | -0.64163 | 9.6371e-05 | -0.0008776 | 0.043323 | 0.043335 | 0.043335 | 0.99354 | -0.028989 | 0.99348 | -0.028389 | 19.6976
97 | -1.7214 | -0.82095 | 1.7221 | 0.81715 | 0.0006967 | -0.0038044 | 0.055412 | 0.055362 | 0.055412 | 0.99354 | -0.028989 | 0.99392 | -0.032375 | 25.1871
98 | 0.375 | 0.1802 | -0.375 | -0.1806 | 3.3465e-06 | -0.00040314 | 0.012088 | 0.012094 | 0.012094 | 0.99354 | -0.028989 | 0.99353 | -0.028913 | 5.4971
99 | -6.3767 | -2.9741 | 6.3769 | 2.9695 | 0.00024681 | -0.004611 | 0.20436 | 0.2043 | 0.20436 | 0.99392 | -0.032375 | 0.99396 | -0.032198 | 16.0156
100 | 4.6546 | 2.157 | -4.6527 | -2.1617 | 0.0019505 | -0.0047412 | 0.149 | 0.14907 | 0.14907 | 0.99392 | -0.032375 | 0.99346 | -0.037566 | 41.1809
101 | 0.375 | 0.1806 | -0.37499 | -0.18162 | 8.4086e-06 | -0.0010114 | 0.012094 | 0.012106 | 0.012106 | 0.99353 | -0.028913 | 0.99351 | -0.028719 | 5.5029
102 | 0.21231 | 0.10152 | -0.21231 | -0.10236 | 2.2284e-06 | -0.00083899 | 0.0068387 | 0.0068493 | 0.0068493 | 0.9934 | -0.037019 | 0.99339 | -0.036929 | 3.1133
103 | -0.57027 | -0.27361 | 0.5703 | 0.27169 | 3.6889e-05 | -0.0019189 | 0.01838 | 0.018356 | 0.01838 | 0.9934 | -0.037019 | 0.99346 | -0.037566 | 8.3547
104 | 0.35795 | 0.17209 | -0.35795 | -0.17328 | 8.9842e-06 | -0.0011861 | 0.011542 | 0.011557 | 0.011557 | 0.9934 | -0.037019 | 0.99338 | -0.036802 | 5.253
105 | 0.12046 | 0.057874 | -0.12046 | -0.058341 | 3.9962e-07 | -0.00046682 | 0.0038835 | 0.0038894 | 0.0038894 | 0.99339 | -0.036929 | 0.99339 | -0.0369 | 1.7679
106 | 0.13806 | 0.066536 | -0.13806 | -0.066864 | 3.6907e-07 | -0.00032809 | 0.0044532 | 0.0044574 | 0.0044574 | 0.99346 | -0.037566 | 0.99346 | -0.037543 | 2.0261
107 | 0.13315 | 0.063382 | -0.13315 | -0.064486 | 1.1524e-06 | -0.0011039 | 0.0042849 | 0.0042988 | 0.0042988 | 0.99346 | -0.037566 | 0.99345 | -0.037492 | 1.954
108 | 0.20195 | 0.097725 | -0.20195 | -0.09781 | 2.0409e-07 | -8.4666e-05 | 0.0065197 | 0.0065208 | 0.0065208 | 0.99338 | -0.036802 | 0.99338 | -0.036793 | 2.964
109 | 0.16053 | 0.077329 | -0.16052 | -0.077558 | 9.7368e-06 | -0.0002288 | 0.0052057 | 0.0052087 | 0.0052087 | 0.98809 | 0.0069253 | 0.98802 | 0.0065195 | 2.4803
110 | -6.5383 | -3.0476 | 6.5383 | 3.0466 | 6.046e-05 | -0.0010729 | 0.20951 | 0.20949 | 0.20951 | 0.99396 | -0.032198 | 0.99397 | -0.032156 | 16.419
111 | 0.085347 | 0.041151 | -0.085345 | -0.041335 | 2.1689e-06 | -0.00018359 | 0.0027684 | 0.0027707 | 0.0027707 | 0.98802 | 0.0065195 | 0.988 | 0.0063506 | 1.3194
112 | 0.12253 | 0.057638 | -0.12253 | -0.059343 | 1.501e-06 | -0.0017052 | 0.0039327 | 0.003954 | 0.003954 | 0.99397 | -0.032156 | 0.99396 | -0.032053 | 1.7973
113 | -6.6609 | -3.1042 | 6.6614 | 3.0956 | 0.00050334 | -0.0086013 | 0.21343 | 0.21332 | 0.21343 | 0.99397 | -0.032156 | 0.99404 | -0.031808 | 16.7262
114 | -1.0946 | -0.53013 | 1.0946 | 0.52924 | 6.4083e-05 | -0.00088859 | 0.035325 | 0.035313 | 0.035325 | 0.99388 | -0.021685 | 0.99393 | -0.022194 | 16.0568
115 | -1.0946 | -0.52924 | 1.0949 | 0.52514 | 0.00029508 | -0.0041006 | 0.035313 | 0.035261 | 0.035313 | 0.99393 | -0.022194 | 0.99418 | -0.024512 | 16.0516
116 | -1.183 | -0.56645 | 1.1832 | 0.56482 | 0.00013708 | -0.001631 | 0.038086 | 0.038065 | 0.038086 | 0.99418 | -0.024512 | 0.99429 | -0.025493 | 17.3117
117 | 0.088091 | 0.041313 | -0.088086 | -0.041705 | 4.7691e-06 | -0.00039202 | 0.0028252 | 0.0028301 | 0.0028301 | 0.99418 | -0.024512 | 0.99413 | -0.024906 | 1.3476
118 | -1.5056 | -0.721 | 1.506 | 0.71809 | 0.0004023 | -0.0029119 | 0.048467 | 0.048429 | 0.048467 | 0.99429 | -0.025493 | 0.99454 | -0.027751 | 22.0305
119 | 0.088086 | 0.041705 | -0.088086 | -0.042662 | 4.3559e-07 | -0.0009571 | 0.0028301 | 0.0028421 | 0.0028421 | 0.99413 | -0.024906 | 0.99412 | -0.024864 | 1.2918
120 | -1.506 | -0.71809 | 1.5063 | 0.71651 | 0.00021739 | -0.0015761 | 0.048429 | 0.048409 | 0.048429 | 0.99454 | -0.027751 | 0.99467 | -0.028962 | 22.0133
121 | 0.075803 | 0.034314 | -0.075803 | -0.035736 | 4.7222e-07 | -0.0014226 | 0.0024149 | 0.0024322 | 0.0024322 | 0.99467 | -0.028962 | 0.99466 | -0.028913 | 1.1055
122 | 9.0199 | 4.1681 | -9.0191 | -4.1753 | 0.00079217 | -0.0072163 | 0.28837 | 0.28847 | 0.28847 | 0.99467 | -0.028962 | 0.99458 | -0.029379 | 22.6072
123 | -10.6019 | -4.9189 | 10.603 | 4.9118 | 0.001115 | -0.0071734 | 0.3392 | 0.3391 | 0.3392 | 0.99467 | -0.028962 | 0.99478 | -0.028469 | 26.5827
124 | -0.26211 | -0.12695 | 0.26212 | 0.12572 | 4.9348e-06 | -0.0012243 | 0.0084501 | 0.0084347 | 0.0084501 | 0.99494 | -0.026869 | 0.99495 | -0.027032 | 3.841
125 | -0.37642 | -0.18108 | 0.37644 | 0.17878 | 1.9123e-05 | -0.002305 | 0.012119 | 0.012091 | 0.012119 | 0.99495 | -0.027032 | 0.995 | -0.027461 | 5.5089
126 | -12.2733 | -5.6971 | 12.2747 | 5.6903 | 0.0014628 | -0.0068222 | 0.39257 | 0.39248 | 0.39257 | 0.995 | -0.027461 | 0.99512 | -0.026904 | 30.7658
127 | 11.8968 | 5.5183 | -11.8957 | -5.5239 | 0.0011126 | -0.0055602 | 0.38048 | 0.38056 | 0.38056 | 0.995 | -0.027461 | 0.9949 | -0.027898 | 29.8242
128 | 0.33215 | 0.15977 | -0.33215 | -0.16087 | 7.1021e-06 | -0.0010967 | 0.010692 | 0.010706 | 0.010706 | 0.99512 | -0.026904 | 0.9951 | -0.026719 | 4.8664
129 | -12.6069 | -5.85 | 12.6094 | 5.8392 | 0.0024704 | -0.010857 | 0.40317 | 0.40302 | 0.40317 | 0.99512 | -0.026904 | 0.99533 | -0.025984 | 31.5963
130 | 0.97515 | 0.47051 | -0.97509 | -0.47157 | 5.9877e-05 | -0.0010557 | 0.031416 | 0.031429 | 0.031429 | 0.9949 | -0.027898 | 0.99485 | -0.027366 | 14.286
131 | 10.9206 | 5.0534 | -10.9196 | -5.0593 | 0.00099261 | -0.0059945 | 0.34914 | 0.34922 | 0.34922 | 0.9949 | -0.027898 | 0.99481 | -0.028327 | 27.3687
132 | -12.7006 | -5.8833 | 12.7016 | 5.8789 | 0.0010201 | -0.0044141 | 0.40596 | 0.4059 | 0.40596 | 0.99533 | -0.025984 | 0.99541 | -0.025605 | 31.8149
133 | 0.47555 | 0.22963 | -0.47555 | -0.23032 | 9.0938e-06 | -0.00068241 | 0.015324 | 0.015332 | 0.015332 | 0.99485 | -0.027366 | 0.99483 | -0.0272 | 6.9693
134 | 10.6748 | 4.9443 | -10.6745 | -4.9464 | 0.0003208 | -0.0020349 | 0.34138 | 0.3414 | 0.3414 | 0.99481 | -0.028327 | 0.99478 | -0.028469 | 26.7558
135 | 0.24475 | 0.115 | -0.24475 | -0.1173 | 8.026e-06 | -0.0022961 | 0.0078473 | 0.0078759 | 0.0078759 | 0.99481 | -0.028327 | 0.99478 | -0.028054 | 3.5799
136 | -0.13044 | -0.063176 | 0.13044 | 0.06194 | 1.2313e-06 | -0.0012361 | 0.0042059 | 0.0041904 | 0.0042059 | 0.99477 | -0.027974 | 0.99478 | -0.028054 | 1.9118
137 | 0.075803 | 0.035736 | -0.075802 | -0.036713 | 3.2806e-07 | -0.0009763 | 0.0024322 | 0.0024444 | 0.0024444 | 0.99466 | -0.028913 | 0.99466 | -0.028877 | 1.1111
138 | 8.806 | 4.0721 | -8.8051 | -4.0801 | 0.00082809 | -0.0079318 | 0.2816 | 0.2817 | 0.2817 | 0.99458 | -0.029379 | 0.99448 | -0.029824 | 22.0767
139 | 8.4408 | 3.9096 | -8.4407 | -3.9107 | 0.00011031 | -0.0011548 | 0.27002 | 0.27004 | 0.27004 | 0.99448 | -0.029824 | 0.99447 | -0.029885 | 21.1628
140 | 0.36433 | 0.17047 | -0.36433 | -0.17127 | 6.2329e-06 | -0.00080612 | 0.011676 | 0.011686 | 0.011686 | 0.99448 | -0.029824 | 0.99447 | -0.029685 | 5.3119
141 | -0.12817 | -0.062078 | 0.12818 | 0.060735 | 1.2996e-06 | -0.0013427 | 0.0041398 | 0.0041229 | 0.0041398 | 0.9931 | -0.024933 | 0.99311 | -0.025019 | 1.8817
142 | -0.12818 | -0.060735 | 0.12818 | 0.060305 | 4.137e-07 | -0.00042973 | 0.0041229 | 0.0041176 | 0.0041229 | 0.99311 | -0.025019 | 0.99311 | -0.025045 | 1.874
143 | -0.12818 | -0.060305 | 0.12818 | 0.059995 | 2.9793e-07 | -0.00031016 | 0.0041176 | 0.0041137 | 0.0041176 | 0.99311 | -0.025045 | 0.99311 | -0.025064 | 1.8716
144 | 8.4407 | 3.9107 | -8.4404 | -3.9134 | 0.00025237 | -0.0026413 | 0.27004 | 0.27007 | 0.27007 | 0.99447 | -0.029885 | 0.99444 | -0.030026 | 21.1655
145 | 0.14108 | 0.065403 | -0.14108 | -0.06825 | 3.3063e-06 | -0.0028469 | 0.0045139 | 0.0045493 | 0.0045493 | 0.99447 | -0.029685 | 0.99444 | -0.029491 | 2.0679
146 | 0.22325 | 0.10587 | -0.22324 | -0.10812 | 6.5789e-06 | -0.0022512 | 0.0071723 | 0.0072005 | 0.0072005 | 0.99447 | -0.029685 | 0.99444 | -0.029434 | 3.273
147 | 8.2305 | 3.8117 | -8.2303 | -3.8145 | 0.00024835 | -0.002741 | 0.2633 | 0.26334 | 0.26334 | 0.99444 | -0.030026 | 0.99441 | -0.030168 | 20.6378
148 | 0.14108 | 0.06825 | -0.14107 | -0.068325 | 2.3969e-06 | -7.5221e-05 | 0.0045493 | 0.0045503 | 0.0045503 | 0.99444 | -0.029491 | 0.99443 | -0.029603 | 2.1668
149 | -0.096248 | -0.046615 | 0.096249 | 0.04588 | 3.9934e-07 | -0.00073482 | 0.0031045 | 0.0030953 | 0.0031045 | 0.9944 | -0.030115 | 0.99441 | -0.030151 | 1.4112
150 | -0.096249 | -0.04588 | 0.096249 | 0.045519 | 1.954e-07 | -0.00036117 | 0.0030953 | 0.0030908 | 0.0030953 | 0.99441 | -0.030151 | 0.99441 | -0.030168 | 1.407
151 | 8.134 | 3.7689 | -8.1339 | -3.7711 | 0.0001875 | -0.0021208 | 0.26025 | 0.26027 | 0.26027 | 0.99441 | -0.030168 | 0.99438 | -0.030276 | 20.3977
152 | 0.70471 | 0.33962 | -0.70466 | -0.34128 | 4.8897e-05 | -0.0016605 | 0.02271 | 0.022731 | 0.022731 | 0.99438 | -0.030276 | 0.99432 | -0.029675 | 10.3324
153 | 7.4291 | 3.4314 | -7.4281 | -3.4463 | 0.0010894 | -0.014896 | 0.23757 | 0.23776 | 0.23776 | 0.99438 | -0.030276 | 0.99423 | -0.030969 | 18.6329
154 | 0.1114 | 0.053657 | -0.1114 | -0.053952 | 2.1505e-07 | -0.00029461 | 0.0035901 | 0.0035938 | 0.0035938 | 0.99423 | -0.030969 | 0.99423 | -0.030953 | 1.6335
155 | 7.3167 | 3.3927 | -7.3153 | -3.4114 | 0.0013283 | -0.018705 | 0.23417 | 0.2344 | 0.2344 | 0.99423 | -0.030969 | 0.99404 | -0.031808 | 18.3703
156 | 0.65397 | 0.31579 | -0.65395 | -0.31672 | 2.3722e-05 | -0.00093494 | 0.02109 | 0.021102 | 0.021102 | 0.99404 | -0.031808 | 0.99401 | -0.031493 | 9.5917

## res_trafo
| p_hv_mw | q_hv_mvar | p_lv_mw | q_lv_mvar | pl_mw | ql_mvar | i_hv_ka | i_lv_ka | vm_hv_pu | va_hv_degree | vm_lv_pu | va_lv_degree | loading_percent
0 | 2.6518e-14 | 1.7507e-14 | 0.013999 | 0.0105 | 0.013999 | 0.0105 | 1.6678e-16 | 0.00050517 | 0.99997 | 149.9981 | 1 | 0 | 0.069998

## res_ext_grid
| p_mw | q_mvar
0 | 19.8448 | 8.3344

## res_load
| p_mw | q_mvar
0 | 0.26628 | 0.12896
1 | 0.36954 | 0.17897
2 | 0.11346 | 0.054951
3 | 0.19078 | 0.0924
4 | 0.0716 | 0.034677
5 | 0.26412 | 0.12792
6 | 0.38036 | 0.18422
7 | 0.11949 | 0.057872
8 | 0.27065 | 0.13108
9 | 0.13571 | 0.065729
10 | 0.13502 | 0.065392
11 | 0.163 | 0.078946
12 | 0.18603 | 0.090099
13 | 0.076615 | 0.037107
14 | 0.27806 | 0.13467
15 | 0.2962 | 0.14346
16 | 0.34325 | 0.16624
17 | 0.18387 | 0.08905
18 | 0.1155 | 0.055939
19 | 0.37383 | 0.18105
20 | 0.11107 | 0.053794
21 | 0.22139 | 0.10723
22 | 0.17867 | 0.086534
23 | 0.20456 | 0.099072
24 | 0.17754 | 0.085987
25 | 0.074044 | 0.035861
26 | 0.23626 | 0.11443
27 | 0.13684 | 0.066274
28 | 0.26346 | 0.1276
29 | 0.076156 | 0.036884
30 | 0.26832 | 0.12995
31 | 0.37186 | 0.1801
32 | 0.11737 | 0.056844
33 | 2.0421 | 0.98905
34 | 0.098649 | 0.047778
35 | 0.13718 | 0.066439
36 | 0.11245 | 0.054461
37 | 0.21243 | 0.10288
38 | 0.12377 | 0.059945
39 | 0.30313 | 0.14681
40 | 0.38671 | 0.18729
41 | 0.25 | 0.12108
42 | 0.34046 | 0.16489
43 | 0.081791 | 0.039613
44 | 0.21072 | 0.10206
45 | 0.11199 | 0.05424
46 | 0.091852 | 0.044486
47 | 0.15599 | 0.075551
48 | 0.16171 | 0.078321
49 | 0.13806 | 0.066864
50 | 0.13315 | 0.064486
51 | 0.16133 | 0.078138
52 | 0.37499 | 0.18162
53 | 0.12046 | 0.058341
54 | 0.20195 | 0.09781
55 | 0.075171 | 0.036407
56 | 0.085345 | 0.041335
57 | 1.0946 | 0.53013
58 | 0.32246 | 0.15618
59 | 0.088086 | 0.042662
60 | 0.26211 | 0.12695
61 | 0.1143 | 0.055359
62 | 0.33215 | 0.16087
63 | 0.091205 | 0.044173
64 | 0.49953 | 0.24193
65 | 0.13044 | 0.063176
66 | 0.1143 | 0.05536
67 | 0.071482 | 0.03462
68 | 0.074313 | 0.035991
69 | 0.47555 | 0.23032
70 | 0.21309 | 0.1032
71 | 0.075802 | 0.036713
72 | 0.12817 | 0.062078
73 | 0.30035 | 0.14546
74 | 0.16601 | 0.080403
75 | 0.2099 | 0.10166
76 | 0.22324 | 0.10812
77 | 0.096248 | 0.046615
78 | 0.70466 | 0.34128
79 | 0.65395 | 0.31672
80 | 0.1114 | 0.053952
81 | 0.12253 | 0.059343
82 | 0.14107 | 0.068325

## dtypes
| element | column | dtype
0 | bus | name | object
1 | bus | vn_kv | float64
2 | bus | type | object
3 | bus | zone | object
4 | bus | in_service | bool
5 | load | name | object
6 | load | bus | uint32
7 | load | p_mw | float64
8 | load | q_mvar | float64
9 | load | const_z_percent | float64
10 | load | const_i_percent | float64
11 | load | sn_mva | float64
12 | load | scaling | float64
13 | load | in_service | bool
14 | load | type | object
15 | ext_grid | name | object
16 | ext_grid | bus | uint32
17 | ext_grid | vm_pu | float64
18 | ext_grid | va_degree | float64
19 | ext_grid | slack_weight | float64
20 | ext_grid | in_service | bool
21 | line | name | object
22 | line | std_type | object
23 | line | from_bus | uint32
24 | line | to_bus | uint32
25 | line | length_km | float64
26 | line | r_ohm_per_km | float64
27 | line | x_ohm_per_km | float64
28 | line | c_nf_per_km | float64
29 | line | g_us_per_km | float64
30 | line | max_i_ka | float64
31 | line | df | float64
32 | line | parallel | uint32
33 | line | type | object
34 | line | in_service | bool
35 | trafo | name | object
36 | trafo | std_type | object
37 | trafo | hv_bus | uint32
38 | trafo | lv_bus | uint32
39 | trafo | sn_mva | float64
40 | trafo | vn_hv_kv | float64
41 | trafo | vn_lv_kv | float64
42 | trafo | vk_percent | float64
43 | trafo | vkr_percent | float64
44 | trafo | pfe_kw | float64
45 | trafo | i0_percent | float64
46 | trafo | shift_degree | float64
47 | trafo | tap_side | object
48 | trafo | tap_neutral | int32
49 | trafo | tap_min | int32
50 | trafo | tap_max | int32
51 | trafo | tap_step_percent | float64
52 | trafo | tap_step_degree | float64
53 | trafo | tap_pos | int32
54 | trafo | tap_phase_shifter | bool
55 | trafo | parallel | uint32
56 | trafo | df | float64
57 | trafo | in_service | bool
58 | bus_geodata | x | float64
59 | bus_geodata | y | float64
60 | bus_geodata | coords | object
61 | res_bus | vm_pu | float64
62 | res_bus | va_degree | float64
63 | res_bus | p_mw | float64
64 | res_bus | q_mvar | float64
65 | res_line | p_from_mw | float64
66 | res_line | q_from_mvar | float64
67 | res_line | p_to_mw | float64
68 | res_line | q_to_mvar | float64
69 | res_line | pl_mw | float64
70 | res_line | ql_mvar | float64
71 | res_line | i_from_ka | float64
72 | res_line | i_to_ka | float64
73 | res_line | i_ka | float64
74 | res_line | vm_from_pu | float64
75 | res_line | va_from_degree | float64
76 | res_line | vm_to_pu | float64
77 | res_line | va_to_degree | float64
78 | res_line | loading_percent | float64
79 | res_trafo | p_hv_mw | float64
80 | res_trafo | q_hv_mvar | float64
81 | res_trafo | p_lv_mw | float64
82 | res_trafo | q_lv_mvar | float64
83 | res_trafo | pl_mw | float64
84 | res_trafo | ql_mvar | float64
85 | res_trafo | i_hv_ka | float64
86 | res_trafo | i_lv_ka | float64
87 | res_trafo | vm_hv_pu | float64
88 | res_trafo | va_hv_degree | float64
89 | res_trafo | vm_lv_pu | float64
90 | res_trafo | va_lv_degree | float64
91 | res_trafo | loading_percent | float64
92 | res_ext_grid | p_mw | float64
93 | res_ext_grid | q_mvar | float64
94 | res_load | p_mw | float64
95 | res_load | q_mvar | float64

## parameters
| version | format_version | converged | OPF_converged | name | f_hz | sn_mva
0 | 2.14.6 | 2.14.0 | TRUE | FALSE |  | 50 | 1