## bus
| name | vn_kv | type | zone | in_service
0 | bus_MV_469_0_node_0 | 20 | n |  | TRUE
1 | bus_MV_469_0_node_2 | 20 | n |  | TRUE
2 | bus_MV_469_0_node_1 | 20 | n |  | TRUE
3 | bus_MV_469_0_node_4 | 20 | n |  | TRUE
4 | bus_MV_469_0_node_3 | 20 | n |  | TRUE
5 | bus_MV_469_0_node_5 | 20 | n |  | TRUE
6 | bus_MV_469_0_node_171 | 20 | n |  | TRUE
7 | bus_MV_469_0_node_68 | 20 | n |  | TRUE
8 | bus_MV_469_0_node_94 | 20 | n |  | TRUE
9 | bus_MV_469_0_node_48 | 20 | n |  | TRUE
10 | bus_MV_469_0_node_6 | 20 | n |  | TRUE
11 | bus_MV_469_0_node_7 | 20 | n |  | TRUE
12 | bus_MV_469_0_node_10 | 20 | n |  | TRUE
13 | bus_MV_469_0_node_11 | 20 | n |  | TRUE
14 | bus_MV_469_0_node_82 | 20 | n |  | TRUE
15 | bus_MV_469_0_node_85 | 20 | n |  | TRUE
16 | bus_MV_469_0_node_86 | 20 | n |  | TRUE
17 | bus_MV_469_0_node_165 | 20 | n |  | TRUE
18 | bus_MV_469_0_node_75 | 20 | n |  | TRUE
19 | bus_MV_469_0_node_79 | 20 | n |  | TRUE
20 | bus_MV_469_0_node_8 | 20 | n |  | TRUE
21 | bus_MV_469_0_node_9 | 20 | n |  | TRUE
22 | bus_MV_469_0_node_174 | 20 | n |  | TRUE
23 | bus_MV_469_0_node_172 | 20 | n |  | TRUE
24 | bus_MV_469_0_node_163 | 20 | n |  | TRUE
25 | bus_MV_469_0_node_13 | 20 | n |  | TRUE
26 | bus_MV_469_0_node_14 | 20 | n |  | TRUE
27 | bus_MV_469_0_node_167 | 20 | n |  | TRUE
28 | bus_MV_469_0_node_12 | 20 | n |  | TRUE
29 | bus_MV_469_0_node_168 | 20 | n |  | TRUE
30 | bus_MV_469_0_node_15 | 20 | n |  | TRUE
31 | bus_MV_469_0_node_71 | 20 | n |  | TRUE
32 | bus_MV_469_0_node_69 | 20 | n |  | TRUE
33 | bus_MV_469_0_node_70 | 20 | n |  | TRUE
34 | bus_MV_469_0_node_16 | 20 | n |  | TRUE
35 | bus_MV_469_0_node_17 | 20 | n |  | TRUE
36 | bus_MV_469_0_node_18 | 20 | n |  | TRUE
37 | bus_MV_469_0_node_161 | 20 | n |  | TRUE
38 | bus_MV_469_0_node_125 | 20 | n |  | TRUE
39 | bus_MV_469_0_node_37 | 20 | n |  | TRUE
40 | bus_MV_469_0_node_126 | 20 | n |  | TRUE
41 | bus_MV_469_0_node_127 | 20 | n |  | TRUE
42 | bus_MV_469_0_node_169 | 20 | n |  | TRUE
43 | bus_MV_469_0_node_41 | 20 | n |  | TRUE
44 | bus_MV_469_0_node_159 | 20 | n |  | TRUE
45 | bus_MV_469_0_node_39 | 20 | n |  | TRUE
46 | bus_MV_469_0_node_124 | 20 | n |  | TRUE
47 | bus_MV_469_0_node_160 | 20 | n |  | TRUE
48 | bus_MV_469_0_node_19 | 20 | n |  | TRUE
49 | bus_MV_469_0_node_20 | 20 | n |  | TRUE
50 | bus_MV_469_0_node_21 | 20 | n |  | TRUE
51 | bus_MV_469_0_node_22 | 20 | n |  | TRUE
52 | bus_MV_469_0_node_23 | 20 | n |  | TRUE
53 | bus_MV_469_0_node_24 | 20 | n |  | TRUE
54 | bus_MV_469_0_node_25 | 20 | n |  | TRUE
55 | bus_MV_469_0_node_27 | 20 | n |  | TRUE
56 | bus_MV_469_0_node_26 | 20 | n |  | TRUE
57 | bus_MV_469_0_node_139 | 20 | n |  | TRUE
58 | bus_MV_469_0_node_156 | 20 | n |  | TRUE
59 | bus_MV_469_0_node_34 | 20 | n |  | TRUE
60 | bus_MV_469_0_node_36 | 20 | n |  | TRUE
61 | bus_MV_469_0_node_29 | 20 | n |  | TRUE
62 | bus_MV_469_0_node_158 | 20 | n |  | TRUE
63 | bus_MV_469_0_node_28 | 20 | n |  | TRUE
64 | bus_MV_469_0_node_130 | 20 | n |  | TRUE
65 | bus_MV_469_0_node_128 | 20 | n |  | TRUE
66 | bus_MV_469_0_node_155 | 20 | n |  | TRUE
67 | bus_MV_469_0_node_30 | 20 | n |  | TRUE
68 | bus_MV_469_0_node_137 | 20 | n |  | TRUE
69 | bus_MV_469_0_node_132 | 20 | n |  | TRUE
70 | bus_MV_469_0_node_145 | 20 | n |  | TRUE
71 | bus_MV_469_0_node_31 | 20 | n |  | TRUE
72 | bus_MV_469_0_node_32 | 20 | n |  | TRUE
73 | bus_MV_469_0_node_73 | 20 | n |  | TRUE
74 | bus_MV_469_0_node_176 | 20 | n |  | TRUE
75 | bus_MV_469_0_node_33 | 20 | n |  | TRUE
76 | bus_MV_469_0_node_43 | 20 | n |  | TRUE
77 | bus_MV_469_0_node_129 | 20 | n |  | TRUE
78 | bus_MV_469_0_node_131 | 20 | n |  | TRUE
79 | bus_MV_469_0_node_166 | 20 | n |  | TRUE
80 | bus_MV_469_0_node_150 | 20 | n |  | TRUE
81 | bus_MV_469_0_node_138 | 20 | n |  | TRUE
82 | bus_MV_469_0_node_136 | 20 | n |  | TRUE
83 | bus_MV_469_0_node_121 | 20 | n |  | TRUE
84 | bus_MV_469_0_node_133 | 20 | n |  | TRUE
85 | bus_MV_469_0_node_134 | 20 | n |  | TRUE
86 | bus_MV_469_0_node_157 | 20 | n |  | TRUE
87 | bus_MV_469_0_node_72 | 20 | n |  | TRUE
88 | bus_MV_469_0_node_177 | 20 | n |  | TRUE
89 | bus_MV_469_0_node_35 | 20 | n |  | TRUE
90 | bus_MV_469_0_node_42 | 20 | n |  | TRUE
91 | bus_MV_469_0_node_38 | 20 | n |  | TRUE
92 | bus_MV_469_0_node_40 | 20 | n |  | TRUE
93 | bus_MV_469_0_node_162 | 20 | n |  | TRUE
94 | bus_MV_469_0_node_44 | 20 | n |  | TRUE
95 | bus_MV_469_0_node_46 | 20 | n |  | TRUE
96 | bus_MV_469_0_node_45 | 20 | n |  | TRUE
97 | bus_MV_469_0_node_47 | 20 | n |  | TRUE
98 | bus_MV_469_0_node_49 | 20 | n |  | TRUE
99 | bus_MV_469_0_node_50 | 20 | n |  | TRUE
100 | bus_MV_469_0_node_99 | 20 | n |  | TRUE
101 | bus_MV_469_0_node_98 | 20 | n |  | TRUE
102 | bus_MV_469_0_node_96 | 20 | n |  | TRUE
103 | bus_MV_469_0_node_97 | 20 | n |  | TRUE
104 | bus_MV_469_0_node_51 | 20 | n |  | TRUE
105 | bus_MV_469_0_node_52 | 20 | n |  | TRUE
106 | bus_MV_469_0_node_53 | 20 | n |  | TRUE
107 | bus_MV_469_0_node_57 | 20 | n |  | TRUE
108 | bus_MV_469_0_node_54 | 20 | n |  | TRUE
109 | bus_MV_469_0_node_55 | 20 | n |  | TRUE
110 | bus_MV_469_0_node_117 | 20 | n |  | TRUE
111 | bus_MV_469_0_node_115 | 20 | n |  | TRUE
112 | bus_MV_469_0_node_112 | 20 | n |  | TRUE
113 | bus_MV_469_0_node_56 | 20 | n |  | TRUE
114 | bus_MV_469_0_node_104 | 20 | n |  | TRUE
115 | bus_MV_469_0_node_106 | 20 | n |  | TRUE
116 | bus_MV_469_0_node_147 | 20 | n |  | TRUE
117 | bus_MV_469_0_node_118 | 20 | n |  | TRUE
118 | bus_MV_469_0_node_114 | 20 | n |  | TRUE
119 | bus_MV_469_0_node_110 | 20 | n |  | TRUE
120 | bus_MV_469_0_node_107 | 20 | n |  | TRUE
121 | bus_MV_469_0_node_105 | 20 | n |  | TRUE
122 | bus_MV_469_0_node_146 | 20 | n |  | TRUE
123 | bus_MV_469_0_node_119 | 20 | n |  | TRUE
124 | bus_MV_469_0_node_58 | 20 | n |  | TRUE
125 | bus_MV_469_0_node_59 | 20 | n |  | TRUE
126 | bus_MV_469_0_node_61 | 20 | n |  | TRUE
127 | bus_MV_469_0_node_60 | 20 | n |  | TRUE
128 | bus_MV_469_0_node_148 | 20 | n |  | TRUE
129 | bus_MV_469_0_node_67 | 20 | n |  | TRUE
130 | bus_MV_469_0_node_95 | 20 | n |  | TRUE
131 | bus_MV_469_0_node_62 | 20 | n |  | TRUE
132 | bus_MV_469_0_node_175 | 20 | n |  | TRUE
133 | bus_MV_469_0_node_64 | 20 | n |  | TRUE
134 | bus_MV_469_0_node_65 | 20 | n |  | TRUE
135 | bus_MV_469_0_node_63 | 20 | n |  | TRUE
136 | bus_MV_469_0_node_66 | 20 | n |  | TRUE
137 | bus_MV_469_0_node_123 | 20 | n |  | TRUE
138 | bus_MV_469_0_node_108 | 20 | n |  | TRUE
139 | bus_MV_469_0_node_90 | 20 | n |  | TRUE
140 | bus_MV_469_0_node_153 | 20 | n |  | TRUE
141 | bus_MV_469_0_node_109 | 20 | n |  | TRUE
142 | bus_MV_469_0_node_113 | 20 | n |  | TRUE
143 | bus_MV_469_0_node_149 | 20 | n |  | TRUE
144 | bus_MV_469_0_node_93 | 20 | n |  | TRUE
145 | bus_MV_469_0_node_89 | 20 | n |  | TRUE
146 | bus_MV_469_0_node_111 | 20 | n |  | TRUE
147 | bus_MV_469_0_node_74 | 20 | n |  | TRUE
148 | bus_MV_469_0_node_151 | 20 | n |  | TRUE
149 | bus_MV_469_0_node_84 | 20 | n |  | TRUE
150 | bus_MV_469_0_node_152 | 20 | n |  | TRUE
151 | bus_MV_469_0_node_173 | 20 | n |  | TRUE
152 | bus_MV_469_0_node_76 | 20 | n |  | TRUE
153 | bus_MV_469_0_node_77 | 20 | n |  | TRUE
154 | bus_MV_469_0_node_78 | 20 | n |  | TRUE
155 | bus_MV_469_0_node_80 | 20 | n |  | TRUE
156 | bus_MV_469_0_node_88 | 20 | n |  | TRUE
157 | bus_MV_469_0_node_87 | 20 | n |  | TRUE
158 | bus_MV_469_0_node_154 | 20 | n |  | TRUE
159 | bus_MV_469_0_node_91 | 20 | n |  | TRUE
160 | bus_MV_469_0_node_92 | 20 | n |  | TRUE
161 | bus_MV_469_0_node_122 | 20 | n |  | TRUE
162 | bus_MV_469_0_node_164 | 20 | n |  | TRUE
163 | bus_MV_469_0_node_103 | 20 | n |  | TRUE
164 | bus_MV_469_0_node_144 | 20 | n |  | TRUE
165 | bus_MV_469_0_node_102 | 20 | n |  | TRUE
166 | bus_MV_469_0_node_120 | 20 | n |  | TRUE
167 | bus_MV_469_0_node_100 | 20 | n |  | TRUE
168 | bus_MV_469_0_node_101 | 20 | n |  | TRUE
169 | bus_MV_469_0_node_143 | 20 | n |  | TRUE
170 | bus_MV_469_0_node_116 | 20 | n |  | TRUE
171 | bus_MV_469_0_node_170 | 20 | n |  | TRUE
172 | bus_MV_469_0_node_140 | 20 | n |  | TRUE
173 | bus_MV_469_0_node_141 | 20 | n |  | TRUE
174 | bus_MV_469_0_node_142 | 20 | n |  | TRUE
175 | bus_HV_469_0_node_96 | 110 | n |  | TRUE

## load
| name | bus | p_mw | q_mvar | const_z_percent | const_i_percent | sn_mva | scaling | in_service | type
0 | MV_469_0_load_0 | 0 | 0.26926 | 0.13041 | 0 | 0 |  | 1 | TRUE | wye
1 | MV_469_0_load_3 | 4 | 0.23032 | 0.11155 | 0 | 0 |  | 1 | TRUE | wye
2 | MV_469_0_load_5 | 5 | 1.453 | 0.70374 | 0 | 0 |  | 1 | TRUE | wye
3 | MV_469_0_load_171 | 6 | 0.34446 | 0.16683 | 0 | 0 |  | 1 | TRUE | wye
4 | MV_469_0_load_68 | 7 | 0.087319 | 0.042291 | 0 | 0 |  | 1 | TRUE | wye
5 | MV_469_0_load_6 | 10 | 0.2678 | 0.1297 | 0 | 0 |  | 1 | TRUE | wye
6 | MV_469_0_load_82 | 14 | 0.2689 | 0.13023 | 0 | 0 |  | 1 | TRUE | wye
7 | MV_469_0_load_165 | 17 | 0.26227 | 0.12702 | 0 | 0 |  | 1 | TRUE | wye
8 | MV_469_0_load_79 | 19 | 0.26243 | 0.1271 | 0 | 0 |  | 1 | TRUE | wye
9 | MV_469_0_load_174 | 22 | 0.32612 | 0.15795 | 0 | 0 |  | 1 | TRUE | wye
10 | MV_469_0_load_172 | 23 | 0.25525 | 0.12362 | 0 | 0 |  | 1 | TRUE | wye
11 | MV_469_0_load_163 | 24 | 0.22857 | 0.1107 | 0 | 0 |  | 1 | TRUE | wye
12 | MV_469_0_load_167 | 27 | 0.3993 | 0.19339 | 0 | 0 |  | 1 | TRUE | wye
13 | MV_469_0_load_168 | 29 | 0.38487 | 0.1864 | 0 | 0 |  | 1 | TRUE | wye
14 | MV_469_0_load_15 | 30 | 0.28646 | 0.13874 | 0 | 0 |  | 1 | TRUE | wye
15 | MV_469_0_load_71 | 31 | 0.25519 | 0.12359 | 0 | 0 |  | 1 | TRUE | wye
16 | MV_469_0_load_16 | 34 | 0.40175 | 0.19458 | 0 | 0 |  | 1 | TRUE | wye
17 | MV_469_0_load_161 | 37 | 0.19568 | 0.094772 | 0 | 0 |  | 1 | TRUE | wye
18 | MV_469_0_load_169 | 42 | 0.32934 | 0.15951 | 0 | 0 |  | 1 | TRUE | wye
19 | MV_469_0_load_159 | 44 | 0.35325 | 0.17109 | 0 | 0 |  | 1 | TRUE | wye
20 | MV_469_0_load_124 | 46 | 0.077348 | 0.037461 | 0 | 0 |  | 1 | TRUE | wye
21 | MV_469_0_load_160 | 47 | 0.19772 | 0.095758 | 0 | 0 |  | 1 | TRUE | wye
22 | MV_469_0_load_19 | 48 | 0.31747 | 0.15376 | 0 | 0 |  | 1 | TRUE | wye
23 | MV_469_0_load_22 | 51 | 0.34683 | 0.16798 | 0 | 0 |  | 1 | TRUE | wye
24 | MV_469_0_load_24 | 53 | 0.092736 | 0.044914 | 0 | 0 |  | 1 | TRUE | wye
25 | MV_469_0_load_139 | 57 | 0.085188 | 0.041258 | 0 | 0 |  | 1 | TRUE | wye
26 | MV_469_0_load_156 | 58 | 0.30722 | 0.14879 | 0 | 0 |  | 1 | TRUE | wye
27 | MV_469_0_load_158 | 62 | 0.38763 | 0.18774 | 0 | 0 |  | 1 | TRUE | wye
28 | MV_469_0_load_128 | 65 | 0.20938 | 0.10141 | 0 | 0 |  | 1 | TRUE | wye
29 | MV_469_0_load_155 | 66 | 0.21325 | 0.10328 | 0 | 0 |  | 1 | TRUE | wye
30 | MV_469_0_load_137 | 68 | 0.2405 | 0.11648 | 0 | 0 |  | 1 | TRUE | wye
31 | MV_469_0_load_132 | 69 | 0.47877 | 0.23188 | 0 | 0 |  | 1 | TRUE | wye
32 | MV_469_0_load_145 | 70 | 0.524 | 0.25378 | 0 | 0 |  | 1 | TRUE | wye
33 | MV_469_0_load_73 | 73 | 0.17117 | 0.082899 | 0 | 0 |  | 1 | TRUE | wye
34 | MV_469_0_load_176 | 74 | 0.32296 | 0.15642 | 0 | 0 |  | 1 | TRUE | wye
35 | MV_469_0_load_33 | 75 | 0.25139 | 0.12176 | 0 | 0 |  | 1 | TRUE | wye
36 | MV_469_0_load_43 | 76 | 0.16929 | 0.081991 | 0 | 0 |  | 1 | TRUE | wye
37 | MV_469_0_load_166 | 79 | 0.31459 | 0.15236 | 0 | 0 |  | 1 | TRUE | wye
38 | MV_469_0_load_150 | 80 | 0.23435 | 0.1135 | 0 | 0 |  | 1 | TRUE | wye
39 | MV_469_0_load_138 | 81 | 0.073778 | 0.035732 | 0 | 0 |  | 1 | TRUE | wye
40 | MV_469_0_load_157 | 86 | 0.074577 | 0.036119 | 0 | 0 |  | 1 | TRUE | wye
41 | MV_469_0_load_72 | 87 | 0.18582 | 0.089997 | 0 | 0 |  | 1 | TRUE | wye
42 | MV_469_0_load_177 | 88 | 0.090671 | 0.043914 | 0 | 0 |  | 1 | TRUE | wye
43 | MV_469_0_load_42 | 90 | 0.12204 | 0.059109 | 0 | 0 |  | 1 | TRUE | wye
44 | MV_469_0_load_38 | 91 | 0.40187 | 0.19464 | 0 | 0 |  | 1 | TRUE | wye
45 | MV_469_0_load_162 | 93 | 0.41509 | 0.20103 | 0 | 0 |  | 1 | TRUE | wye
46 | MV_469_0_load_44 | 94 | 0.2671 | 0.12936 | 0 | 0 |  | 1 | TRUE | wye
47 | MV_469_0_load_46 | 95 | 0.33922 | 0.16429 | 0 | 0 |  | 1 | TRUE | wye
48 | MV_469_0_load_50 | 99 | 0.15807 | 0.076557 | 0 | 0 |  | 1 | TRUE | wye
49 | MV_469_0_load_99 | 100 | 0.22781 | 0.11033 | 0 | 0 |  | 1 | TRUE | wye
50 | MV_469_0_load_98 | 101 | 0.089573 | 0.043382 | 0 | 0 |  | 1 | TRUE | wye
51 | MV_469_0_load_51 | 104 | 0.35564 | 0.17225 | 0 | 0 |  | 1 | TRUE | wye
52 | MV_469_0_load_117 | 110 | 0.088649 | 0.042935 | 0 | 0 |  | 1 | TRUE | wye
53 | MV_469_0_load_115 | 111 | 0.10491 | 0.050808 | 0 | 0 |  | 1 | TRUE | wye
54 | MV_469_0_load_104 | 114 | 0.11535 | 0.055867 | 0 | 0 |  | 1 | TRUE | wye
55 | MV_469_0_load_147 | 116 | 0.10818 | 0.052393 | 0 | 0 |  | 1 | TRUE | wye
56 | MV_469_0_load_118 | 117 | 0.080909 | 0.039186 | 0 | 0 |  | 1 | TRUE | wye
57 | MV_469_0_load_114 | 118 | 0.16996 | 0.082314 | 0 | 0 |  | 1 | TRUE | wye
58 | MV_469_0_load_110 | 119 | 0.15976 | 0.077377 | 0 | 0 |  | 1 | TRUE | wye
59 | MV_469_0_load_107 | 120 | 0.19336 | 0.093647 | 0 | 0 |  | 1 | TRUE | wye
60 | MV_469_0_load_105 | 121 | 0.41213 | 0.1996 | 0 | 0 |  | 1 | TRUE | wye
61 | MV_469_0_load_146 | 122 | 0.082879 | 0.04014 | 0 | 0 |  | 1 | TRUE | wye
62 | MV_469_0_load_58 | 124 | 0.07303 | 0.03537 | 0 | 0 |  | 1 | TRUE | wye
63 | MV_469_0_load_148 | 128 | 0.10766 | 0.052143 | 0 | 0 |  | 1 | TRUE | wye
64 | MV_469_0_load_95 | 130 | 0.097089 | 0.047022 | 0 | 0 |  | 1 | TRUE | wye
65 | MV_469_0_load_175 | 132 | 0.75049 | 0.36348 | 0 | 0 |  | 1 | TRUE | wye
66 | MV_469_0_load_123 | 137 | 0.11553 | 0.055954 | 0 | 0 |  | 1 | TRUE | wye
67 | MV_469_0_load_108 | 138 | 0.4013 | 0.19436 | 0 | 0 |  | 1 | TRUE | wye
68 | MV_469_0_load_153 | 140 | 0.24626 | 0.11927 | 0 | 0 |  | 1 | TRUE | wye
69 | MV_469_0_load_109 | 141 | 0.15262 | 0.073915 | 0 | 0 |  | 1 | TRUE | wye
70 | MV_469_0_load_113 | 142 | 0.1396 | 0.067611 | 0 | 0 |  | 1 | TRUE | wye
71 | MV_469_0_load_149 | 143 | 0.1726 | 0.083595 | 0 | 0 |  | 1 | TRUE | wye
72 | MV_469_0_load_89 | 145 | 0.12689 | 0.061457 | 0 | 0 |  | 1 | TRUE | wye
73 | MV_469_0_load_111 | 146 | 0.13988 | 0.067746 | 0 | 0 |  | 1 | TRUE | wye
74 | MV_469_0_load_74 | 147 | 0.65934 | 0.31933 | 0 | 0 |  | 1 | TRUE | wye
75 | MV_469_0_load_151 | 148 | 0.18822 | 0.09116 | 0 | 0 |  | 1 | TRUE | wye
76 | MV_469_0_load_173 | 151 | 0.15349 | 0.074338 | 0 | 0 |  | 1 | TRUE | wye
77 | MV_469_0_load_76 | 152 | 0.45814 | 0.22189 | 0 | 0 |  | 1 | TRUE | wye
78 | MV_469_0_load_77 | 153 | 0.10713 | 0.051887 | 0 | 0 |  | 1 | TRUE | wye
79 | MV_469_0_load_80 | 155 | 0.080136 | 0.038811 | 0 | 0 |  | 1 | TRUE | wye
80 | MV_469_0_load_87 | 157 | 0.16011 | 0.077543 | 0 | 0 |  | 1 | TRUE | wye
81 | MV_469_0_load_154 | 158 | 0.24377 | 0.11806 | 0 | 0 |  | 1 | TRUE | wye
82 | MV_469_0_load_91 | 159 | 0.086618 | 0.041951 | 0 | 0 |  | 1 | TRUE | wye
83 | MV_469_0_load_164 | 162 | 0.34884 | 0.16895 | 0 | 0 |  | 1 | TRUE | wye
84 | MV_469_0_load_102 | 165 | 0.11389 | 0.055159 | 0 | 0 |  | 1 | TRUE | wye
85 | MV_469_0_load_100 | 167 | 0.29708 | 0.14388 | 0 | 0 |  | 1 | TRUE | wye
86 | MV_469_0_load_143 | 169 | 0.070953 | 0.034364 | 0 | 0 |  | 1 | TRUE | wye
87 | MV_469_0_load_116 | 170 | 0.1532 | 0.0742 | 0 | 0 |  | 1 | TRUE | wye
88 | MV_469_0_load_170 | 171 | 0.29578 | 0.14325 | 0 | 0 |  | 1 | TRUE | wye
89 | MV_469_0_load_140 | 172 | 0.082571 | 0.039991 | 0 | 0 |  | 1 | TRUE | wye

## ext_grid
| name | bus | vm_pu | va_degree | slack_weight | in_service
0 |  | 102 | 1 | 0 | 1 | TRUE

## line
| name | std_type | from_bus | to_bus | length_km | r_ohm_per_km | x_ohm_per_km | c_nf_per_km | g_us_per_km | max_i_ka | df | parallel | type | in_service
0 | MV_469_0_line_0 |  | 0 | 1 | 0.015918 | 0.445 | 0.132 | 190 | 0 | 0.22 | 1 | 1 | cs | TRUE
1 | MV_469_0_line_1 |  | 0 | 2 | 0.13117 | 0.5939 | 0.372 | 9.5 | 0 | 0.21 | 1 | 1 | ol | TRUE
2 | MV_469_0_line_2 |  | 1 | 3 | 0.094526 | 0.445 | 0.132 | 190 | 0 | 0.22 | 1 | 1 | cs | TRUE
3 | MV_469_0_line_3 |  | 2 | 4 | 0.042238 | 0.445 | 0.132 | 190 | 0 | 0.22 | 1 | 1 | cs | TRUE
4 | MV_469_0_line_4 |  | 3 | 6 | 0.043101 | 0.5939 | 0.372 | 9.5 | 0 | 0.21 | 1 | 1 | ol | TRUE
5 | MV_469_0_line_5 |  | 4 | 5 | 0.052144 | 0.445 | 0.132 | 190 | 0 | 0.22 | 1 | 1 | cs | TRUE
6 | MV_469_0_line_6 |  | 5 | 8 | 0.02049 | 0.161 | 0.117 | 273 | 0 | 0.362 | 1 | 1 | cs | TRUE
7 | MV_469_0_line_7 |  | 6 | 7 | 0.53168 | 0.5939 | 0.372 | 9.5 | 0 | 0.21 | 1 | 1 | ol | TRUE
8 | MV_469_0_line_8 |  | 7 | 32 | 0.030845 | 0.445 | 0.132 | 190 | 0 | 0.22 | 1 | 1 | cs | TRUE
9 | MV_469_0_line_9 |  | 8 | 9 | 0.073349 | 0.0515 | 0.029 | 1000 | 0 | 1.276 | 1 | 1 | cs | TRUE
10 | MV_469_0_line_10 |  | 9 | 100 | 0.043553 | 0.445 | 0.132 | 190 | 0 | 0.22 | 1 | 1 | cs | TRUE
11 | MV_469_0_line_11 |  | 9 | 96 | 0.048358 | 0.0515 | 0.029 | 1000 | 0 | 1.276 | 1 | 1 | cs | TRUE
12 | MV_469_0_line_12 |  | 10 | 11 | 0.039318 | 0.445 | 0.132 | 190 | 0 | 0.22 | 1 | 1 | cs | TRUE
13 | MV_469_0_line_13 |  | 11 | 12 | 0.4993 | 0.445 | 0.132 | 190 | 0 | 0.22 | 1 | 1 | cs | TRUE
14 | MV_469_0_line_14 |  | 11 | 13 | 0.44025 | 0.445 | 0.132 | 190 | 0 | 0.22 | 1 | 1 | cs | TRUE
15 | MV_469_0_line_15 |  | 12 | 24 | 0.010466 | 0.445 | 0.132 | 190 | 0 | 0.22 | 1 | 1 | cs | TRUE
16 | MV_469_0_line_16 |  | 13 | 25 | 0.61119 | 0.445 | 0.132 | 190 | 0 | 0.22 | 1 | 1 | cs | TRUE
17 | MV_469_0_line_17 |  | 13 | 26 | 0.37696 | 0.445 | 0.132 | 190 | 0 | 0.22 | 1 | 1 | cs | TRUE
18 | MV_469_0_line_18 |  | 13 | 27 | 0.061664 | 0.5939 | 0.372 | 9.5 | 0 | 0.21 | 1 | 1 | ol | TRUE
19 | MV_469_0_line_19 |  | 14 | 15 | 0.15243 | 0.0595 | 0.16 | 22 | 0 | 1.29 | 1 | 1 | ol | TRUE
20 | MV_469_0_line_20 |  | 14 | 16 | 0.21164 | 0.0595 | 0.16 | 22 | 0 | 1.29 | 1 | 1 | ol | TRUE
21 | MV_469_0_line_21 |  | 14 | 17 | 0.39429 | 0.306 | 0.35 | 10 | 0 | 0.35 | 1 | 1 | ol | TRUE
22 | MV_469_0_line_22 |  | 14 | 18 | 0.0071358 | 0.0515 | 0.029 | 1000 | 0 | 1.276 | 1 | 1 | cs | TRUE
23 | MV_469_0_line_23 |  | 14 | 19 | 0.077048 | 0.5939 | 0.372 | 9.5 | 0 | 0.21 | 1 | 1 | ol | TRUE
24 | MV_469_0_line_24 |  | 15 | 156 | 0.38149 | 0.0515 | 0.029 | 1000 | 0 | 1.276 | 1 | 1 | cs | TRUE
25 | MV_469_0_line_25 |  | 15 | 157 | 0.02692 | 0.445 | 0.132 | 190 | 0 | 0.22 | 1 | 1 | cs | TRUE
26 | MV_469_0_line_26 |  | 16 | 22 | 0.040201 | 0.0515 | 0.029 | 1000 | 0 | 1.276 | 1 | 1 | cs | TRUE
27 | MV_469_0_line_27 |  | 18 | 71 | 0.089816 | 0.0515 | 0.029 | 1000 | 0 | 1.276 | 1 | 1 | cs | TRUE
28 | MV_469_0_line_28 |  | 19 | 153 | 0.023726 | 0.445 | 0.132 | 190 | 0 | 0.22 | 1 | 1 | cs | TRUE
29 | MV_469_0_line_29 |  | 20 | 21 | 0.24277 | 0.0515 | 0.029 | 1000 | 0 | 1.276 | 1 | 1 | cs | TRUE
30 | MV_469_0_line_30 |  | 20 | 22 | 0.034977 | 0.0515 | 0.029 | 1000 | 0 | 1.276 | 1 | 1 | cs | TRUE
31 | MV_469_0_line_31 |  | 21 | 23 | 0.027151 | 0.5939 | 0.372 | 9.5 | 0 | 0.21 | 1 | 1 | ol | TRUE
32 | MV_469_0_line_32 |  | 25 | 30 | 0.034138 | 0.445 | 0.132 | 190 | 0 | 0.22 | 1 | 1 | cs | TRUE
33 | MV_469_0_line_33 |  | 25 | 28 | 0.40039 | 0.445 | 0.132 | 190 | 0 | 0.22 | 1 | 1 | cs | TRUE
34 | MV_469_0_line_34 |  | 26 | 31 | 0.058799 | 0.5939 | 0.372 | 9.5 | 0 | 0.21 | 1 | 1 | ol | TRUE
35 | MV_469_0_line_35 |  | 28 | 29 | 0.020298 | 0.445 | 0.132 | 190 | 0 | 0.22 | 1 | 1 | cs | TRUE
36 | MV_469_0_line_36 |  | 31 | 33 | 0.01569 | 0.445 | 0.132 | 190 | 0 | 0.22 | 1 | 1 | cs | TRUE
37 | MV_469_0_line_37 |  | 32 | 33 | 0.012547 | 0.445 | 0.132 | 190 | 0 | 0.22 | 1 | 1 | cs | TRUE
38 | MV_469_0_line_38 |  | 34 | 35 | 0.048647 | 0.445 | 0.132 | 190 | 0 | 0.22 | 1 | 1 | cs | TRUE
39 | MV_469_0_line_39 |  | 35 | 36 | 0.13342 | 0.445 | 0.132 | 190 | 0 | 0.22 | 1 | 1 | cs | TRUE
40 | MV_469_0_line_40 |  | 36 | 37 | 0.020578 | 0.445 | 0.132 | 190 | 0 | 0.22 | 1 | 1 | cs | TRUE
41 | MV_469_0_line_41 |  | 36 | 38 | 0.26247 | 0.445 | 0.132 | 190 | 0 | 0.22 | 1 | 1 | cs | TRUE
42 | MV_469_0_line_42 |  | 37 | 39 | 0.019847 | 0.445 | 0.132 | 190 | 0 | 0.22 | 1 | 1 | cs | TRUE
43 | MV_469_0_line_43 |  | 38 | 46 | 0.005292 | 0.445 | 0.132 | 190 | 0 | 0.22 | 1 | 1 | cs | TRUE
44 | MV_469_0_line_44 |  | 38 | 40 | 0.40838 | 0.445 | 0.132 | 190 | 0 | 0.22 | 1 | 1 | cs | TRUE
45 | MV_469_0_line_45 |  | 39 | 89 | 0.1252 | 0.445 | 0.132 | 190 | 0 | 0.22 | 1 | 1 | cs | TRUE
46 | MV_469_0_line_46 |  | 40 | 41 | 0.3929 | 0.445 | 0.132 | 190 | 0 | 0.22 | 1 | 1 | cs | TRUE
47 | MV_469_0_line_47 |  | 40 | 42 | 0.009274 | 0.445 | 0.132 | 190 | 0 | 0.22 | 1 | 1 | cs | TRUE
48 | MV_469_0_line_48 |  | 41 | 47 | 0.033039 | 0.5939 | 0.372 | 9.5 | 0 | 0.21 | 1 | 1 | ol | TRUE
49 | MV_469_0_line_49 |  | 41 | 43 | 0.48676 | 0.445 | 0.132 | 190 | 0 | 0.22 | 1 | 1 | cs | TRUE
50 | MV_469_0_line_50 |  | 43 | 44 | 0.005017 | 0.445 | 0.132 | 190 | 0 | 0.22 | 1 | 1 | cs | TRUE
51 | MV_469_0_line_51 |  | 43 | 45 | 0.60395 | 0.445 | 0.132 | 190 | 0 | 0.22 | 1 | 1 | cs | TRUE
52 | MV_469_0_line_52 |  | 45 | 92 | 0.74954 | 0.445 | 0.132 | 190 | 0 | 0.22 | 1 | 1 | cs | TRUE
53 | MV_469_0_line_53 |  | 45 | 91 | 0.015316 | 0.445 | 0.132 | 190 | 0 | 0.22 | 1 | 1 | cs | TRUE
54 | MV_469_0_line_54 |  | 46 | 50 | 0.046709 | 0.445 | 0.132 | 190 | 0 | 0.22 | 1 | 1 | cs | TRUE
55 | MV_469_0_line_55 |  | 48 | 49 | 0.0079833 | 0.445 | 0.132 | 190 | 0 | 0.22 | 1 | 1 | cs | TRUE
56 | MV_469_0_line_56 |  | 49 | 50 | 0.082422 | 0.445 | 0.132 | 190 | 0 | 0.22 | 1 | 1 | cs | TRUE
57 | MV_469_0_line_57 |  | 51 | 52 | 0.019265 | 0.445 | 0.132 | 190 | 0 | 0.22 | 1 | 1 | cs | TRUE
58 | MV_469_0_line_58 |  | 52 | 53 | 0.031459 | 0.445 | 0.132 | 190 | 0 | 0.22 | 1 | 1 | cs | TRUE
59 | MV_469_0_line_59 |  | 52 | 54 | 0.19173 | 0.445 | 0.132 | 190 | 0 | 0.22 | 1 | 1 | cs | TRUE
60 | MV_469_0_line_60 |  | 52 | 55 | 0.40564 | 0.161 | 0.117 | 273 | 0 | 0.362 | 1 | 1 | cs | TRUE
61 | MV_469_0_line_61 |  | 54 | 56 | 0.4158 | 0.445 | 0.132 | 190 | 0 | 0.22 | 1 | 1 | cs | TRUE
62 | MV_469_0_line_62 |  | 54 | 57 | 0.009439 | 0.445 | 0.132 | 190 | 0 | 0.22 | 1 | 1 | cs | TRUE
63 | MV_469_0_line_63 |  | 55 | 61 | 0.46077 | 0.161 | 0.117 | 273 | 0 | 0.362 | 1 | 1 | cs | TRUE
64 | MV_469_0_line_64 |  | 55 | 62 | 0.048981 | 0.445 | 0.132 | 190 | 0 | 0.22 | 1 | 1 | cs | TRUE
65 | MV_469_0_line_65 |  | 56 | 58 | 0.034846 | 0.445 | 0.132 | 190 | 0 | 0.22 | 1 | 1 | cs | TRUE
66 | MV_469_0_line_66 |  | 56 | 59 | 0.75175 | 0.445 | 0.132 | 190 | 0 | 0.22 | 1 | 1 | cs | TRUE
67 | MV_469_0_line_67 |  | 56 | 60 | 0.40933 | 0.445 | 0.132 | 190 | 0 | 0.22 | 1 | 1 | cs | TRUE
68 | MV_469_0_line_68 |  | 59 | 75 | 0.020818 | 0.445 | 0.132 | 190 | 0 | 0.22 | 1 | 1 | cs | TRUE
69 | MV_469_0_line_69 |  | 60 | 76 | 0.029597 | 0.445 | 0.132 | 190 | 0 | 0.22 | 1 | 1 | cs | TRUE
70 | MV_469_0_line_70 |  | 61 | 66 | 0.006075 | 0.0515 | 0.029 | 1000 | 0 | 1.276 | 1 | 1 | cs | TRUE
71 | MV_469_0_line_71 |  | 63 | 64 | 0.090503 | 0.445 | 0.132 | 190 | 0 | 0.22 | 1 | 1 | cs | TRUE
72 | MV_469_0_line_72 |  | 63 | 65 | 0.0531 | 0.445 | 0.132 | 190 | 0 | 0.22 | 1 | 1 | cs | TRUE
73 | MV_469_0_line_73 |  | 64 | 80 | 0.046208 | 0.445 | 0.132 | 190 | 0 | 0.22 | 1 | 1 | cs | TRUE
74 | MV_469_0_line_74 |  | 64 | 77 | 0.24468 | 0.445 | 0.132 | 190 | 0 | 0.22 | 1 | 1 | cs | TRUE
75 | MV_469_0_line_75 |  | 65 | 82 | 0.14359 | 0.306 | 0.35 | 10 | 0 | 0.35 | 1 | 1 | ol | TRUE
76 | MV_469_0_line_76 |  | 66 | 83 | 0.023674 | 0.0515 | 0.029 | 1000 | 0 | 1.276 | 1 | 1 | cs | TRUE
77 | MV_469_0_line_77 |  | 67 | 68 | 0.057684 | 0.445 | 0.132 | 190 | 0 | 0.22 | 1 | 1 | cs | TRUE
78 | MV_469_0_line_78 |  | 67 | 69 | 0.12323 | 0.306 | 0.35 | 10 | 0 | 0.35 | 1 | 1 | ol | TRUE
79 | MV_469_0_line_79 |  | 67 | 70 | 0.17493 | 0.306 | 0.35 | 10 | 0 | 0.35 | 1 | 1 | ol | TRUE
80 | MV_469_0_line_80 |  | 69 | 84 | 0.037115 | 0.0515 | 0.029 | 1000 | 0 | 1.276 | 1 | 1 | cs | TRUE
81 | MV_469_0_line_81 |  | 70 | 82 | 0.045816 | 0.161 | 0.117 | 273 | 0 | 0.362 | 1 | 1 | cs | TRUE
82 | MV_469_0_line_82 |  | 71 | 72 | 0.19733 | 0.0515 | 0.029 | 1000 | 0 | 1.276 | 1 | 1 | cs | TRUE
83 | MV_469_0_line_83 |  | 71 | 73 | 0.096901 | 0.0515 | 0.029 | 1000 | 0 | 1.276 | 1 | 1 | cs | TRUE
84 | MV_469_0_line_84 |  | 72 | 74 | 0.01498 | 0.0515 | 0.029 | 1000 | 0 | 1.276 | 1 | 1 | cs | TRUE
85 | MV_469_0_line_85 |  | 73 | 87 | 0.0072622 | 0.0515 | 0.029 | 1000 | 0 | 1.276 | 1 | 1 | cs | TRUE
86 | MV_469_0_line_86 |  | 74 | 88 | 0.036857 | 0.0515 | 0.029 | 1000 | 0 | 1.276 | 1 | 1 | cs | TRUE
87 | MV_469_0_line_87 |  | 75 | 89 | 0.048428 | 0.445 | 0.132 | 190 | 0 | 0.22 | 1 | 1 | cs | TRUE
88 | MV_469_0_line_88 |  | 76 | 90 | 0.066978 | 0.5939 | 0.372 | 9.5 | 0 | 0.21 | 1 | 1 | ol | TRUE
89 | MV_469_0_line_89 |  | 77 | 78 | 0.61026 | 0.445 | 0.132 | 190 | 0 | 0.22 | 1 | 1 | cs | TRUE
90 | MV_469_0_line_90 |  | 77 | 79 | 0.047832 | 0.5939 | 0.372 | 9.5 | 0 | 0.21 | 1 | 1 | ol | TRUE
91 | MV_469_0_line_91 |  | 78 | 81 | 0.071573 | 0.445 | 0.132 | 190 | 0 | 0.22 | 1 | 1 | cs | TRUE
92 | MV_469_0_line_92 |  | 83 | 123 | 0.18305 | 0.0515 | 0.029 | 1000 | 0 | 1.276 | 1 | 1 | cs | TRUE
93 | MV_469_0_line_93 |  | 83 | 103 | 0.27113 | 0.0515 | 0.029 | 1000 | 0 | 1.276 | 1 | 1 | cs | TRUE
94 | MV_469_0_line_94 |  | 83 | 161 | 0.14171 | 0.445 | 0.132 | 190 | 0 | 0.22 | 1 | 1 | cs | TRUE
95 | MV_469_0_line_95 |  | 84 | 85 | 0.078555 | 0.0515 | 0.029 | 1000 | 0 | 1.276 | 1 | 1 | cs | TRUE
96 | MV_469_0_line_96 |  | 85 | 86 | 0.006614 | 0.0515 | 0.029 | 1000 | 0 | 1.276 | 1 | 1 | cs | TRUE
97 | MV_469_0_line_97 |  | 86 | 147 | 0.22736 | 0.0595 | 0.16 | 22 | 0 | 1.29 | 1 | 1 | ol | TRUE
98 | MV_469_0_line_98 |  | 87 | 147 | 0.043837 | 0.0515 | 0.029 | 1000 | 0 | 1.276 | 1 | 1 | cs | TRUE
99 | MV_469_0_line_99 |  | 92 | 93 | 0.005218 | 0.445 | 0.132 | 190 | 0 | 0.22 | 1 | 1 | cs | TRUE
100 | MV_469_0_line_100 |  | 94 | 95 | 0.0319 | 0.445 | 0.132 | 190 | 0 | 0.22 | 1 | 1 | cs | TRUE
101 | MV_469_0_line_101 |  | 94 | 96 | 0.033903 | 0.5939 | 0.372 | 9.5 | 0 | 0.21 | 1 | 1 | ol | TRUE
102 | MV_469_0_line_102 |  | 96 | 97 | 0.027407 | 0.0515 | 0.029 | 1000 | 0 | 1.276 | 1 | 1 | cs | TRUE
103 | MV_469_0_line_103 |  | 97 | 98 | 0.00433 | 0.445 | 0.132 | 190 | 0 | 0.22 | 1 | 1 | cs | TRUE
104 | MV_469_0_line_104 |  | 97 | 99 | 0.0053158 | 0.0515 | 0.029 | 1000 | 0 | 1.276 | 1 | 1 | cs | TRUE
105 | MV_469_0_line_105 |  | 98 | 101 | 0.017185 | 0.445 | 0.132 | 190 | 0 | 0.22 | 1 | 1 | cs | TRUE
106 | MV_469_0_line_106 |  | 99 | 102 | 0.026564 | 0.0515 | 0.029 | 1000 | 0 | 1.276 | 1 | 1 | cs | TRUE
107 | MV_469_0_line_107 |  | 102 | 103 | 0.19153 | 0.0515 | 0.029 | 1000 | 0 | 1.276 | 1 | 1 | cs | TRUE
108 | MV_469_0_line_108 |  | 103 | 158 | 0.069045 | 0.0595 | 0.16 | 22 | 0 | 1.29 | 1 | 1 | ol | TRUE
109 | MV_469_0_line_109 |  | 104 | 105 | 0.003862 | 0.445 | 0.132 | 190 | 0 | 0.22 | 1 | 1 | cs | TRUE
110 | MV_469_0_line_110 |  | 105 | 106 | 0.15272 | 0.161 | 0.117 | 273 | 0 | 0.362 | 1 | 1 | cs | TRUE
111 | MV_469_0_line_111 |  | 105 | 107 | 0.17754 | 0.161 | 0.117 | 273 | 0 | 0.362 | 1 | 1 | cs | TRUE
112 | MV_469_0_line_112 |  | 106 | 108 | 0.017921 | 0.445 | 0.132 | 190 | 0 | 0.22 | 1 | 1 | cs | TRUE
113 | MV_469_0_line_113 |  | 106 | 109 | 0.12499 | 0.445 | 0.132 | 190 | 0 | 0.22 | 1 | 1 | cs | TRUE
114 | MV_469_0_line_114 |  | 106 | 110 | 0.033412 | 0.445 | 0.132 | 190 | 0 | 0.22 | 1 | 1 | cs | TRUE
115 | MV_469_0_line_115 |  | 107 | 117 | 0.026638 | 0.0515 | 0.029 | 1000 | 0 | 1.276 | 1 | 1 | cs | TRUE
116 | MV_469_0_line_116 |  | 108 | 111 | 0.027508 | 0.445 | 0.132 | 190 | 0 | 0.22 | 1 | 1 | cs | TRUE
117 | MV_469_0_line_117 |  | 108 | 112 | 0.026986 | 0.445 | 0.132 | 190 | 0 | 0.22 | 1 | 1 | cs | TRUE
118 | MV_469_0_line_118 |  | 109 | 113 | 0.068999 | 0.445 | 0.132 | 190 | 0 | 0.22 | 1 | 1 | cs | TRUE
119 | MV_469_0_line_119 |  | 109 | 114 | 0.034361 | 0.445 | 0.132 | 190 | 0 | 0.22 | 1 | 1 | cs | TRUE
120 | MV_469_0_line_120 |  | 112 | 118 | 0.066221 | 0.445 | 0.132 | 190 | 0 | 0.22 | 1 | 1 | cs | TRUE
121 | MV_469_0_line_121 |  | 112 | 119 | 0.047539 | 0.445 | 0.132 | 190 | 0 | 0.22 | 1 | 1 | cs | TRUE
122 | MV_469_0_line_122 |  | 113 | 115 | 0.14759 | 0.445 | 0.132 | 190 | 0 | 0.22 | 1 | 1 | cs | TRUE
123 | MV_469_0_line_123 |  | 113 | 116 | 0.048188 | 0.445 | 0.132 | 190 | 0 | 0.22 | 1 | 1 | cs | TRUE
124 | MV_469_0_line_124 |  | 115 | 120 | 0.10297 | 0.445 | 0.132 | 190 | 0 | 0.22 | 1 | 1 | cs | TRUE
125 | MV_469_0_line_125 |  | 115 | 121 | 0.042903 | 0.445 | 0.132 | 190 | 0 | 0.22 | 1 | 1 | cs | TRUE
126 | MV_469_0_line_126 |  | 116 | 122 | 0.00372 | 0.445 | 0.132 | 190 | 0 | 0.22 | 1 | 1 | cs | TRUE
127 | MV_469_0_line_127 |  | 117 | 123 | 0.03467 | 0.0515 | 0.029 | 1000 | 0 | 1.276 | 1 | 1 | cs | TRUE
128 | MV_469_0_line_128 |  | 118 | 170 | 0.04663 | 0.445 | 0.132 | 190 | 0 | 0.22 | 1 | 1 | cs | TRUE
129 | MV_469_0_line_129 |  | 119 | 146 | 0.041554 | 0.445 | 0.132 | 190 | 0 | 0.22 | 1 | 1 | cs | TRUE
130 | MV_469_0_line_130 |  | 123 | 166 | 0.1148 | 0.445 | 0.132 | 190 | 0 | 0.22 | 1 | 1 | cs | TRUE
131 | MV_469_0_line_131 |  | 124 | 125 | 0.046673 | 0.445 | 0.132 | 190 | 0 | 0.22 | 1 | 1 | cs | TRUE
132 | MV_469_0_line_132 |  | 125 | 126 | 0.26642 | 0.445 | 0.132 | 190 | 0 | 0.22 | 1 | 1 | cs | TRUE
133 | MV_469_0_line_133 |  | 126 | 129 | 0.27625 | 0.445 | 0.132 | 190 | 0 | 0.22 | 1 | 1 | cs | TRUE
134 | MV_469_0_line_134 |  | 126 | 130 | 0.054255 | 0.445 | 0.132 | 190 | 0 | 0.22 | 1 | 1 | cs | TRUE
135 | MV_469_0_line_135 |  | 126 | 127 | 0.1154 | 0.445 | 0.132 | 190 | 0 | 0.22 | 1 | 1 | cs | TRUE
136 | MV_469_0_line_136 |  | 127 | 128 | 0.034767 | 0.445 | 0.132 | 190 | 0 | 0.22 | 1 | 1 | cs | TRUE
137 | MV_469_0_line_137 |  | 128 | 143 | 0.041898 | 0.445 | 0.132 | 190 | 0 | 0.22 | 1 | 1 | cs | TRUE
138 | MV_469_0_line_138 |  | 129 | 142 | 0.00561 | 0.445 | 0.132 | 190 | 0 | 0.22 | 1 | 1 | cs | TRUE
139 | MV_469_0_line_139 |  | 129 | 133 | 0.076595 | 0.445 | 0.132 | 190 | 0 | 0.22 | 1 | 1 | cs | TRUE
140 | MV_469_0_line_140 |  | 129 | 136 | 0.08222 | 0.445 | 0.132 | 190 | 0 | 0.22 | 1 | 1 | cs | TRUE
141 | MV_469_0_line_141 |  | 131 | 132 | 0.002376 | 0.445 | 0.132 | 190 | 0 | 0.22 | 1 | 1 | cs | TRUE
142 | MV_469_0_line_142 |  | 131 | 133 | 0.077663 | 0.445 | 0.132 | 190 | 0 | 0.22 | 1 | 1 | cs | TRUE
143 | MV_469_0_line_143 |  | 131 | 134 | 0.13567 | 0.445 | 0.132 | 190 | 0 | 0.22 | 1 | 1 | cs | TRUE
144 | MV_469_0_line_144 |  | 133 | 138 | 0.0036801 | 0.445 | 0.132 | 190 | 0 | 0.22 | 1 | 1 | cs | TRUE
145 | MV_469_0_line_145 |  | 134 | 139 | 0.025111 | 0.445 | 0.132 | 190 | 0 | 0.22 | 1 | 1 | cs | TRUE
146 | MV_469_0_line_146 |  | 134 | 140 | 0.011185 | 0.445 | 0.132 | 190 | 0 | 0.22 | 1 | 1 | cs | TRUE
147 | MV_469_0_line_147 |  | 135 | 136 | 0.09477 | 0.445 | 0.132 | 190 | 0 | 0.22 | 1 | 1 | cs | TRUE
148 | MV_469_0_line_148 |  | 135 | 137 | 0.082265 | 0.445 | 0.132 | 190 | 0 | 0.22 | 1 | 1 | cs | TRUE
149 | MV_469_0_line_149 |  | 136 | 141 | 0.031649 | 0.445 | 0.132 | 190 | 0 | 0.22 | 1 | 1 | cs | TRUE
150 | MV_469_0_line_150 |  | 137 | 144 | 0.020649 | 0.445 | 0.132 | 190 | 0 | 0.22 | 1 | 1 | cs | TRUE
151 | MV_469_0_line_151 |  | 139 | 145 | 0.076831 | 0.445 | 0.132 | 190 | 0 | 0.22 | 1 | 1 | cs | TRUE
152 | MV_469_0_line_152 |  | 142 | 146 | 0.042475 | 0.445 | 0.132 | 190 | 0 | 0.22 | 1 | 1 | cs | TRUE
153 | MV_469_0_line_153 |  | 144 | 160 | 0.087914 | 0.445 | 0.132 | 190 | 0 | 0.22 | 1 | 1 | cs | TRUE
154 | MV_469_0_line_154 |  | 147 | 148 | 0.20483 | 0.0595 | 0.16 | 22 | 0 | 1.29 | 1 | 1 | ol | TRUE
155 | MV_469_0_line_155 |  | 148 | 149 | 0.020276 | 0.0515 | 0.029 | 1000 | 0 | 1.276 | 1 | 1 | cs | TRUE
156 | MV_469_0_line_156 |  | 149 | 150 | 0.036807 | 0.0515 | 0.029 | 1000 | 0 | 1.276 | 1 | 1 | cs | TRUE
157 | MV_469_0_line_157 |  | 150 | 151 | 0.023776 | 0.0515 | 0.029 | 1000 | 0 | 1.276 | 1 | 1 | cs | TRUE
158 | MV_469_0_line_158 |  | 152 | 153 | 0.015582 | 0.445 | 0.132 | 190 | 0 | 0.22 | 1 | 1 | cs | TRUE
159 | MV_469_0_line_159 |  | 152 | 154 | 0.031371 | 0.445 | 0.132 | 190 | 0 | 0.22 | 1 | 1 | cs | TRUE
160 | MV_469_0_line_160 |  | 154 | 155 | 0.028186 | 0.445 | 0.132 | 190 | 0 | 0.22 | 1 | 1 | cs | TRUE
161 | MV_469_0_line_161 |  | 156 | 158 | 0.03355 | 0.0515 | 0.029 | 1000 | 0 | 1.276 | 1 | 1 | cs | TRUE
162 | MV_469_0_line_162 |  | 159 | 160 | 0.1216 | 0.445 | 0.132 | 190 | 0 | 0.22 | 1 | 1 | cs | TRUE
163 | MV_469_0_line_163 |  | 161 | 162 | 0.014206 | 0.445 | 0.132 | 190 | 0 | 0.22 | 1 | 1 | cs | TRUE
164 | MV_469_0_line_164 |  | 161 | 163 | 0.0851 | 0.445 | 0.132 | 190 | 0 | 0.22 | 1 | 1 | cs | TRUE
165 | MV_469_0_line_165 |  | 163 | 164 | 0.030246 | 0.445 | 0.132 | 190 | 0 | 0.22 | 1 | 1 | cs | TRUE
166 | MV_469_0_line_166 |  | 163 | 165 | 0.034721 | 0.445 | 0.132 | 190 | 0 | 0.22 | 1 | 1 | cs | TRUE
167 | MV_469_0_line_167 |  | 164 | 169 | 0.002419 | 0.445 | 0.132 | 190 | 0 | 0.22 | 1 | 1 | cs | TRUE
168 | MV_469_0_line_168 |  | 165 | 168 | 0.031274 | 0.445 | 0.132 | 190 | 0 | 0.22 | 1 | 1 | cs | TRUE
169 | MV_469_0_line_169 |  | 166 | 171 | 0.057943 | 0.5939 | 0.372 | 9.5 | 0 | 0.21 | 1 | 1 | ol | TRUE
170 | MV_469_0_line_170 |  | 167 | 168 | 0.041221 | 0.445 | 0.132 | 190 | 0 | 0.22 | 1 | 1 | cs | TRUE
171 | MV_469_0_line_171 |  | 169 | 174 | 0.031664 | 0.445 | 0.132 | 190 | 0 | 0.22 | 1 | 1 | cs | TRUE
172 | MV_469_0_line_172 |  | 172 | 173 | 0.029894 | 0.445 | 0.132 | 190 | 0 | 0.22 | 1 | 1 | cs | TRUE
173 | MV_469_0_line_173 |  | 173 | 174 | 0.037432 | 0.445 | 0.132 | 190 | 0 | 0.22 | 1 | 1 | cs | TRUE

## trafo
| name | std_type | hv_bus | lv_bus | sn_mva | vn_hv_kv | vn_lv_kv | vk_percent | vkr_percent | pfe_kw | i0_percent | shift_degree | tap_side | tap_neutral | tap_min | tap_max | tap_step_percent | tap_step_degree | tap_pos | tap_phase_shifter | parallel | df | in_service
0 | MV_469_0_trafo_96 | 25 MVA 110/20 kV | 175 | 102 | 25 | 110 | 20 | 12 | 0.41 | 14 | 0.07 | 150 | hv | 0 | -9 | 9 | 1.5 | 0 | 0 | FALSE | 1 | 1 | TRUE

## bus_geodata
| x | y | coords
0 | 2684163.2681 | 1254019.2005
1 | 2684151.9591 | 1254007.9647
2 | 2684292.707 | 1253997.9692
3 | 2684079.9304 | 1254069.1771
4 | 2684333.6185 | 1253987.49
5 | 2684382.1988 | 1253968.7129
6 | 2684043.5072 | 1254092.2222
7 | 2683555.9756 | 1253880.0948
8 | 2684400.9578 | 1253960.471
9 | 2684360.5128 | 1253899.204
10 | 2683716.8286 | 1253571.2919
11 | 2683678.0857 | 1253564.0169
12 | 2683551.4353 | 1253325.1493
13 | 2683386.1185 | 1253616.3843
14 | 2684295.458 | 1253371.2898
15 | 2684152.5733 | 1253424.3876
16 | 2684195.2814 | 1253557.7173
17 | 2683905.2372 | 1253314.8081
18 | 2684302.4012 | 1253369.6429
19 | 2684220.516 | 1253353.3994
20 | 2684135.3458 | 1253603.3226
21 | 2683967.9186 | 1253550.7965
22 | 2684163.2124 | 1253582.0801
23 | 2683993.0048 | 1253540.4109
24 | 2683558.7471 | 1253332.6581
25 | 2683135.5581 | 1253869.8207
26 | 2683485.3018 | 1253820.6019
27 | 2683324.9918 | 1253608.2626
28 | 2682990.6172 | 1253732.1625
29 | 2682988.7273 | 1253711.9542
30 | 2683166.135 | 1253885.1837
31 | 2683540.3485 | 1253841.2712
32 | 2683566.8509 | 1253851.2303
33 | 2683555.0746 | 1253846.8053
34 | 2685000.4894 | 1254115.2715
35 | 2685026.8664 | 1254074.3523
36 | 2685114.8193 | 1254051.8872
37 | 2685130.9217 | 1254041.8554
38 | 2685028.436 | 1254224.5667
39 | 2685142.567 | 1254025.9106
40 | 2685243.4487 | 1254471.1333
41 | 2685167.8292 | 1254241.393
42 | 2685250.759 | 1254465.4008
43 | 2685508.8975 | 1254135.5593
44 | 2685511.796 | 1254139.6598
45 | 2685811.2145 | 1254061.2298
46 | 2685024.7777 | 1254220.7465
47 | 2685134.9472 | 1254244.6117
48 | 2684926.7127 | 1254244.0979
49 | 2684932.1243 | 1254238.2288
50 | 2684989.5613 | 1254190.0826
51 | 2685035.0821 | 1253705.6218
52 | 2685018.375 | 1253715.2134
53 | 2684997.2533 | 1253736.8601
54 | 2684950.1661 | 1253570.3474
55 | 2684835.8035 | 1253572.8439
56 | 2685212.1023 | 1253495.0186
57 | 2684942.0976 | 1253574.9894
58 | 2685220.4747 | 1253461.1912
59 | 2685209.4798 | 1253890.0473
60 | 2685400.2207 | 1253312.5778
61 | 2684678.7713 | 1253837.9204
62 | 2684808.7564 | 1253531.959
63 | 2684782.6262 | 1253307.4151
64 | 2684833.4758 | 1253277.676
65 | 2684755.6991 | 1253261.6492
66 | 2684673.1846 | 1253835.4942
67 | 2684578.4393 | 1253275.9396
68 | 2684534.5168 | 1253303.7752
69 | 2684540.7438 | 1253158.6119
70 | 2684640.0336 | 1253112.2143
71 | 2684391.8892 | 1253360.1653
72 | 2684553.4805 | 1253353.8533
73 | 2684364.2871 | 1253269.493
74 | 2684557.0078 | 1253343.5848
75 | 2685192.0256 | 1253878.6209
76 | 2685399.3013 | 1253283.0515
77 | 2684973.2468 | 1253155.6755
78 | 2685365.1607 | 1253180.2056
79 | 2685009.0865 | 1253123.999
80 | 2684811.0996 | 1253237.4267
81 | 2685405.2253 | 1253136.4807
82 | 2684663.5433 | 1253151.5388
83 | 2684654.7934 | 1253850.465
84 | 2684523.4053 | 1253125.7963
85 | 2684495.6446 | 1253059.0054
86 | 2684489.76 | 1253062.0572
87 | 2684359.8976 | 1253263.7075
88 | 2684591.5527 | 1253330.468
89 | 2685168.9573 | 1253921.2327
90 | 2685463.4525 | 1253263.7971
91 | 2685822.6133 | 1254050.9649
92 | 2685810.7077 | 1253668.3236
93 | 2685808.9301 | 1253663.4163
94 | 2684428.6241 | 1253887.9642
95 | 2684455.7334 | 1253904.7777
96 | 2684399.3918 | 1253870.7918
97 | 2684415.1927 | 1253848.5112
98 | 2684411.1325 | 1253846.9744
99 | 2684419.4356 | 1253849.3446
100 | 2684324.8813 | 1253924.249
101 | 2684394.7947 | 1253841.6452
102 | 2684430.563 | 1253825.2237
103 | 2684467.3014 | 1253698.3402
104 | 2684722.9366 | 1254146.2079
105 | 2684726.721 | 1254145.3836
106 | 2684741.6391 | 1254282.8346
107 | 2684682.3105 | 1253994.5453
108 | 2684740.6527 | 1254291.1268
109 | 2684683.1872 | 1254229.6695
110 | 2684708.2444 | 1254283.9018
111 | 2684721.411 | 1254303.1851
112 | 2684732.0641 | 1254316.6011
113 | 2684635.2868 | 1254249.0107
114 | 2684674.9266 | 1254197.3999
115 | 2684586.9006 | 1254115.9854
116 | 2684654.3271 | 1254278.7288
117 | 2684701.2845 | 1253975.8488
118 | 2684678.544 | 1254297.2525
119 | 2684701.4805 | 1254352.3462
120 | 2684526.0959 | 1254115.8841
121 | 2684617.3681 | 1254085.7796
122 | 2684658.045 | 1254278.6038
123 | 2684725.9798 | 1253951.5148
124 | 2684277.1424 | 1254319.2376
125 | 2684305.5911 | 1254286.916
126 | 2684494.989 | 1254211.4461
127 | 2684444.9432 | 1254124.7
128 | 2684418.5964 | 1254103.54
129 | 2684625.9487 | 1254400.2922
130 | 2684467.7522 | 1254164.523
131 | 2684545.8969 | 1254448.4968
132 | 2684544.4221 | 1254446.6299
133 | 2684603.0667 | 1254440.8517
134 | 2684504.5925 | 1254510.6546
135 | 2684697.7308 | 1254438.6917
136 | 2684683.332 | 1254409.9307
137 | 2684766.0589 | 1254392.8863
138 | 2684600.1613 | 1254443.1105
139 | 2684488.029 | 1254519.8587
140 | 2684495.7043 | 1254503.8338
141 | 2684709.2045 | 1254391.7022
142 | 2684631.1015 | 1254398.074
143 | 2684388.8767 | 1254100.2714
144 | 2684783.1222 | 1254381.2585
145 | 2684438.3075 | 1254578.432
146 | 2684667.1382 | 1254375.7392
147 | 2684334.4031 | 1253228.0639
148 | 2684129.9518 | 1253215.5976
149 | 2684113.054 | 1253226.8773
150 | 2684089.0686 | 1253201.6177
151 | 2684094.5338 | 1253180.2459
152 | 2684199.0183 | 1253320.4912
153 | 2684207.5402 | 1253333.5362
154 | 2684181.8613 | 1253294.2276
155 | 2684158.2297 | 1253309.5891
156 | 2684389.1843 | 1253631.9656
157 | 2684136.842 | 1253402.5427
158 | 2684415.863 | 1253652.2833
159 | 2684714.4429 | 1254467.3083
160 | 2684815.8284 | 1254400.2411
161 | 2684628.1548 | 1253949.3816
162 | 2684639.2166 | 1253958.3353
163 | 2684587.4136 | 1254009.8567
164 | 2684560.8828 | 1253995.189
165 | 2684566.3965 | 1254037.4946
166 | 2684769.2302 | 1253907.211
167 | 2684517.9414 | 1254030.7648
168 | 2684545.9079 | 1254061.0474
169 | 2684558.7655 | 1253994.0192
170 | 2684631.9563 | 1254298.831
171 | 2684823.7828 | 1253926.74
172 | 2684576.1059 | 1253960.0487
173 | 2684549.6235 | 1253946.18
174 | 2684531.0502 | 1253978.7063
175 | 2684430.563 | 1253825.2237

## line_std_types
| c_nf_per_km | r_ohm_per_km | x_ohm_per_km | max_i_ka | type | q_mm2 | alpha | voltage_rating
NAYY 4x50 SE | 210 | 0.642 | 0.083 | 0.142 | cs | 50 | 0.00403 | LV
NAYY 4x120 SE | 264 | 0.225 | 0.08 | 0.242 | cs | 120 | 0.00403 | LV
NAYY 4x150 SE | 261 | 0.208 | 0.08 | 0.27 | cs | 150 | 0.00403 | LV
NA2XS2Y 1x95 RM/25 12/20 kV | 216 | 0.313 | 0.132 | 0.252 | cs | 95 | 0.00403 | MV
NA2XS2Y 1x185 RM/25 12/20 kV | 273 | 0.161 | 0.117 | 0.362 | cs | 185 | 0.00403 | MV
NA2XS2Y 1x240 RM/25 12/20 kV | 304 | 0.122 | 0.112 | 0.421 | cs | 240 | 0.00403 | MV
NA2XS2Y 1x95 RM/25 6/10 kV | 315 | 0.313 | 0.123 | 0.249 | cs | 95 | 0.00403 | MV
NA2XS2Y 1x185 RM/25 6/10 kV | 406 | 0.161 | 0.11 | 0.358 | cs | 185 | 0.00403 | MV
NA2XS2Y 1x240 RM/25 6/10 kV | 456 | 0.122 | 0.105 | 0.416 | cs | 240 | 0.00403 | MV
NA2XS2Y 1x150 RM/25 12/20 kV | 250 | 0.206 | 0.116 | 0.319 | cs | 150 | 0.00403 | MV
NA2XS2Y 1x120 RM/25 12/20 kV | 230 | 0.253 | 0.119 | 0.283 | cs | 120 | 0.00403 | MV
NA2XS2Y 1x70 RM/25 12/20 kV | 190 | 0.443 | 0.132 | 0.22 | cs | 70 | 0.00403 | MV
NA2XS2Y 1x150 RM/25 6/10 kV | 360 | 0.206 | 0.11 | 0.315 | cs | 150 | 0.00403 | MV
NA2XS2Y 1x120 RM/25 6/10 kV | 340 | 0.253 | 0.113 | 0.28 | cs | 120 | 0.00403 | MV
NA2XS2Y 1x70 RM/25 6/10 kV | 280 | 0.443 | 0.123 | 0.217 | cs | 70 | 0.00403 | MV
N2XS(FL)2Y 1x120 RM/35 64/110 kV | 112 | 0.153 | 0.166 | 0.366 | cs | 120 | 0.00393 | HV
N2XS(FL)2Y 1x185 RM/35 64/110 kV | 125 | 0.099 | 0.156 | 0.457 | cs | 185 | 0.00393 | HV
N2XS(FL)2Y 1x240 RM/35 64/110 kV | 135 | 0.075 | 0.149 | 0.526 | cs | 240 | 0.00393 | HV
N2XS(FL)2Y 1x300 RM/35 64/110 kV | 144 | 0.06 | 0.144 | 0.588 | cs | 300 | 0.00393 | HV
15-AL1/3-ST1A 0.4 | 11 | 1.8769 | 0.35 | 0.105 | ol | 16 | 0.00403 | LV
24-AL1/4-ST1A 0.4 | 11.25 | 1.2012 | 0.335 | 0.14 | ol | 24 | 0.00403 | LV
48-AL1/8-ST1A 0.4 | 12.2 | 0.5939 | 0.3 | 0.21 | ol | 48 | 0.00403 | LV
94-AL1/15-ST1A 0.4 | 13.2 | 0.306 | 0.29 | 0.35 | ol | 94 | 0.00403 | LV
34-AL1/6-ST1A 10.0 | 9.7 | 0.8342 | 0.36 | 0.17 | ol | 34 | 0.00403 | MV
48-AL1/8-ST1A 10.0 | 10.1 | 0.5939 | 0.35 | 0.21 | ol | 48 | 0.00403 | MV
70-AL1/11-ST1A 10.0 | 10.4 | 0.4132 | 0.339 | 0.29 | ol | 70 | 0.00403 | MV
94-AL1/15-ST1A 10.0 | 10.75 | 0.306 | 0.33 | 0.35 | ol | 94 | 0.00403 | MV
122-AL1/20-ST1A 10.0 | 11.1 | 0.2376 | 0.323 | 0.41 | ol | 122 | 0.00403 | MV
149-AL1/24-ST1A 10.0 | 11.25 | 0.194 | 0.315 | 0.47 | ol | 149 | 0.00403 | MV
34-AL1/6-ST1A 20.0 | 9.15 | 0.8342 | 0.382 | 0.17 | ol | 34 | 0.00403 | MV
48-AL1/8-ST1A 20.0 | 9.5 | 0.5939 | 0.372 | 0.21 | ol | 48 | 0.00403 | MV
70-AL1/11-ST1A 20.0 | 9.7 | 0.4132 | 0.36 | 0.29 | ol | 70 | 0.00403 | MV
94-AL1/15-ST1A 20.0 | 10 | 0.306 | 0.35 | 0.35 | ol | 94 | 0.00403 | MV
122-AL1/20-ST1A 20.0 | 10.3 | 0.2376 | 0.344 | 0.41 | ol | 122 | 0.00403 | MV
149-AL1/24-ST1A 20.0 | 10.5 | 0.194 | 0.337 | 0.47 | ol | 149 | 0.00403 | MV
184-AL1/30-ST1A 20.0 | 10.75 | 0.1571 | 0.33 | 0.535 | ol | 184 | 0.00403 | MV
243-AL1/39-ST1A 20.0 | 11 | 0.1188 | 0.32 | 0.645 | ol | 243 | 0.00403 | MV
48-AL1/8-ST1A 110.0 | 8 | 0.5939 | 0.46 | 0.21 | ol | 48 | 0.00403 | HV
70-AL1/11-ST1A 110.0 | 8.4 | 0.4132 | 0.45 | 0.29 | ol | 70 | 0.00403 | HV
94-AL1/15-ST1A 110.0 | 8.65 | 0.306 | 0.44 | 0.35 | ol | 94 | 0.00403 | HV
122-AL1/20-ST1A 110.0 | 8.5 | 0.2376 | 0.43 | 0.41 | ol | 122 | 0.00403 | HV
149-AL1/24-ST1A 110.0 | 8.75 | 0.194 | 0.41 | 0.47 | ol | 149 | 0.00403 | HV
184-AL1/30-ST1A 110.0 | 8.8 | 0.1571 | 0.4 | 0.535 | ol | 184 | 0.00403 | HV
243-AL1/39-ST1A 110.0 | 9 | 0.1188 | 0.39 | 0.645 | ol | 243 | 0.00403 | HV
305-AL1/39-ST1A 110.0 | 9.2 | 0.0949 | 0.38 | 0.74 | ol | 305 | 0.00403 | HV
490-AL1/64-ST1A 110.0 | 9.75 | 0.059 | 0.37 | 0.96 | ol | 490 | 0.00403 | HV
679-AL1/86-ST1A 110.0 | 9.95 | 0.042 | 0.36 | 1.15 | ol | 679 | 0.00403 | HV
490-AL1/64-ST1A 220.0 | 10 | 0.059 | 0.285 | 0.96 | ol | 490 | 0.00403 | HV
679-AL1/86-ST1A 220.0 | 11.7 | 0.042 | 0.275 | 1.15 | ol | 679 | 0.00403 | HV
490-AL1/64-ST1A 380.0 | 11 | 0.059 | 0.253 | 0.96 | ol | 490 | 0.00403 | HV
679-AL1/86-ST1A 380.0 | 14.6 | 0.042 | 0.25 | 1.15 | ol | 679 | 0.00403 | HV

## trafo_std_types
| i0_percent | pfe_kw | vkr_percent | sn_mva | vn_lv_kv | vn_hv_kv | vk_percent | shift_degree | vector_group | tap_side | tap_neutral | tap_min | tap_max | tap_step_degree | tap_step_percent | tap_phase_shifter
160 MVA 380/110 kV | 0.06 | 60 | 0.25 | 160 | 110 | 380 | 12.2 | 0 | Yy0 | hv | 0 | -9 | 9 | 0 | 1.5 | FALSE
100 MVA 220/110 kV | 0.06 | 55 | 0.26 | 100 | 110 | 220 | 12 | 0 | Yy0 | hv | 0 | -9 | 9 | 0 | 1.5 | FALSE
63 MVA 110/20 kV | 0.04 | 22 | 0.32 | 63 | 20 | 110 | 18 | 150 | YNd5 | hv | 0 | -9 | 9 | 0 | 1.5 | FALSE
40 MVA 110/20 kV | 0.05 | 18 | 0.34 | 40 | 20 | 110 | 16.2 | 150 | YNd5 | hv | 0 | -9 | 9 | 0 | 1.5 | FALSE
25 MVA 110/20 kV | 0.07 | 14 | 0.41 | 25 | 20 | 110 | 12 | 150 | YNd5 | hv | 0 | -9 | 9 | 0 | 1.5 | FALSE
63 MVA 110/10 kV | 0.04 | 22 | 0.32 | 63 | 10 | 110 | 18 | 150 | YNd5 | hv | 0 | -9 | 9 | 0 | 1.5 | FALSE
40 MVA 110/10 kV | 0.05 | 18 | 0.34 | 40 | 10 | 110 | 16.2 | 150 | YNd5 | hv | 0 | -9 | 9 | 0 | 1.5 | FALSE
25 MVA 110/10 kV | 0.07 | 14 | 0.41 | 25 | 10 | 110 | 12 | 150 | YNd5 | hv | 0 | -9 | 9 | 0 | 1.5 | FALSE
0.25 MVA 20/0.4 kV | 0.32 | 0.8 | 1.44 | 0.25 | 0.4 | 20 | 6 | 150 | Yzn5 | hv | 0 | -2 | 2 | 0 | 2.5 | FALSE
0.4 MVA 20/0.4 kV | 0.3375 | 1.35 | 1.425 | 0.4 | 0.4 | 20 | 6 | 150 | Dyn5 | hv | 0 | -2 | 2 | 0 | 2.5 | FALSE
0.63 MVA 20/0.4 kV | 0.2619 | 1.65 | 1.206 | 0.63 | 0.4 | 20 | 6 | 150 | Dyn5 | hv | 0 | -2 | 2 | 0 | 2.5 | FALSE
0.25 MVA 10/0.4 kV | 0.24 | 0.6 | 1.2 | 0.25 | 0.4 | 10 | 4 | 150 | Dyn5 | hv | 0 | -2 | 2 | 0 | 2.5 | FALSE
0.4 MVA 10/0.4 kV | 0.2375 | 0.95 | 1.325 | 0.4 | 0.4 | 10 | 4 | 150 | Dyn5 | hv | 0 | -2 | 2 | 0 | 2.5 | FALSE
0.63 MVA 10/0.4 kV | 0.1873 | 1.18 | 1.0794 | 0.63 | 0.4 | 10 | 4 | 150 | Dyn5 | hv | 0 | -2 | 2 | 0 | 2.5 | FALSE

## trafo3w_std_types
| sn_hv_mva | sn_mv_mva | sn_lv_mva | vn_hv_kv | vn_mv_kv | vn_lv_kv | vk_hv_percent | vk_mv_percent | vk_lv_percent | vkr_hv_percent | vkr_mv_percent | vkr_lv_percent | pfe_kw | i0_percent | shift_mv_degree | shift_lv_degree | vector_group | tap_side | tap_neutral | tap_min | tap_max | tap_step_percent
63/25/38 MVA 110/20/10 kV | 63 | 25 | 38 | 110 | 20 | 10 | 10.4 | 10.4 | 10.4 | 0.28 | 0.32 | 0.35 | 35 | 0.89 | 0 | 0 | YN0yn0yn0 | hv | 0 | -10 | 10 | 1.2
63/25/38 MVA 110/10/10 kV | 63 | 25 | 38 | 110 | 10 | 10 | 10.4 | 10.4 | 10.4 | 0.28 | 0.32 | 0.35 | 35 | 0.89 | 0 | 0 | YN0yn0yn0 | hv | 0 | -10 | 10 | 1.2

## fuse_std_types
| fuse_type | i_rated_a | t_avg | t_min | t_total | x_avg | x_min | x_total
HV 100A | HV 100A | 100 | 0 | [10.0, 3.64, 0.854, 0.281, 0.1, 0.0531, 0.022, 0.01] | [10.0, 4.267, 1.21, 0.403, 0.1, 0.058, 0.022, 0.01] | 0 | [300.0, 350.0, 450.0, 550.0, 700.0, 850.0, 1200.0, 1752.0] | [600.0, 700.0, 900.0, 1150.0, 1665.0, 2000.0, 3000.0, 4313.0]
HV 10A | HV 10A | 10 | 0 | [10.0, 1675.0, 0.344, 0.156, 0.1, 0.0417, 0.0171, 0.01] | [10.0, 1.3, 0.3, 0.155, 0.1, 0.0555, 0.023, 0.01] | 0 | [30.0, 32.0, 35.0, 37.0, 39.0, 50.0, 70.0, 88.0] | [60.0, 70.0, 80.0, 87.0, 94.0, 110.0, 150.0, 216.0]
HV 125A | HV 125A | 125 | 0 | [10.0, 1.82, 0.344, 0.1, 0.0467, 0.0269, 0.01] | [10.0, 2.478, 0.426, 0.1, 0.0427, 0.0211, 0.01] | 0 | [375.0, 500.0, 700.0, 925.0, 1200.0, 1500.0, 2341.0] | [750.0, 1000.0, 1500.0, 2200.0, 3000.0, 4000.0, 5765.0]
HV 160A | HV 160A | 160 | 0 | [10.0, 4.15, 1.03, 0.198, 0.1, 0.051, 0.0172, 0.01] | [10.0, 2.3, 0.734, 0.274, 0.1, 0.046, 0.0177, 0.01] | 0 | [480.0, 550.0, 700.0, 1000.0, 1260.0, 1600.0, 2500.0, 3227.0] | [960.0, 1300.0, 1700.0, 2200.0, 2996.0, 4000.0, 6000.0, 7946.0]
HV 16A | HV 16A | 16 | 0 | [10.0, 0.352, 0.164, 0.1, 0.0649, 0.0342, 0.01] | [10.0, 2.34, 0.722, 0.181, 0.1, 0.055, 0.0296, 0.01] | 0 | [48.0, 60.0, 65.0, 71.0, 80.0, 100.0, 162.0] | [96.0, 110.0, 125.0, 150.0, 168.0, 200.0, 250.0, 398.0]
HV 200A | HV 200A | 200 | 0 | [10.0, 4.267, 1.21, 0.403, 0.1, 0.058, 0.022, 0.01] | [10.0, 3.73, 1.654, 0.328, 0.1, 0.0531, 0.019, 0.01] | 0 | [600.0, 700.0, 900.0, 1150.0, 1665.0, 2000.0, 3000.0, 4313.0] | [1200.0, 1500.0, 1800.0, 2700.0, 3960.0, 5000.0, 7500.0, 10620.0]
HV 20A | HV 20A | 20 | 0 | [10.0, 1.3, 0.3, 0.155, 0.1, 0.0555, 0.023, 0.01] | [10.0, 1.3, 0.161, 0.1, 0.0611, 0.0399, 0.0141, 0.01] | 0 | [60.0, 70.0, 80.0, 87.0, 94.0, 110.0, 150.0, 216.0] | [120.0, 150.0, 200.0, 223.0, 260.0, 300.0, 450.0, 532.0]
HV 25A | HV 25A | 25 | 0 | [10.0, 2.512, 0.833, 0.299, 0.1, 0.0372, 0.0223, 0.01] | [10.0, 3.125, 0.597, 0.198, 0.1, 0.0378, 0.022, 0.01] | 0 | [75.0, 82.0, 90.0, 100.0, 124.0, 170.0, 200.0, 289.0] | [150.0, 170.0, 210.0, 250.0, 294.0, 400.0, 500.0, 711.0]
HV 31.5A | HV 31.5A | 31.5 | 0 | [10.0, 2.34, 0.722, 0.181, 0.1, 0.055, 0.0296, 0.01] | [10.0, 2.84, 0.368, 0.164, 0.1, 0.0621, 0.0378, 0.0195, 0.01] | 0 | [95.0, 110.0, 125.0, 150.0, 165.0, 200.0, 250.0, 390.0] | [189.0, 220.0, 300.0, 350.0, 393.0, 450.0, 530.0, 700.0, 960.0]
HV 40A | HV 40A | 40 | 0 | [10.0, 1.3, 0.161, 0.1, 0.0611, 0.0399, 0.0141, 0.01] | [10.0, 2.05, 0.369, 0.198, 0.1, 0.051, 0.0298, 0.01] | 0 | [120.0, 150.0, 200.0, 223.0, 260.0, 300.0, 450.0, 532.0] | [240.0, 300.0, 400.0, 450.0, 530.0, 650.0, 800.0, 1311.0]
HV 50A | HV 50A | 50 | 0 | [10.0, 3.215, 0.597, 0.198, 0.1, 0.0378, 0.022, 0.01] | [10.0, 3.64, 0.854, 0.281, 0.1, 0.0531, 0.022, 0.01] | 0 | [150.0, 170.0, 210.0, 250.0, 294.0, 400.0, 500.0, 711.0] | [300.0, 350.0, 450.0, 550.0, 700.0, 850.0, 1200.0, 1752.0]
HV 6.3A | HV 6.3A | 6.3 | 0 | [10.0, 1.39, 0.344, 0.168, 0.1, 0.056, 0.0263, 0.01] | [10.0, 1.711, 0.516, 0.198, 0.1, 0.0634, 0.0303, 0.01] | 0 | [19.0, 19.5, 20.4, 20.8, 22.0, 25.0, 32.0, 48.0] | [38.0, 40.0, 43.0, 48.0, 53.0, 60.0, 75.0, 118.0]
HV 63A | HV 63A | 63 | 0 | [10.0, 2.84, 0.368, 0.164, 0.1, 0.0621, 0.0378, 0.0195, 0.01] | [10.0, 1.82, 0.344, 0.1, 0.0467, 0.0269, 0.01] | 0 | [189.0, 220.0, 300.0, 350.0, 393.0, 450.0, 530.0, 700.0, 961.0] | [378.0, 500.0, 700.0, 934.0, 1200.0, 1500.0, 2366.0]
HV 80A | HV 80A | 80 | 0 | [10.0, 2.05, 0.369, 0.198, 0.1, 0.051, 0.0298, 0.01] | [10.0, 4.15, 1.03, 0.198, 0.1, 0.051, 0.0172, 0.01] | 0 | [240.0, 300.0, 400.0, 450.0, 530.0, 650.0, 800.0, 1311.0] | [480.0, 550.0, 700.0, 1000.0, 1260.0, 1600.0, 2500.0, 3227.0]
Siemens NH-1-100 | Siemens NH-1-100 | 100 | [5400.0, 2000.0, 400.0, 20.0, 1.0, 0.2, 0.012, 0.004] | 0 | 0 | [150.0, 190.0, 250.0, 430.0, 900.0, 1250.0, 2700.0, 3600.0] | 0 | 0
Siemens NH-1-125 | Siemens NH-1-125 | 125 | [4800.0, 120.0, 7.0, 0.1, 0.004] | 0 | 0 | [180.0, 400.0, 740.0, 2000.0, 4250.0] | 0 | 0
Siemens NH-1-16 | Siemens NH-1-16 | 16 | [4000.0, 400.0, 2.0, 0.1, 0.04, 0.01] | 0 | 0 | [26.0, 35.0, 75.0, 150.0, 200.0, 300.0] | 0 | 0
Siemens NH-1-160 | Siemens NH-1-160 | 160 | [4800.0, 120.0, 7.0, 0.1, 0.004] | 0 | 0 | [210.0, 500.0, 900.0, 2300.0, 5000.0] | 0 | 0
Siemens NH-1-25 | Siemens NH-1-25 | 25 | [4000.0, 1000.0, 10.0, 0.2, 0.02, 0.01] | 0 | 0 | [40.0, 50.0, 100.0, 210.0, 400.0, 500.0] | 0 | 0
Siemens NH-1-50 | Siemens NH-1-50 | 50 | [4000.0, 40.0, 4.0, 1.0, 0.02, 0.01] | 0 | 0 | [86.0, 200.0, 300.0, 400.0, 1000.0, 1280.0] | 0 | 0
Siemens NH-1-63 | Siemens NH-1-63 | 63 | [4000.0, 100.0, 10.0, 2.0, 0.04, 0.01] | 0 | 0 | [100.0, 200.0, 300.0, 400.0, 1000.0, 1500.0] | 0 | 0
Siemens NH-1-80 | Siemens NH-1-80 | 80 | [4800.0, 120.0, 7.0, 0.1, 0.01] | 0 | 0 | [150.58, 250.0, 450.0, 1150.0, 2470.0] | 0 | 0
Siemens NH-2-1000 | Siemens NH-2-1000 | 1000 | [4800.0, 120.0, 7.0, 0.1, 0.004] | 0 | 0 | [1900.0, 3500.0, 8400.0, 24000.0, 52000.0] | 0 | 0
Siemens NH-2-200 | Siemens NH-2-200 | 200 | [4800.0, 120.0, 7.0, 0.1, 0.004] | 0 | 0 | [280.0, 650.0, 1200.0, 3000.0, 7000.0] | 0 | 0
Siemens NH-2-224 | Siemens NH-2-224 | 224 | [4800.0, 120.0, 7.0, 0.2, 0.04, 0.004] | 0 | 0 | [400.0, 750.0, 1453.0, 3025.0, 4315.0, 7600.0] | 0 | 0
Siemens NH-2-250 | Siemens NH-2-250 | 250 | [4800.0, 120.0, 7.0, 0.1, 0.004] | 0 | 0 | [450.0, 800.0, 1650.0, 4000.0, 8500.0] | 0 | 0
Siemens NH-2-315 | Siemens NH-2-315 | 315 | [4800.0, 120.0, 7.0, 0.1, 0.004] | 0 | 0 | [550.0, 920.0, 1900.0, 5000.0, 11000.0] | 0 | 0
Siemens NH-2-355 | Siemens NH-2-355 | 355 | [4800.0, 120.0, 6.0, 0.1, 0.004] | 0 | 0 | [650.0, 1116.27, 2350.0, 5840.0, 12790.0] | 0 | 0
Siemens NH-2-400 | Siemens NH-2-400 | 400 | [4800.0, 120.0, 7.0, 0.1, 0.004] | 0 | 0 | [720.0, 1350.0, 2800.0, 6500.0, 15000.0] | 0 | 0
Siemens NH-2-425 | Siemens NH-2-425 | 425 | [4800.0, 120.0, 7.0, 0.1, 0.004] | 0 | 0 | [850.0, 1500.0, 3050.0, 7500.0, 16500.0] | 0 | 0
Siemens NH-2-630 | Siemens NH-2-630 | 630 | [4800.0, 120.0, 7.0, 0.1, 0.004] | 0 | 0 | [1200.0, 2000.0, 4800.0, 12000.0, 26000.0] | 0 | 0

## res_bus
| vm_pu | va_degree | p_mw | q_mvar
0 | 0.99887 | -0.003192 | 0.26926 | 0.13041
1 | 0.99882 | -0.0028236 | 0 | 0
2 | 0.9995 | 0.0015227 | 0 | 0
3 | 0.99855 | -0.0006272 | 0 | 0
4 | 0.99964 | 0.00041127 | 0.23032 | 0.11155
5 | 0.99982 | -0.0011003 | 1.453 | 0.70374
6 | 0.99836 | -0.002027 | 0.34446 | 0.16683
7 | 0.99642 | -0.017091 | 0.087319 | 0.042291
8 | 0.99986 | -0.00058656 | 0 | 0
9 | 0.99992 | -0.00036892 | 0 | 0
10 | 0.99507 | -0.0093392 | 0.2678 | 0.1297
11 | 0.99508 | -0.0094652 | 0 | 0
12 | 0.99494 | -0.0082837 | 0 | 0
13 | 0.99536 | -0.01159 | 0 | 0
14 | 0.99862 | -0.030344 | 0.2689 | 0.13023
15 | 0.99892 | -0.013068 | 0 | 0
16 | 0.99858 | -0.032735 | 0 | 0
17 | 0.9985 | -0.033346 | 0.26227 | 0.12702
18 | 0.99862 | -0.030367 | 0 | 0
19 | 0.99849 | -0.031208 | 0.26243 | 0.1271
20 | 0.99858 | -0.032774 | 0 | 0
21 | 0.99857 | -0.032837 | 0 | 0
22 | 0.99858 | -0.03276 | 0.32612 | 0.15795
23 | 0.99855 | -0.032921 | 0.25525 | 0.12362
24 | 0.99493 | -0.0082549 | 0.22857 | 0.1107
25 | 0.99484 | -0.0073391 | 0 | 0
26 | 0.99611 | -0.01743 | 0 | 0
27 | 0.99531 | -0.01189 | 0.3993 | 0.19339
28 | 0.99464 | -0.0056102 | 0 | 0
29 | 0.99463 | -0.0055161 | 0.38487 | 0.1864
30 | 0.99482 | -0.0072218 | 0.28646 | 0.13874
31 | 0.99628 | -0.016015 | 0.25519 | 0.12359
32 | 0.99635 | -0.01653 | 0 | 0
33 | 0.99632 | -0.016301 | 0 | 0
34 | 0.99051 | 0.022475 | 0.40175 | 0.19458
35 | 0.99053 | 0.022239 | 0 | 0
36 | 0.9906 | 0.021609 | 0 | 0
37 | 0.99067 | 0.021085 | 0.19568 | 0.094772
38 | 0.9899 | 0.027134 | 0 | 0
39 | 0.99074 | 0.020533 | 0 | 0
40 | 0.98902 | 0.034073 | 0 | 0
41 | 0.98833 | 0.03942 | 0 | 0
42 | 0.98901 | 0.03411 | 0.32934 | 0.15951
43 | 0.9876 | 0.045202 | 0 | 0
44 | 0.9876 | 0.045224 | 0.35325 | 0.17109
45 | 0.98697 | 0.050273 | 0 | 0
46 | 0.9899 | 0.027159 | 0.077348 | 0.037461
47 | 0.98832 | 0.039339 | 0.19772 | 0.095758
48 | 0.98984 | 0.027676 | 0.31747 | 0.15376
49 | 0.98985 | 0.027645 | 0 | 0
50 | 0.98988 | 0.027332 | 0 | 0
51 | 0.99699 | -0.028802 | 0.34683 | 0.16798
52 | 0.997 | -0.028882 | 0 | 0
53 | 0.99699 | -0.028848 | 0.092736 | 0.044914
54 | 0.99611 | -0.022023 | 0 | 0
55 | 0.99789 | -0.018253 | 0 | 0
56 | 0.99423 | -0.007335 | 0 | 0
57 | 0.99611 | -0.022013 | 0.085188 | 0.041258
58 | 0.99422 | -0.0072064 | 0.30722 | 0.14879
59 | 0.99141 | 0.015101 | 0 | 0
60 | 0.99408 | -0.0060395 | 0 | 0
61 | 0.99899 | -0.0050325 | 0 | 0
62 | 0.99786 | -0.018027 | 0.38763 | 0.18774
63 | 0.99756 | -0.057049 | 0 | 0
64 | 0.99749 | -0.056512 | 0 | 0
65 | 0.9976 | -0.057358 | 0.20938 | 0.10141
66 | 0.999 | -0.0050094 | 0.21325 | 0.10328
67 | 0.99804 | -0.04637 | 0 | 0
68 | 0.99802 | -0.046206 | 0.2405 | 0.11648
69 | 0.99827 | -0.040499 | 0.47877 | 0.23188
70 | 0.99776 | -0.053476 | 0.524 | 0.25378
71 | 0.99856 | -0.030646 | 0 | 0
72 | 0.99855 | -0.030721 | 0 | 0
73 | 0.9985 | -0.030893 | 0.17117 | 0.082899
74 | 0.99855 | -0.030725 | 0.32296 | 0.15642
75 | 0.99133 | 0.015737 | 0.25139 | 0.12176
76 | 0.99407 | -0.0059359 | 0.16929 | 0.081991
77 | 0.99737 | -0.055669 | 0 | 0
78 | 0.99732 | -0.055478 | 0 | 0
79 | 0.99734 | -0.055852 | 0.31459 | 0.15236
80 | 0.99748 | -0.056383 | 0.23435 | 0.1135
81 | 0.99731 | -0.055418 | 0.073778 | 0.035732
82 | 0.99774 | -0.053719 | 0 | 0
83 | 0.99901 | -0.0049161 | 0 | 0
84 | 0.99829 | -0.040445 | 0 | 0
85 | 0.99831 | -0.040327 | 0 | 0
86 | 0.99831 | -0.040317 | 0.074577 | 0.036119
87 | 0.9985 | -0.030911 | 0.18582 | 0.089997
88 | 0.99854 | -0.030728 | 0.090671 | 0.043914
89 | 0.99117 | 0.017069 | 0 | 0
90 | 0.99406 | -0.0060361 | 0.12204 | 0.059109
91 | 0.98696 | 0.050349 | 0.40187 | 0.19464
92 | 0.98657 | 0.053663 | 0 | 0
93 | 0.98657 | 0.053689 | 0.41509 | 0.20103
94 | 0.99991 | -0.00046664 | 0.2671 | 0.12936
95 | 0.9999 | -0.00033793 | 0.33922 | 0.16429
96 | 0.99995 | -0.00021595 | 0 | 0
97 | 0.99997 | -0.00011847 | 0 | 0
98 | 0.99997 | -0.00011396 | 0 | 0
99 | 0.99998 | -9.9191e-05 | 0.15807 | 0.076557
100 | 0.9999 | -0.00025164 | 0.22781 | 0.11033
101 | 0.99997 | -9.5769e-05 | 0.089573 | 0.043382
102 | 1 | 0 | -22.2289 | -10.1271
103 | 0.99948 | -0.0026476 | 0 | 0
104 | 0.99838 | -0.010591 | 0.35564 | 0.17225
105 | 0.99838 | -0.010608 | 0 | 0
106 | 0.99804 | -0.014444 | 0 | 0
107 | 0.99882 | -0.0057741 | 0 | 0
108 | 0.99796 | -0.013812 | 0 | 0
109 | 0.99789 | -0.013172 | 0 | 0
110 | 0.99803 | -0.014409 | 0.088649 | 0.042935
111 | 0.99796 | -0.013778 | 0.10491 | 0.050808
112 | 0.99786 | -0.012893 | 0 | 0
113 | 0.99782 | -0.012552 | 0 | 0
114 | 0.99789 | -0.013125 | 0.11535 | 0.055867
115 | 0.99771 | -0.011527 | 0 | 0
116 | 0.99781 | -0.012443 | 0.10818 | 0.052393
117 | 0.99884 | -0.0056882 | 0.080909 | 0.039186
118 | 0.99783 | -0.012644 | 0.16996 | 0.082314
119 | 0.99769 | -0.011447 | 0.15976 | 0.077377
120 | 0.99768 | -0.011296 | 0.19336 | 0.093647
121 | 0.99769 | -0.011316 | 0.41213 | 0.1996
122 | 0.99781 | -0.012439 | 0.082879 | 0.04014
123 | 0.99887 | -0.0055738 | 0 | 0
124 | 0.99722 | -0.0075678 | 0.07303 | 0.03537
125 | 0.99722 | -0.0076072 | 0 | 0
126 | 0.99725 | -0.0077683 | 0 | 0
127 | 0.9972 | -0.0074028 | 0 | 0
128 | 0.99719 | -0.0072887 | 0.10766 | 0.052143
129 | 0.9974 | -0.0089716 | 0 | 0
130 | 0.99724 | -0.0077072 | 0.097089 | 0.047022
131 | 0.99714 | -0.0065943 | 0 | 0
132 | 0.99714 | -0.0065728 | 0.75049 | 0.36348
133 | 0.99725 | -0.0076099 | 0 | 0
134 | 0.99708 | -0.0060225 | 0 | 0
135 | 0.99734 | -0.0085023 | 0 | 0
136 | 0.99737 | -0.0086809 | 0 | 0
137 | 0.99732 | -0.0083363 | 0.11553 | 0.055954
138 | 0.99725 | -0.0075922 | 0.4013 | 0.19436
139 | 0.99707 | -0.0059875 | 0 | 0
140 | 0.99707 | -0.0059894 | 0.24626 | 0.11927
141 | 0.99736 | -0.0086235 | 0.15262 | 0.073915
142 | 0.99742 | -0.0091137 | 0.1396 | 0.067611
143 | 0.99718 | -0.007203 | 0.1726 | 0.083595
144 | 0.99732 | -0.0083217 | 0 | 0
145 | 0.99706 | -0.0058747 | 0.12689 | 0.061457
146 | 0.99755 | -0.010259 | 0.13988 | 0.067746
147 | 0.99848 | -0.03101 | 0.65934 | 0.31933
148 | 0.99845 | -0.032348 | 0.18822 | 0.09116
149 | 0.99845 | -0.032351 | 0 | 0
150 | 0.99845 | -0.032356 | 0 | 0
151 | 0.99845 | -0.032358 | 0.15349 | 0.074338
152 | 0.99846 | -0.030928 | 0.45814 | 0.22189
153 | 0.99847 | -0.031027 | 0.10713 | 0.051887
154 | 0.99845 | -0.0309 | 0 | 0
155 | 0.99845 | -0.030873 | 0.080136 | 0.038811
156 | 0.9993 | -0.011193 | 0 | 0
157 | 0.99892 | -0.013017 | 0.16011 | 0.077543
158 | 0.99933 | -0.011022 | 0.24377 | 0.11806
159 | 0.9973 | -0.0081368 | 0.086618 | 0.041951
160 | 0.99731 | -0.0082522 | 0 | 0
161 | 0.99885 | -0.0034525 | 0 | 0
162 | 0.99884 | -0.0033932 | 0.34884 | 0.16895
163 | 0.99879 | -0.0029129 | 0 | 0
164 | 0.99878 | -0.0028625 | 0 | 0
165 | 0.99877 | -0.0027465 | 0.11389 | 0.055159
166 | 0.99882 | -0.0051771 | 0 | 0
167 | 0.99874 | -0.0024922 | 0.29708 | 0.14388
168 | 0.99876 | -0.0026377 | 0 | 0
169 | 0.99878 | -0.0028584 | 0.070953 | 0.034364
170 | 0.99782 | -0.01256 | 0.1532 | 0.0742
171 | 0.99879 | -0.0053849 | 0.29578 | 0.14325
172 | 0.99877 | -0.0027679 | 0.082571 | 0.039991
173 | 0.99877 | -0.0027968 | 0 | 0
174 | 0.99878 | -0.0028311 | 0 | 0
175 | 0.99997 | 149.9981 | 0 | 0

## res_line
| p_from_mw | q_from_mvar | p_to_mw | q_to_mvar | pl_mw | ql_mvar | i_from_ka | i_to_ka | i_ka | vm_from_pu | va_from_degree | vm_to_pu | va_to_degree | loading_percent
0 | 2.2611 | 1.0328 | -2.261 | -1.0331 | 0.00010968 | -0.00034665 | 0.071839 | 0.071844 | 0.071844 | 0.99887 | -0.003192 | 0.99882 | -0.0028236 | 32.6564
1 | -2.5303 | -1.1632 | 2.5318 | 1.164 | 0.0015138 | 0.00079187 | 0.080484 | 0.080482 | 0.080484 | 0.99887 | -0.003192 | 0.9995 | 0.0015227 | 38.3257
2 | 2.261 | 1.0331 | -2.2603 | -1.0352 | 0.00065159 | -0.0020577 | 0.071844 | 0.071871 | 0.071871 | 0.99882 | -0.0028236 | 0.99855 | -0.0006272 | 32.6687
3 | -2.5318 | -1.164 | 2.5322 | 1.1631 | 0.00036519 | -0.00089928 | 0.080482 | 0.08047 | 0.080482 | 0.9995 | 0.0015227 | 0.99964 | 0.00041127 | 36.5827
4 | 2.2603 | 1.0352 | -2.2599 | -1.035 | 0.00039668 | 0.00019717 | 0.071871 | 0.071872 | 0.071872 | 0.99855 | -0.0006272 | 0.99836 | -0.002027 | 34.2246
5 | -2.7625 | -1.2746 | 2.7631 | 1.2735 | 0.00053725 | -0.0010849 | 0.087859 | 0.087844 | 0.087859 | 0.99964 | 0.00041127 | 0.99982 | -0.0011003 | 39.9358
6 | -4.2161 | -1.9773 | 4.2163 | 1.9767 | 0.00017889 | -0.0005727 | 0.13445 | 0.13444 | 0.13445 | 0.99982 | -0.0011003 | 0.99986 | -0.00058656 | 37.1416
7 | 1.9155 | 0.86814 | -1.912 | -0.86658 | 0.0035032 | 0.0015629 | 0.060808 | 0.060816 | 0.060816 | 0.99836 | -0.002027 | 0.99642 | -0.017091 | 28.9599
8 | 1.8246 | 0.82429 | -1.8245 | -0.82498 | 0.00013857 | -0.00069004 | 0.058006 | 0.058015 | 0.058015 | 0.99642 | -0.017091 | 0.99635 | -0.01653 | 26.3703
9 | -4.2163 | -1.9767 | 4.2165 | 1.9676 | 0.00020466 | -0.0091 | 0.13444 | 0.13433 | 0.13444 | 0.99986 | -0.00058656 | 0.99992 | -0.00036892 | 10.5364
10 | 0.22781 | 0.10929 | -0.22781 | -0.11033 | 3.0995e-06 | -0.0010388 | 0.0072947 | 0.0073077 | 0.0073077 | 0.99992 | -0.00036892 | 0.9999 | -0.00025164 | 3.3217
11 | -4.4443 | -2.0769 | 4.4445 | 2.0709 | 0.00014978 | -0.0059917 | 0.14163 | 0.14155 | 0.14163 | 0.99992 | -0.00036892 | 0.99995 | -0.00021595 | 11.0992
12 | -0.2678 | -0.1297 | 0.26781 | 0.12877 | 3.9061e-06 | -0.00092838 | 0.0086323 | 0.0086206 | 0.0086323 | 0.99507 | -0.0093392 | 0.99508 | -0.0094652 | 3.9238
13 | 0.2286 | 0.098661 | -0.22857 | -0.11045 | 3.545e-05 | -0.011792 | 0.0072231 | 0.0073655 | 0.0073655 | 0.99508 | -0.0094652 | 0.99494 | -0.0082837 | 3.348
14 | -0.49641 | -0.22744 | 0.49656 | 0.21707 | 0.00014632 | -0.010368 | 0.01584 | 0.015717 | 0.01584 | 0.99508 | -0.0094652 | 0.99536 | -0.01159 | 7.2002
15 | 0.22857 | 0.11045 | -0.22857 | -0.1107 | 7.5832e-07 | -0.00024714 | 0.0073655 | 0.0073687 | 0.0073687 | 0.99494 | -0.0082837 | 0.99493 | -0.0082549 | 3.3494
16 | 0.6718 | 0.30008 | -0.67142 | -0.31442 | 0.00037455 | -0.014339 | 0.021339 | 0.021513 | 0.021513 | 0.99536 | -0.01159 | 0.99484 | -0.0073391 | 9.7788
17 | -1.5677 | -0.71048 | 1.5689 | 0.70192 | 0.0012513 | -0.0085526 | 0.049917 | 0.049811 | 0.049917 | 0.99536 | -0.01159 | 0.99611 | -0.01743 | 22.6896
18 | 0.39931 | 0.19333 | -0.3993 | -0.19339 | 1.819e-05 | -6.1535e-05 | 0.012867 | 0.012868 | 0.012868 | 0.99536 | -0.01159 | 0.99531 | -0.01189 | 6.1275
19 | -5.9438 | -2.7177 | 5.9448 | 2.7199 | 0.00097117 | 0.0021912 | 0.18893 | 0.18892 | 0.18893 | 0.99862 | -0.030344 | 0.99892 | -0.013068 | 14.6456
20 | 0.58139 | 0.24115 | -0.58138 | -0.2417 | 1.2511e-05 | -0.00054982 | 0.018195 | 0.018201 | 0.018201 | 0.99862 | -0.030344 | 0.99858 | -0.032735 | 1.411
21 | 0.26229 | 0.12656 | -0.26227 | -0.12702 | 2.5672e-05 | -0.00046469 | 0.0084187 | 0.0084249 | 0.0084249 | 0.99862 | -0.030344 | 0.9985 | -0.033346 | 2.4071
22 | 3.9233 | 1.7824 | -3.9232 | -1.7833 | 1.7109e-05 | -0.00088461 | 0.12457 | 0.12458 | 0.12458 | 0.99862 | -0.030344 | 0.99862 | -0.030367 | 9.7631
23 | 0.90797 | 0.43732 | -0.90786 | -0.43734 | 0.00011651 | -1.8733e-05 | 0.029133 | 0.029134 | 0.029134 | 0.99862 | -0.030344 | 0.99849 | -0.031208 | 13.8734
24 | -6.1049 | -2.7968 | 6.1071 | 2.7502 | 0.002213 | -0.046609 | 0.19406 | 0.19348 | 0.19406 | 0.99892 | -0.013068 | 0.9993 | -0.011193 | 15.2081
25 | 0.16011 | 0.076902 | -0.16011 | -0.077543 | 9.4835e-07 | -0.00064107 | 0.005133 | 0.005141 | 0.005141 | 0.99892 | -0.013068 | 0.99892 | -0.013017 | 2.3368
26 | 0.58138 | 0.2417 | -0.58138 | -0.24674 | 2.064e-06 | -0.0050363 | 0.018201 | 0.018258 | 0.018258 | 0.99858 | -0.032735 | 0.99858 | -0.03276 | 1.4309
27 | 3.9232 | 1.7833 | -3.923 | -1.7944 | 0.00021559 | -0.011133 | 0.12458 | 0.12471 | 0.12471 | 0.99862 | -0.030367 | 0.99856 | -0.030646 | 9.7737
28 | 0.64543 | 0.31024 | -0.64541 | -0.3108 | 1.3582e-05 | -0.00056073 | 0.020704 | 0.020711 | 0.020711 | 0.99849 | -0.031208 | 0.99847 | -0.031027 | 9.414
29 | 0.25525 | 0.093173 | -0.25525 | -0.12359 | 2.4106e-06 | -0.030419 | 0.0078553 | 0.0081986 | 0.0081986 | 0.99858 | -0.032774 | 0.99857 | -0.032837 | 0.64252
30 | -0.25525 | -0.093173 | 0.25525 | 0.088791 | 3.3164e-07 | -0.0043827 | 0.0078553 | 0.0078128 | 0.0078553 | 0.99858 | -0.032774 | 0.99858 | -0.03276 | 0.61562
31 | 0.25525 | 0.12359 | -0.25525 | -0.12362 | 3.2518e-06 | -3.0283e-05 | 0.0081986 | 0.008199 | 0.008199 | 0.99857 | -0.032837 | 0.99855 | -0.032921 | 3.9043
32 | 0.28647 | 0.13793 | -0.28646 | -0.13874 | 3.8834e-06 | -0.00080552 | 0.0092259 | 0.0092361 | 0.0092361 | 0.99484 | -0.0073391 | 0.99482 | -0.0072218 | 4.1982
33 | 0.38496 | 0.17649 | -0.38488 | -0.18592 | 8.1478e-05 | -0.0094353 | 0.012288 | 0.012405 | 0.012405 | 0.99484 | -0.0073391 | 0.99464 | -0.0056102 | 5.6388
34 | -1.5689 | -0.70192 | 1.5692 | 0.70202 | 0.00025992 | 9.3147e-05 | 0.049811 | 0.04981 | 0.049811 | 0.99611 | -0.01743 | 0.99628 | -0.016015 | 23.7195
35 | 0.38488 | 0.18592 | -0.38487 | -0.1864 | 4.1722e-06 | -0.00047821 | 0.012405 | 0.012411 | 0.012411 | 0.99464 | -0.0056102 | 0.99463 | -0.0055161 | 5.6415
36 | -1.8244 | -0.82561 | 1.8244 | 0.82526 | 7.0512e-05 | -0.00035093 | 0.058023 | 0.058018 | 0.058023 | 0.99628 | -0.016015 | 0.99632 | -0.016301 | 26.3739
37 | 1.8245 | 0.82498 | -1.8244 | -0.82526 | 5.638e-05 | -0.00028066 | 0.058015 | 0.058018 | 0.058018 | 0.99635 | -0.01653 | 0.99632 | -0.016301 | 26.3719
38 | -0.40175 | -0.19458 | 0.40176 | 0.19344 | 1.0979e-05 | -0.0011363 | 0.01301 | 0.012995 | 0.01301 | 0.99051 | 0.022475 | 0.99053 | 0.022239 | 5.9134
39 | -0.40176 | -0.19344 | 0.40179 | 0.19032 | 2.9987e-05 | -0.0031168 | 0.012995 | 0.012956 | 0.012995 | 0.99053 | 0.022239 | 0.9906 | 0.021609 | 5.9069
40 | -2.4997 | -1.1334 | 2.4999 | 1.133 | 0.00017574 | -0.00043004 | 0.079985 | 0.079979 | 0.079985 | 0.9906 | 0.021609 | 0.99067 | 0.021085 | 36.3566
41 | 2.098 | 0.94312 | -2.0964 | -0.9488 | 0.0015761 | -0.0056777 | 0.067031 | 0.067104 | 0.067104 | 0.9906 | 0.021609 | 0.9899 | 0.027134 | 30.502
42 | -2.6956 | -1.2278 | 2.6958 | 1.2274 | 0.00019738 | -0.00040655 | 0.086312 | 0.086307 | 0.086312 | 0.99067 | 0.021085 | 0.99074 | 0.020533 | 39.2329
43 | 0.39483 | 0.18789 | -0.39483 | -0.18802 | 1.1489e-06 | -0.00012347 | 0.012751 | 0.012753 | 0.012753 | 0.9899 | 0.027134 | 0.9899 | 0.027159 | 5.7968
44 | 1.7015 | 0.7609 | -1.6999 | -0.76997 | 0.0016142 | -0.0090672 | 0.054356 | 0.05447 | 0.05447 | 0.9899 | 0.027134 | 0.98902 | 0.034073 | 24.7592
45 | -2.6958 | -1.2274 | 2.697 | 1.2248 | 0.0012445 | -0.0025662 | 0.086307 | 0.086271 | 0.086307 | 0.99074 | 0.020533 | 0.99117 | 0.017069 | 39.2303
46 | 1.3706 | 0.61068 | -1.3696 | -0.61955 | 0.0010086 | -0.0088703 | 0.043796 | 0.043906 | 0.043906 | 0.98902 | 0.034073 | 0.98833 | 0.03942 | 19.9572
47 | 0.32934 | 0.15929 | -0.32934 | -0.15951 | 1.4121e-06 | -0.00021617 | 0.010678 | 0.010681 | 0.010681 | 0.98902 | 0.034073 | 0.98901 | 0.03411 | 4.855
48 | 0.19772 | 0.095721 | -0.19772 | -0.095758 | 2.4235e-06 | -3.7009e-05 | 0.0064162 | 0.0064167 | 0.0064167 | 0.98833 | 0.03942 | 0.98832 | 0.039339 | 3.0556
49 | 1.1719 | 0.52383 | -1.1709 | -0.5349 | 0.00091675 | -0.011072 | 0.037492 | 0.037629 | 0.037629 | 0.98833 | 0.03942 | 0.9876 | 0.045202 | 17.104
50 | 0.35325 | 0.17097 | -0.35325 | -0.17109 | 8.8148e-07 | -0.00011657 | 0.011471 | 0.011473 | 0.011473 | 0.9876 | 0.045202 | 0.9876 | 0.045224 | 5.2149
51 | 0.8177 | 0.36393 | -0.81714 | -0.37782 | 0.00055539 | -0.013891 | 0.026162 | 0.026331 | 0.026331 | 0.9876 | 0.045202 | 0.98697 | 0.050273 | 11.9688
52 | 0.41527 | 0.18354 | -0.41509 | -0.20091 | 0.00017926 | -0.017373 | 0.013279 | 0.013494 | 0.013494 | 0.98697 | 0.050273 | 0.98657 | 0.053663 | 6.1334
53 | 0.40188 | 0.19428 | -0.40187 | -0.19464 | 3.4865e-06 | -0.00035518 | 0.013056 | 0.01306 | 0.01306 | 0.98697 | 0.050273 | 0.98696 | 0.050349 | 5.9365
54 | 0.31749 | 0.15055 | -0.31748 | -0.15164 | 6.556e-06 | -0.0010909 | 0.010247 | 0.01026 | 0.01026 | 0.9899 | 0.027159 | 0.98988 | 0.027332 | 4.6639
55 | -0.31747 | -0.15376 | 0.31747 | 0.15357 | 1.1276e-06 | -0.00018642 | 0.010287 | 0.010285 | 0.010287 | 0.98984 | 0.027676 | 0.98985 | 0.027645 | 4.676
56 | -0.31747 | -0.15357 | 0.31748 | 0.15164 | 1.1611e-05 | -0.0019248 | 0.010285 | 0.01026 | 0.010285 | 0.98985 | 0.027645 | 0.98988 | 0.027332 | 4.6749
57 | -0.34683 | -0.16798 | 0.34683 | 0.16752 | 3.2004e-06 | -0.00045625 | 0.011158 | 0.011152 | 0.011158 | 0.99699 | -0.028802 | 0.997 | -0.028882 | 5.0719
58 | 0.092736 | 0.044167 | -0.092736 | -0.044914 | 3.7265e-07 | -0.00074649 | 0.0029741 | 0.0029835 | 0.0029835 | 0.997 | -0.028882 | 0.99699 | -0.028848 | 1.3561
59 | 3.6524 | 1.6386 | -3.649 | -1.6421 | 0.0034404 | -0.0035257 | 0.11591 | 0.11596 | 0.11596 | 0.997 | -0.028882 | 0.99611 | -0.022023 | 52.7106
60 | -4.092 | -1.8502 | 4.0953 | 1.8388 | 0.0033085 | -0.011441 | 0.13003 | 0.12987 | 0.13003 | 0.997 | -0.028882 | 0.99789 | -0.018253 | 35.9202
61 | 3.5638 | 1.601 | -3.5567 | -1.6088 | 0.0071235 | -0.0077191 | 0.11322 | 0.11334 | 0.11334 | 0.99611 | -0.022023 | 0.99423 | -0.007335 | 51.5187
62 | 0.085188 | 0.041035 | -0.085188 | -0.041258 | 9.4728e-08 | -0.00022359 | 0.0027403 | 0.0027431 | 0.0027431 | 0.99611 | -0.022023 | 0.99611 | -0.022013 | 1.2469
63 | -4.483 | -2.0254 | 4.4875 | 2.0129 | 0.0045011 | -0.012487 | 0.14231 | 0.14212 | 0.14231 | 0.99789 | -0.018253 | 0.99899 | -0.0050325 | 39.3115
64 | 0.38764 | 0.18658 | -0.38763 | -0.18774 | 1.014e-05 | -0.0011615 | 0.012445 | 0.01246 | 0.01246 | 0.99789 | -0.018253 | 0.99786 | -0.018027 | 5.6636
65 | 0.30722 | 0.14797 | -0.30722 | -0.14879 | 4.5649e-06 | -0.00082105 | 0.0099008 | 0.0099112 | 0.0099112 | 0.99423 | -0.007335 | 0.99422 | -0.0072064 | 4.5051
66 | 2.9581 | 1.3301 | -2.9492 | -1.3452 | 0.0089201 | -0.015046 | 0.094171 | 0.094383 | 0.094383 | 0.99423 | -0.007335 | 0.99141 | 0.015101 | 42.9015
67 | 0.29139 | 0.13068 | -0.29134 | -0.14032 | 4.7573e-05 | -0.0096452 | 0.0092723 | 0.0093905 | 0.0093905 | 0.99423 | -0.007335 | 0.99408 | -0.0060395 | 4.2684
68 | 2.9492 | 1.3452 | -2.9489 | -1.3456 | 0.00024759 | -0.00041507 | 0.094383 | 0.094389 | 0.094389 | 0.99141 | 0.015101 | 0.99133 | 0.015737 | 42.9042
69 | 0.29134 | 0.14032 | -0.29134 | -0.14102 | 3.4875e-06 | -0.00069727 | 0.0093905 | 0.0093993 | 0.0093993 | 0.99408 | -0.0060395 | 0.99407 | -0.0059359 | 4.2724
70 | -4.4875 | -2.0129 | 4.4875 | 2.0121 | 1.8957e-05 | -0.0007512 | 0.14212 | 0.14211 | 0.14212 | 0.99899 | -0.0050325 | 0.999 | -0.0050094 | 11.138
71 | 0.62283 | 0.27632 | -0.62278 | -0.27846 | 4.7034e-05 | -0.0021362 | 0.019718 | 0.019743 | 0.019743 | 0.99756 | -0.057049 | 0.99749 | -0.056512 | 8.9741
72 | -0.62283 | -0.27632 | 0.62286 | 0.27507 | 2.754e-05 | -0.0012535 | 0.019718 | 0.019703 | 0.019718 | 0.99756 | -0.057049 | 0.9976 | -0.057358 | 8.9626
73 | 0.23435 | 0.1124 | -0.23435 | -0.1135 | 3.4967e-06 | -0.0010967 | 0.007522 | 0.0075358 | 0.0075358 | 0.99749 | -0.056512 | 0.99748 | -0.056383 | 3.4254
74 | 0.38843 | 0.16605 | -0.38838 | -0.17185 | 4.9088e-05 | -0.0057975 | 0.012225 | 0.012292 | 0.012292 | 0.99749 | -0.056512 | 0.99737 | -0.055669 | 5.5875
75 | -0.83224 | -0.37648 | 0.83233 | 0.3764 | 9.2083e-05 | -7.4274e-05 | 0.026432 | 0.02643 | 0.026432 | 0.9976 | -0.057358 | 0.99774 | -0.053719 | 7.552
76 | -4.7007 | -2.1154 | 4.7008 | 2.1125 | 8.1136e-05 | -0.0029234 | 0.14896 | 0.14892 | 0.14896 | 0.999 | -0.0050094 | 0.99901 | -0.0049161 | 11.6737
77 | 0.24051 | 0.11511 | -0.2405 | -0.11648 | 4.5905e-06 | -0.0013705 | 0.0077122 | 0.0077294 | 0.0077294 | 0.99804 | -0.04637 | 0.99802 | -0.046206 | 3.5134
78 | -1.5972 | -0.74387 | 1.5975 | 0.74405 | 0.00029379 | 0.00018174 | 0.050961 | 0.050959 | 0.050961 | 0.99804 | -0.04637 | 0.99827 | -0.040499 | 14.5603
79 | 1.3566 | 0.62876 | -1.3563 | -0.62863 | 0.00030039 | 0.00012469 | 0.043249 | 0.043252 | 0.043252 | 0.99804 | -0.04637 | 0.99776 | -0.053476 | 12.3577
80 | -2.0762 | -0.97593 | 2.0762 | 0.9713 | 2.5215e-05 | -0.0046337 | 0.066341 | 0.066284 | 0.066341 | 0.99827 | -0.040499 | 0.99829 | -0.040445 | 5.1991
81 | 0.83235 | 0.37485 | -0.83233 | -0.3764 | 1.5447e-05 | -0.0015535 | 0.026411 | 0.02643 | 0.02643 | 0.99776 | -0.053476 | 0.99774 | -0.053719 | 7.301
82 | 0.41364 | 0.16912 | -0.41364 | -0.19384 | 5.1987e-06 | -0.024722 | 0.012919 | 0.013206 | 0.013206 | 0.99856 | -0.030646 | 0.99855 | -0.030721 | 1.0349
83 | 3.5094 | 1.6253 | -3.5092 | -1.6374 | 0.00018739 | -0.012036 | 0.11181 | 0.11195 | 0.11195 | 0.99856 | -0.030646 | 0.9985 | -0.030893 | 8.7738
84 | 0.41364 | 0.19384 | -0.41364 | -0.19571 | 4.0438e-07 | -0.0018767 | 0.013206 | 0.013229 | 0.013229 | 0.99855 | -0.030721 | 0.99855 | -0.030725 | 1.0368
85 | 3.338 | 1.5545 | -3.338 | -1.5554 | 1.2717e-05 | -0.00090271 | 0.10646 | 0.10647 | 0.10647 | 0.9985 | -0.030893 | 0.9985 | -0.030911 | 8.3438
86 | 0.090671 | 0.039296 | -0.090671 | -0.043914 | 4.7376e-08 | -0.0046181 | 0.0028568 | 0.0029125 | 0.0029125 | 0.99855 | -0.030725 | 0.99854 | -0.030728 | 0.22825
87 | 2.6975 | 1.2238 | -2.697 | -1.2248 | 0.00048111 | -0.00099342 | 0.086258 | 0.086271 | 0.086271 | 0.99133 | 0.015737 | 0.99117 | 0.017069 | 39.2142
88 | 0.12205 | 0.059031 | -0.12204 | -0.059109 | 1.8502e-06 | -7.7854e-05 | 0.003937 | 0.003938 | 0.003938 | 0.99407 | -0.0059359 | 0.99406 | -0.0060361 | 1.8752
89 | 0.073783 | 0.019541 | -0.073778 | -0.034033 | 4.2052e-06 | -0.014492 | 0.0022092 | 0.0023518 | 0.0023518 | 0.99737 | -0.055669 | 0.99732 | -0.055478 | 1.069
90 | 0.3146 | 0.15231 | -0.31459 | -0.15236 | 8.7228e-06 | -5.1337e-05 | 0.010117 | 0.010117 | 0.010117 | 0.99737 | -0.055669 | 0.99734 | -0.055852 | 4.8178
91 | 0.073778 | 0.034033 | -0.073778 | -0.035732 | 5.3317e-07 | -0.0016996 | 0.0023518 | 0.0023728 | 0.0023728 | 0.99732 | -0.055478 | 0.99731 | -0.055418 | 1.0785
92 | 4.9371 | 2.2826 | -4.9364 | -2.3052 | 0.00069988 | -0.02256 | 0.15717 | 0.15745 | 0.15745 | 0.99901 | -0.0049161 | 0.99887 | -0.0055738 | 12.3394
93 | -10.5514 | -4.8261 | 10.5561 | 4.7947 | 0.0047029 | -0.031371 | 0.33527 | 0.33487 | 0.33527 | 0.99901 | -0.0049161 | 0.99948 | -0.0026476 | 26.2753
94 | 0.91355 | 0.43098 | -0.91339 | -0.43431 | 0.00016141 | -0.0033284 | 0.029188 | 0.02923 | 0.02923 | 0.99901 | -0.0049161 | 0.99885 | -0.0034525 | 13.2863
95 | -2.0762 | -0.9713 | 2.0763 | 0.96149 | 5.3227e-05 | -0.009808 | 0.066284 | 0.066164 | 0.066284 | 0.99829 | -0.040445 | 0.99831 | -0.040327 | 5.1947
96 | -2.0763 | -0.96149 | 2.0763 | 0.96066 | 4.4726e-06 | -0.00082582 | 0.066164 | 0.066154 | 0.066164 | 0.99831 | -0.040327 | 0.99831 | -0.040317 | 5.1853
97 | -2.1509 | -0.99678 | 2.1511 | 0.99667 | 0.00019069 | -0.00011378 | 0.06855 | 0.068542 | 0.06855 | 0.99831 | -0.040317 | 0.99848 | -0.03101 | 5.3139
98 | 3.1522 | 1.4654 | -3.1521 | -1.4708 | 6.8451e-05 | -0.0054535 | 0.1005 | 0.10057 | 0.10057 | 0.9985 | -0.030911 | 0.99848 | -0.03101 | 7.8813
99 | 0.41509 | 0.20091 | -0.41509 | -0.20103 | 1.2685e-06 | -0.00012089 | 0.013494 | 0.013495 | 0.013495 | 0.98657 | 0.053663 | 0.98657 | 0.053689 | 6.1341
100 | 0.33922 | 0.16353 | -0.33922 | -0.16429 | 5.0381e-06 | -0.00076001 | 0.010872 | 0.010882 | 0.010882 | 0.99991 | -0.00046664 | 0.9999 | -0.00033793 | 4.9462
101 | -0.60633 | -0.29289 | 0.60635 | 0.29287 | 2.2827e-05 | -2.617e-05 | 0.01944 | 0.01944 | 0.01944 | 0.99991 | -0.00046664 | 0.99995 | -0.00021595 | 9.2572
102 | -5.0508 | -2.3638 | 5.0509 | 2.3604 | 0.00010972 | -0.003382 | 0.16099 | 0.16095 | 0.16099 | 0.99995 | -0.00021595 | 0.99997 | -0.00011847 | 12.6167
103 | 0.089573 | 0.042868 | -0.089573 | -0.042972 | 4.7549e-08 | -0.00010336 | 0.0028667 | 0.002868 | 0.002868 | 0.99997 | -0.00011847 | 0.99997 | -0.00011396 | 1.3036
104 | -5.1405 | -2.4033 | 5.1405 | 2.4026 | 2.2038e-05 | -0.00065556 | 0.16381 | 0.16381 | 0.16381 | 0.99997 | -0.00011847 | 0.99998 | -9.9191e-05 | 12.8381
105 | 0.089573 | 0.042972 | -0.089573 | -0.043382 | 1.8904e-07 | -0.00041023 | 0.002868 | 0.0028731 | 0.0028731 | 0.99997 | -0.00011396 | 0.99997 | -9.5769e-05 | 1.306
106 | -5.2986 | -2.4792 | 5.2987 | 2.4759 | 0.00011702 | -0.0032721 | 0.16888 | 0.16883 | 0.16888 | 0.99998 | -9.9191e-05 | 1 | 0 | 13.2347
107 | 16.9162 | 7.6407 | -16.9077 | -7.66 | 0.0085007 | -0.019269 | 0.53583 | 0.53612 | 0.53612 | 1 | 0 | 0.99948 | -0.0026476 | 42.0155
108 | 6.3516 | 2.8653 | -6.3511 | -2.8641 | 0.00049918 | 0.0011517 | 0.20125 | 0.20125 | 0.20125 | 0.99948 | -0.0026476 | 0.99933 | -0.011022 | 15.6011
109 | -0.35564 | -0.17225 | 0.35564 | 0.17215 | 6.73e-07 | -9.1712e-05 | 0.011426 | 0.011425 | 0.011426 | 0.99838 | -0.010591 | 0.99838 | -0.010608 | 5.1935
110 | 4.202 | 1.9657 | -4.2007 | -1.9699 | 0.0013278 | -0.0042557 | 0.13413 | 0.1342 | 0.1342 | 0.99838 | -0.010608 | 0.99804 | -0.014444 | 37.0713
111 | -4.5576 | -2.1378 | 4.5595 | 2.1331 | 0.0018159 | -0.0047541 | 0.14556 | 0.14548 | 0.14556 | 0.99838 | -0.010608 | 0.99882 | -0.0057741 | 40.2094
112 | 3.1998 | 1.4997 | -3.1996 | -1.5 | 0.00024997 | -0.00035203 | 0.10221 | 0.10222 | 0.10222 | 0.99804 | -0.014444 | 0.99796 | -0.013812 | 46.4632
113 | 0.91219 | 0.4281 | -0.91204 | -0.43103 | 0.00014192 | -0.00293 | 0.029145 | 0.029182 | 0.029182 | 0.99804 | -0.014444 | 0.99789 | -0.013172 | 13.2646
114 | 0.088649 | 0.04214 | -0.088649 | -0.042935 | 3.6079e-07 | -0.0007945 | 0.0028391 | 0.002849 | 0.002849 | 0.99804 | -0.014444 | 0.99803 | -0.014409 | 1.295
115 | -4.5595 | -2.1331 | 4.5595 | 2.1298 | 8.7083e-05 | -0.0032905 | 0.14548 | 0.14544 | 0.14548 | 0.99882 | -0.0057741 | 0.99884 | -0.0056882 | 11.4015
116 | 0.10491 | 0.050154 | -0.10491 | -0.050808 | 4.1648e-07 | -0.00065399 | 0.0033635 | 0.0033717 | 0.0033717 | 0.99796 | -0.013812 | 0.99796 | -0.013778 | 1.5326
117 | 3.0947 | 1.4499 | -3.0943 | -1.4504 | 0.00035209 | -0.00053719 | 0.098856 | 0.098863 | 0.098863 | 0.99796 | -0.013812 | 0.99786 | -0.012893 | 44.9379
118 | 0.79669 | 0.37598 | -0.79663 | -0.3776 | 5.9872e-05 | -0.0016226 | 0.025485 | 0.025505 | 0.025505 | 0.99789 | -0.013172 | 0.99782 | -0.012552 | 11.5932
119 | 0.11535 | 0.05505 | -0.11535 | -0.055867 | 6.2886e-07 | -0.00081676 | 0.0036975 | 0.0037077 | 0.0037077 | 0.99789 | -0.013172 | 0.99789 | -0.013125 | 1.6853
120 | 0.32317 | 0.15383 | -0.32316 | -0.15541 | 9.4962e-06 | -0.0015715 | 0.010354 | 0.010374 | 0.010374 | 0.99786 | -0.012893 | 0.99783 | -0.012644 | 4.7155
121 | 2.7711 | 1.2966 | -2.7707 | -1.2976 | 0.00049725 | -0.00098249 | 0.088509 | 0.088523 | 0.088523 | 0.99786 | -0.012893 | 0.99769 | -0.011447 | 40.2378
122 | 0.60557 | 0.2863 | -0.6055 | -0.28979 | 7.4161e-05 | -0.0034862 | 0.019379 | 0.019422 | 0.019422 | 0.99782 | -0.012552 | 0.99771 | -0.011527 | 8.8284
123 | 0.19106 | 0.0913 | -0.19106 | -0.092444 | 2.42e-06 | -0.0011448 | 0.0061261 | 0.0061405 | 0.0061405 | 0.99782 | -0.012552 | 0.99781 | -0.012443 | 2.7911
124 | 0.19336 | 0.091201 | -0.19336 | -0.093647 | 5.2858e-06 | -0.0024456 | 0.0061858 | 0.0062163 | 0.0062163 | 0.99771 | -0.011527 | 0.99768 | -0.011296 | 2.8256
125 | 0.41214 | 0.19859 | -0.41213 | -0.1996 | 1.0045e-05 | -0.0010167 | 0.013237 | 0.01325 | 0.01325 | 0.99771 | -0.011527 | 0.99769 | -0.011316 | 6.0226
126 | 0.082879 | 0.040052 | -0.082879 | -0.04014 | 3.5228e-08 | -8.8421e-05 | 0.0026631 | 0.0026642 | 0.0026642 | 0.99781 | -0.012443 | 0.99781 | -0.012439 | 1.211
127 | -4.6404 | -2.169 | 4.6406 | 2.1647 | 0.00011735 | -0.0042807 | 0.14804 | 0.14799 | 0.14804 | 0.99884 | -0.0056882 | 0.99887 | -0.0055738 | 11.6019
128 | 0.15321 | 0.073092 | -0.1532 | -0.0742 | 1.5055e-06 | -0.001108 | 0.0049109 | 0.0049248 | 0.0049248 | 0.99783 | -0.012644 | 0.99782 | -0.01256 | 2.2385
129 | 2.6109 | 1.2202 | -2.6105 | -1.2211 | 0.00038579 | -0.00087299 | 0.083387 | 0.083399 | 0.083399 | 0.99769 | -0.011447 | 0.99755 | -0.010259 | 37.9088
130 | 0.2958 | 0.14046 | -0.29579 | -0.14319 | 1.3775e-05 | -0.0027306 | 0.0094636 | 0.0094977 | 0.0094977 | 0.99887 | -0.0055738 | 0.99882 | -0.0051771 | 4.3172
131 | -0.07303 | -0.03537 | 0.073031 | 0.034262 | 3.4177e-07 | -0.0011081 | 0.002349 | 0.0023352 | 0.002349 | 0.99722 | -0.0075678 | 0.99722 | -0.0076072 | 1.0677
132 | -0.073031 | -0.034262 | 0.073032 | 0.027937 | 1.8779e-06 | -0.0063253 | 0.0023352 | 0.0022635 | 0.0023352 | 0.99722 | -0.0076072 | 0.99725 | -0.0077683 | 1.0614
133 | -0.4504 | -0.20485 | 0.45048 | 0.19832 | 7.5248e-05 | -0.0065382 | 0.014323 | 0.014246 | 0.014323 | 0.99725 | -0.0077683 | 0.9974 | -0.0089716 | 6.5105
134 | 0.09709 | 0.045734 | -0.097089 | -0.047022 | 7.0266e-07 | -0.0012881 | 0.0031067 | 0.0031228 | 0.0031228 | 0.99725 | -0.0077683 | 0.99724 | -0.0077072 | 1.4194
135 | 0.28028 | 0.13118 | -0.28027 | -0.13392 | 1.241e-05 | -0.0027364 | 0.0089581 | 0.008992 | 0.008992 | 0.99725 | -0.0077683 | 0.9972 | -0.0074028 | 4.0873
136 | 0.28027 | 0.13392 | -0.28027 | -0.13474 | 3.7572e-06 | -0.00082435 | 0.008992 | 0.0090023 | 0.0090023 | 0.9972 | -0.0074028 | 0.99719 | -0.0072887 | 4.092
137 | 0.1726 | 0.082601 | -0.1726 | -0.083595 | 1.7202e-06 | -0.00099423 | 0.0055394 | 0.0055519 | 0.0055519 | 0.99719 | -0.0072887 | 0.99718 | -0.007203 | 2.5236
138 | -2.3306 | -1.0867 | 2.3307 | 1.0866 | 4.1486e-05 | -0.00012095 | 0.074427 | 0.074426 | 0.074427 | 0.9974 | -0.0089716 | 0.99742 | -0.0091137 | 33.8307
139 | 1.5254 | 0.72897 | -1.5251 | -0.73072 | 0.00024493 | -0.0017464 | 0.04893 | 0.048953 | 0.048953 | 0.9974 | -0.0089716 | 0.99725 | -0.0076099 | 22.2514
140 | 0.35479 | 0.15945 | -0.35478 | -0.1614 | 1.3941e-05 | -0.0019487 | 0.011258 | 0.011281 | 0.011281 | 0.9974 | -0.0089716 | 0.99737 | -0.0086809 | 5.1279
141 | 0.75049 | 0.36342 | -0.75049 | -0.36348 | 1.8485e-06 | -5.5857e-05 | 0.02414 | 0.024141 | 0.024141 | 0.99714 | -0.0065943 | 0.99714 | -0.0065728 | 10.9732
142 | -1.1237 | -0.53825 | 1.1238 | 0.53645 | 0.00013481 | -0.0018039 | 0.03607 | 0.036047 | 0.03607 | 0.99714 | -0.0065943 | 0.99725 | -0.0076099 | 16.3955
143 | 0.37318 | 0.17483 | -0.37316 | -0.17804 | 2.5866e-05 | -0.0032129 | 0.011931 | 0.01197 | 0.01197 | 0.99714 | -0.0065943 | 0.99708 | -0.0060225 | 5.4411
144 | 0.40131 | 0.19427 | -0.4013 | -0.19436 | 8.1842e-07 | -8.7143e-05 | 0.012906 | 0.012907 | 0.012907 | 0.99725 | -0.0076099 | 0.99725 | -0.0075922 | 5.867
145 | 0.12689 | 0.059038 | -0.12689 | -0.059634 | 5.514e-07 | -0.00059588 | 0.004052 | 0.0040593 | 0.0040593 | 0.99708 | -0.0060225 | 0.99707 | -0.0059875 | 1.8452
146 | 0.24626 | 0.119 | -0.24626 | -0.11927 | 9.367e-07 | -0.00026522 | 0.0079186 | 0.007922 | 0.007922 | 0.99708 | -0.0060225 | 0.99707 | -0.0059894 | 3.6009
147 | -0.20216 | -0.090488 | 0.20216 | 0.088239 | 5.1781e-06 | -0.0022492 | 0.0064107 | 0.0063844 | 0.0064107 | 0.99734 | -0.0085023 | 0.99737 | -0.0086809 | 2.914
148 | 0.20216 | 0.090488 | -0.20215 | -0.09244 | 4.5298e-06 | -0.0019524 | 0.0064107 | 0.006434 | 0.006434 | 0.99734 | -0.0085023 | 0.99732 | -0.0083363 | 2.9246
149 | 0.15262 | 0.073164 | -0.15262 | -0.073915 | 1.0159e-06 | -0.00075137 | 0.0048987 | 0.0049081 | 0.0049081 | 0.99737 | -0.0086809 | 0.99736 | -0.0086235 | 2.231
150 | 0.08662 | 0.036486 | -0.08662 | -0.036976 | 2.0444e-07 | -0.00049032 | 0.0027206 | 0.0027261 | 0.0027261 | 0.99732 | -0.0083363 | 0.99732 | -0.0083217 | 1.2391
151 | 0.12689 | 0.059634 | -0.12689 | -0.061457 | 1.6996e-06 | -0.0018232 | 0.0040593 | 0.0040821 | 0.0040821 | 0.99707 | -0.0059875 | 0.99706 | -0.0058747 | 1.8555
152 | -2.4703 | -1.1542 | 2.4706 | 1.1533 | 0.00035307 | -0.00090432 | 0.078915 | 0.078902 | 0.078915 | 0.99742 | -0.0091137 | 0.99755 | -0.010259 | 35.8703
153 | 0.08662 | 0.036976 | -0.086619 | -0.039064 | 8.7992e-07 | -0.0020875 | 0.0027261 | 0.0027504 | 0.0027504 | 0.99732 | -0.0083217 | 0.99731 | -0.0082522 | 1.2502
154 | 0.34171 | 0.15482 | -0.34171 | -0.15537 | 4.3038e-06 | -0.00055297 | 0.010846 | 0.010853 | 0.010853 | 0.99848 | -0.03101 | 0.99845 | -0.032348 | 0.84131
155 | 0.15349 | 0.064208 | -0.15349 | -0.066748 | 7.2897e-08 | -0.00254 | 0.0048103 | 0.0048391 | 0.0048391 | 0.99845 | -0.032348 | 0.99845 | -0.032351 | 0.37924
156 | 0.15349 | 0.066748 | -0.15349 | -0.071359 | 1.3468e-07 | -0.004611 | 0.0048391 | 0.0048938 | 0.0048938 | 0.99845 | -0.032351 | 0.99845 | -0.032356 | 0.38353
157 | 0.15349 | 0.071359 | -0.15349 | -0.074338 | 8.8629e-08 | -0.0029785 | 0.0048938 | 0.0049308 | 0.0049308 | 0.99845 | -0.032356 | 0.99845 | -0.032358 | 0.38642
158 | -0.53827 | -0.25928 | 0.53828 | 0.25891 | 6.2053e-06 | -0.00036905 | 0.017274 | 0.017269 | 0.017274 | 0.99846 | -0.030928 | 0.99847 | -0.031027 | 7.8518
159 | 0.080136 | 0.037394 | -0.080136 | -0.038141 | 2.7475e-07 | -0.00074662 | 0.0025567 | 0.0025659 | 0.0025659 | 0.99846 | -0.030928 | 0.99845 | -0.0309 | 1.1663
160 | 0.080136 | 0.038141 | -0.080136 | -0.038811 | 2.4855e-07 | -0.00067081 | 0.0025659 | 0.0025743 | 0.0025743 | 0.99845 | -0.0309 | 0.99845 | -0.030873 | 1.1702
161 | -6.1071 | -2.7502 | 6.1073 | 2.7461 | 0.000194 | -0.004101 | 0.19348 | 0.19343 | 0.19348 | 0.9993 | -0.011193 | 0.99933 | -0.011022 | 15.1633
162 | -0.086618 | -0.041951 | 0.086619 | 0.039064 | 1.2436e-06 | -0.0028872 | 0.0027858 | 0.0027504 | 0.0027858 | 0.9973 | -0.0081368 | 0.99731 | -0.0082522 | 1.2663
163 | 0.34884 | 0.16861 | -0.34884 | -0.16895 | 2.3789e-06 | -0.0003377 | 0.011198 | 0.011202 | 0.011202 | 0.99885 | -0.0034525 | 0.99884 | -0.0033932 | 5.0918
164 | 0.56455 | 0.2657 | -0.56451 | -0.26771 | 3.6994e-05 | -0.0020161 | 0.018033 | 0.018058 | 0.018058 | 0.99885 | -0.0034525 | 0.99879 | -0.0029129 | 8.208
165 | 0.15353 | 0.07122 | -0.15352 | -0.07194 | 9.6785e-07 | -0.00072012 | 0.0048915 | 0.0049003 | 0.0049003 | 0.99879 | -0.0029129 | 0.99878 | -0.0028625 | 2.2274
166 | 0.41099 | 0.19649 | -0.41098 | -0.19732 | 8.0418e-06 | -0.0008246 | 0.013166 | 0.013177 | 0.013177 | 0.99879 | -0.0029129 | 0.99877 | -0.0027465 | 5.9894
167 | 0.15352 | 0.07194 | -0.15352 | -0.071997 | 7.7528e-08 | -5.7592e-05 | 0.0049003 | 0.004901 | 0.004901 | 0.99878 | -0.0028625 | 0.99878 | -0.0028584 | 2.2277
168 | 0.29709 | 0.14216 | -0.29709 | -0.1429 | 3.787e-06 | -0.00074373 | 0.0095192 | 0.0095286 | 0.0095286 | 0.99877 | -0.0027465 | 0.99876 | -0.0026377 | 4.3312
169 | 0.29579 | 0.14319 | -0.29578 | -0.14325 | 9.3135e-06 | -6.3174e-05 | 0.0094977 | 0.0094986 | 0.0094986 | 0.99882 | -0.0051771 | 0.99879 | -0.0053849 | 4.5232
170 | -0.29708 | -0.14388 | 0.29709 | 0.1429 | 5.0028e-06 | -0.00098025 | 0.0095409 | 0.0095286 | 0.0095409 | 0.99874 | -0.0024922 | 0.99876 | -0.0026377 | 4.3368
171 | 0.082572 | 0.037633 | -0.082571 | -0.038387 | 2.9178e-07 | -0.00075409 | 0.0026227 | 0.0026318 | 0.0026318 | 0.99878 | -0.0028584 | 0.99878 | -0.0028311 | 1.1963
172 | -0.082571 | -0.039991 | 0.082571 | 0.039279 | 2.7967e-07 | -0.00071192 | 0.0026517 | 0.0026428 | 0.0026517 | 0.99877 | -0.0027679 | 0.99877 | -0.0027968 | 1.2053
173 | -0.082571 | -0.039279 | 0.082571 | 0.038387 | 3.4757e-07 | -0.00089144 | 0.0026428 | 0.0026318 | 0.0026428 | 0.99877 | -0.0027968 | 0.99878 | -0.0028311 | 1.2013

## res_trafo
| p_hv_mw | q_hv_mvar | p_lv_mw | q_lv_mvar | pl_mw | ql_mvar | i_hv_ka | i_lv_ka | vm_hv_pu | va_hv_degree | vm_lv_pu | va_lv_degree | loading_percent
0 | 2.6518e-14 | 1.7507e-14 | 0.013999 | 0.0105 | 0.013999 | 0.0105 | 1.6678e-16 | 0.00050517 | 0.99997 | 149.9981 | 1 | 0 | 0.069998

## res_ext_grid
| p_mw | q_mvar
0 | 22.2289 | 10.1271

## res_load
| p_mw | q_mvar
0 | 0.26926 | 0.13041
1 | 0.23032 | 0.11155
2 | 1.453 | 0.70374
3 | 0.34446 | 0.16683
4 | 0.087319 | 0.042291
5 | 0.2678 | 0.1297
6 | 0.2689 | 0.13023
7 | 0.26227 | 0.12702
8 | 0.26243 | 0.1271
9 | 0.32612 | 0.15795
10 | 0.25525 | 0.12362
11 | 0.22857 | 0.1107
12 | 0.3993 | 0.19339
13 | 0.38487 | 0.1864
14 | 0.28646 | 0.13874
15 | 0.25519 | 0.12359
16 | 0.40175 | 0.19458
17 | 0.19568 | 0.094772
18 | 0.32934 | 0.15951
19 | 0.35325 | 0.17109
20 | 0.077348 | 0.037461
21 | 0.19772 | 0.095758
22 | 0.31747 | 0.15376
23 | 0.34683 | 0.16798
24 | 0.092736 | 0.044914
25 | 0.085188 | 0.041258
26 | 0.30722 | 0.14879
27 | 0.38763 | 0.18774
28 | 0.20938 | 0.10141
29 | 0.21325 | 0.10328
30 | 0.2405 | 0.11648
31 | 0.47877 | 0.23188
32 | 0.524 | 0.25378
33 | 0.17117 | 0.082899
34 | 0.32296 | 0.15642
35 | 0.25139 | 0.12176
36 | 0.16929 | 0.081991
37 | 0.31459 | 0.15236
38 | 0.23435 | 0.1135
39 | 0.073778 | 0.035732
40 | 0.074577 | 0.036119
41 | 0.18582 | 0.089997
42 | 0.090671 | 0.043914
43 | 0.12204 | 0.059109
44 | 0.40187 | 0.19464
45 | 0.41509 | 0.20103
46 | 0.2671 | 0.12936
47 | 0.33922 | 0.16429
48 | 0.15807 | 0.076557
49 | 0.22781 | 0.11033
50 | 0.089573 | 0.043382
51 | 0.35564 | 0.17225
52 | 0.088649 | 0.042935
53 | 0.10491 | 0.050808
54 | 0.11535 | 0.055867
55 | 0.10818 | 0.052393
56 | 0.080909 | 0.039186
57 | 0.16996 | 0.082314
58 | 0.15976 | 0.077377
59 | 0.19336 | 0.093647
60 | 0.41213 | 0.1996
61 | 0.082879 | 0.04014
62 | 0.07303 | 0.03537
63 | 0.10766 | 0.052143
64 | 0.097089 | 0.047022
65 | 0.75049 | 0.36348
66 | 0.11553 | 0.055954
67 | 0.4013 | 0.19436
68 | 0.24626 | 0.11927
69 | 0.15262 | 0.073915
70 | 0.1396 | 0.067611
71 | 0.1726 | 0.083595
72 | 0.12689 | 0.061457
73 | 0.13988 | 0.067746
74 | 0.65934 | 0.31933
75 | 0.18822 | 0.09116
76 | 0.15349 | 0.074338
77 | 0.45814 | 0.22189
78 | 0.10713 | 0.051887
79 | 0.080136 | 0.038811
80 | 0.16011 | 0.077543
81 | 0.24377 | 0.11806
82 | 0.086618 | 0.041951
83 | 0.34884 | 0.16895
84 | 0.11389 | 0.055159
85 | 0.29708 | 0.14388
86 | 0.070953 | 0.034364
87 | 0.1532 | 0.0742
88 | 0.29578 | 0.14325
89 | 0.082571 | 0.039991

## dtypes
| element | column | dtype
0 | bus | name | object
1 | bus | vn_kv | float64
2 | bus | type | object
3 | bus | zone | object
4 | bus | in_service | bool
5 | load | name | object
6 | load | bus | uint32
7 | load | p_mw | float64
8 | load | q_mvar | float64
9 | load | const_z_percent | float64
10 | load | const_i_percent | float64
11 | load | sn_mva | float64
12 | load | scaling | float64
13 | load | in_service | bool
14 | load | type | object
15 | ext_grid | name | object
16 | ext_grid | bus | uint32
17 | ext_grid | vm_pu | float64
18 | ext_grid | va_degree | float64
19 | ext_grid | slack_weight | float64
20 | ext_grid | in_service | bool
21 | line | name | object
22 | line | std_type | object
23 | line | from_bus | uint32
24 | line | to_bus | uint32
25 | line | length_km | float64
26 | line | r_ohm_per_km | float64
27 | line | x_ohm_per_km | float64
28 | line | c_nf_per_km | float64
29 | line | g_us_per_km | float64
30 | line | max_i_ka | float64
31 | line | df | float64
32 | line | parallel | uint32
33 | line | type | object
34 | line | in_service | bool
35 | trafo | name | object
36 | trafo | std_type | object
37 | trafo | hv_bus | uint32
38 | trafo | lv_bus | uint32
39 | trafo | sn_mva | float64
40 | trafo | vn_hv_kv | float64
41 | trafo | vn_lv_kv | float64
42 | trafo | vk_percent | float64
43 | trafo | vkr_percent | float64
44 | trafo | pfe_kw | float64
45 | trafo | i0_percent | float64
46 | trafo | shift_degree | float64
47 | trafo | tap_side | object
48 | trafo | tap_neutral | int32
49 | trafo | tap_min | int32
50 | trafo | tap_max | int32
51 | trafo | tap_step_percent | float64
52 | trafo | tap_step_degree | float64
53 | trafo | tap_pos | int32
54 | trafo | tap_phase_shifter | bool
55 | trafo | parallel | uint32
56 | trafo | df | float64
57 | trafo | in_service | bool
58 | bus_geodata | x | float64
59 | bus_geodata | y | float64
60 | bus_geodata | coords | object
61 | res_bus | vm_pu | float64
62 | res_bus | va_degree | float64
63 | res_bus | p_mw | float64
64 | res_bus | q_mvar | float64
65 | res_line | p_from_mw | float64
66 | res_line | q_from_mvar | float64
67 | res_line | p_to_mw | float64
68 | res_line | q_to_mvar | float64
69 | res_line | pl_mw | float64
70 | res_line | ql_mvar | float64
71 | res_line | i_from_ka | float64
72 | res_line | i_to_ka | float64
73 | res_line | i_ka | float64
74 | res_line | vm_from_pu | float64
75 | res_line | va_from_degree | float64
76 | res_line | vm_to_pu | float64
77 | res_line | va_to_degree | float64
78 | res_line | loading_percent | float64
79 | res_trafo | p_hv_mw | float64
80 | res_trafo | q_hv_mvar | float64
81 | res_trafo | p_lv_mw | float64
82 | res_trafo | q_lv_mvar | float64
83 | res_trafo | pl_mw | float64
84 | res_trafo | ql_mvar | float64
85 | res_trafo | i_hv_ka | float64
86 | res_trafo | i_lv_ka | float64
87 | res_trafo | vm_hv_pu | float64
88 | res_trafo | va_hv_degree | float64
89 | res_trafo | vm_lv_pu | float64
90 | res_trafo | va_lv_degree | float64
91 | res_trafo | loading_percent | float64
92 | res_ext_grid | p_mw | float64
93 | res_ext_grid | q_mvar | float64
94 | res_load | p_mw | float64
95 | res_load | q_mvar | float64

## parameters
| version | format_version | converged | OPF_converged | name | f_hz | sn_mva
0 | 2.14.6 | 2.14.0 | TRUE | FALSE |  | 50 | 1